{"text_format":"1","workbook":"xlsx","n_sheets":12,"sheets":["Guide0","Guide 1 ","Guide2","Guide3","Guide4","ID","MAIN","graf1","graf2","FBR","BR","model"],"not_rendered":{"charts":21,"images":12,"macros":1,"external_links":1,"defined_names":87,"comments":4,"pivot_tables":0},"unopened":[],"bounds":{"document_bytes":16777216,"sheet_cells":100000,"rows_first":2000,"rows_last":500,"rows_between":2000,"halvings":0,"cell_chars":16384,"cell_head_chars":4096},"cells_cut":0,"cells_raw":0,"read":"whole","date_system":"1900"}

{"sheet":"Guide0","index":0,"n_rows":64,"n_cols":3,"rows_kept":64,"cut":false,"hidden":false,"merged":[[52,0,54,0],[52,2,54,2],[52,3,54,3],[47,0,49,0],[47,2,49,2],[47,3,49,3],[50,0,51,0],[50,2,51,2],[50,3,51,3],[36,0,38,0],[36,2,38,2],[36,3,38,3],[39,0,45,0],[39,2,45,2],[39,3,45,3],[12,0,23,0],[12,2,23,2],[12,3,23,3],[24,0,35,0],[24,2,35,2],[24,3,35,3]]}
[]
[null,{"$f":"MAIN!A1","v":"PVBAT 1.1 (version 30 november 2016) "}]
[null,"Vejledning og introduktion"]
[]
[]
[null,"Introduktion "]
[null,"Dette værktøj er udviklet med støtte af ELFORSK programmet under projektet \"Boligejendomme med CO2 neutralt elforbrug – fase 1\" med journal nr.  346-048. \nPartnerne i projektet er: "]
[null,"COWI, Svend Erik Mikkelsen; sem@cowi.dk.\nKommunikationsbureauet Rubrik, Steen Hartvig Jacobsen, steen@hartvig.com.\nNorthQ, Christian von Scholten, cvs@northq.com.\nIT Energy; Troels Fjordbak Larsen,  E-mail: tfl@it-energy.dk.\nLithium Balance; Lars Barkler, lba@lithiumbalance.com.\nGaia Solar A/S, Anders Christoffer Sørensen, as@gaiasolar.dk."]
[null,"Ansvar: \nProjektgruppen påtager sig intet ansvar for den videre anvendelse af projektets resultater og af værktøjet,  som helhed eller i uddrag, ligesom der tages forbehold for evt. fejl og mangler i værktøjet.  "]
[null,"Manuel beregning. \nDet anbefales at stille Excel til at foretage manuel beregning ved tryk på F9.  Beregninger foretages da når man trykker på knapperne i programmet. Med automatisk beregning vil programmet foretage en beregning hver gang mand ændrer data og der er en vis beregningstid.  Man finder denne indstilling \"calculation options\", under følgende menu. \nFILE - OPTIONS - FORMULA"]
[]
[null,"Vejledning","Sheet "]
[1,"Indhent følgende data vedrørende den fysiske bygning og forbruget, som er nødvendige for at lave analysen.","Indhent data"]
[]
[null,"1.       Tagarealer og eller facadearealer som er tilgængelige. Vurder hvor stor en del af disse der kan bruges til PV. Der skal bruges areal, orientering og udnyttelsesgrad i procent af tagflade. Hældning 15, 30, 45, 60 eller 90 grader. Orientering S, SV, SØ, V, Ø. "]
[null,"2.       Find data for forbrug af el. Jo mere nøjagtige og detaljerede data jo bedre."]
[null,"a.       Som minimum skal der bruges årsforbruget for el. Dette kan evt. bestemmes som et forbrug pr. enhed (lejlighed) x antal enheder + en vurdering af fællesforbruget."]
[null,"Dertil skal der så bruges en fordeling af dette forbrug over døgnet (opdelt i hverdage og weekend samt på individuelt og fælles forbrug), samt over året, ligeledes opdelt på hverdag og weekend. Man kan her bruge standard fordelinger fra litteraturen."]
[null,"b.      Det bedste er at bruge målte timeværdier for forbruget over et helt år. Det er naturligvis kun muligt for eksisterende bygninger med timeaflæste elmålere."]
[null,"3.        Aktuel elpris inklusiv moms hvis der regnes med moms. "]
[null,"4.       Aktuel elpris for overskud af el som sælges til nettet. Denne vil være 60 øre/kWh medmindre man bliver en del af puljesystemet for forhøjet PSO-støtte."]
[null,"Disse data er tilstrækkelig til at komme i gang."]
[null,"For alle øvrige data kan der i første omgang bruges foreslåede værdier som fremgår af sheet ”ID” til inddata i værktøjet. Disse værdier skal opfattes som eksempler og gives uden ansvar."]
[]
[2,"Gå til sheet ”ID” i Excel arket og udfyld data systematisk.","ID"]
[null,"Linjerne er nummeret og vejledningen henviser til disse numre."]
[]
[null,"Bemærk at der kun kan og skal skrives data i de gule felter."]
[]
[null,"Nogle af felterne skifter til rød som angiver at data i disse felter ikke bruges i den aktuelle beregning. Det er kun linjerne nr. 1, 112 og 113 der har indflydelse på dette skift. Disse linjer bestemmer valg af metode for angivelse af forbrug, valg af metode for angivelse af elpris, og valg af metode for angivelse af pris for salg af el. Eksempelvis er det sådan at hvis man bruger detaljerede timeværdier for forbruget (og angiver \"2\" i linje 1 i sheet ID), behøver man ikke at indtaste en fordeling over døgnet og det årlige forbrug i linje 2 til 48 samme sted. Data der står her bruges ikke når der i linje 1 står \"2\".  "]
[]
[null,"I sheet ”ID” er der linje for linje en vejledning og i visse tilfælde en Excel comment som fås frem ved at pege på det røde felt her. "]
[]
[null,"Ønsker man at lave analyse med batteri anbefales det at definere en størrelse som udgangspunkt. Man kan da senere under parametervariationer ændre på kapaciteten, eller sætte den til nul. Størrelsen kan for eksempel sættes til noget der svarer til ½ dags for brug af el eller 0,1 % af den årlige produktion af PV. Dette skrives i linje 73. For de øvrige tal til batteriet kan man i første omgang bruge de foreslåede værdier som fremgår af sheet ”ID”.  "]
[]
[null,"Når data er fyldt ind er man klar til en beregning og går til sheet ”MAIN”, eventuelt ved at trykke på en af knapperne med betegnelsen \"MAIN\" i sheet \"ID\"."]
[3,null,"Guide 1 -3"]
[null,"Se først sheet ”Guide 1-3” vedr. opbygningen af MAIN."]
[]
[4,"Første beregning eller grundberegning.","MAIN"]
[null,"Inden den første beregning foretages slettes tidligere resultater ved at trykke på knapperne i MAIN foroven til sletning af data (med rød tekst). Der er ingen fortrydelse."]
[null,"Den første beregning ud fra de data der er sat in i ”ID” sker ved at trykke på knappen B1 "]
[]
[]
[]
[]
[5,"Yderligere illustration for den aktuelle lige gennemførte beregning  kan ses i sheet ”graf1” og ”graf2”. Tryk evt. på knapperne i MAIN. Disse grafer gælder for den sidst gennemførte beregning som anført. \n\n","GRAF1 og GRAF2"]
[6,"Af sheet ”BR” fremgår detaljerede data i tabelform. I denne tabel opsamles data for alle gennemførte beregninger. Disse slettes først når man trykker på knappen til ”slet detaljerede data” i MAIN. Foretages en fornyet beregning overskrives tabellen i ”BR”. ","BR"]
[null,"Forneden i sheet ”BR” fremgår de inddata der hører til den enkelte beregning. "]
[null,"I tabellen er det sådan at værdier der er ændret i forhold til værdien i beregningen til venstre for denne, bliver farvet grønne. Dette giver et bedre overblik over hvor der sker ændringer. Dette gælder også for inddata forneden i ”BR”. "]
[7,"Når den grundlæggende beregning er foretaget kan man begynde på parametervariationer, dette er forklaret nærmere i sheet ”Guide4”, se denne. ","Guide4"]
[null,"  "]
[8,"Som det er forklaret i Guide4 kan man i området til venstre i MAIN, foretage ændringer på et udvalg af parametre, for eksempel batterikapaciteten. Det sker ved der ganges en faktor på, for eksempel 0,5 og man får da en beregning med det halve batteri. For at gennemføre beregningen trykkes på knappen B2 til B20 i MAIN.","MAIN"]
[null,"Et overblik over resultaterne af disse parametervariationer kan ses i graferne nederst i MAIN. For at kunne tolke disse bør man organisere parametervariationerne hensigtsmæssigt. "]
[]
[null,"Resultaterne og inddata opsamles endvidere i sheet BR","BR"]
[]
[]
[]
[]
[]
[]
[]
[" "]

{"sheet":"Guide 1 ","index":1,"n_rows":1,"n_cols":1,"rows_kept":1,"cut":false,"hidden":false,"merged":[]}
[{"$f":"MAIN!A1","v":"PVBAT 1.1 (version 30 november 2016) "}]

{"sheet":"Guide2","index":2,"n_rows":3,"n_cols":1,"rows_kept":3,"cut":false,"hidden":false,"merged":[]}
[{"$f":"MAIN!A1","v":"PVBAT 1.1 (version 30 november 2016) "}]
[]
["Udskrivt af excel comments in sheet \"ID\" "]

{"sheet":"Guide3","index":3,"n_rows":3,"n_cols":1,"rows_kept":3,"cut":false,"hidden":false,"merged":[]}
[{"$f":"MAIN!A1","v":"PVBAT 1.1 (version 30 november 2016) "}]
[]
["Udskrivt af excel comments in sheet \"ID\" "]

{"sheet":"Guide4","index":4,"n_rows":3,"n_cols":1,"rows_kept":3,"cut":false,"hidden":false,"merged":[]}
[{"$f":"MAIN!A1","v":"PVBAT 1.1 (version 30 november 2016) "}]
[]
["Pamametervariationer"]

{"sheet":"ID","index":5,"n_rows":9010,"n_cols":41,"rows_kept":4500,"cut":true,"hidden":false,"merged":[[122,15,124,15],[54,33,54,37],[79,16,83,16],[2,10,2,16],[0,10,0,16],[119,14,120,14],[1,10,1,16]],"bounds":{"rows_first":2000,"rows_last":500,"rows_between":2000,"halvings":0}}
[{"$f":"MAIN!A1","v":"PVBAT 1.1 (version 30 november 2016) "}]
[null,null,null,null,null,null,null,null,null,null,"Der skal skrives data i felter der er gule. \nData i felter der skifter til rød bruges ikke i den aktuelle beregning. Skiftet sker ud fra data der skrives i linje 1, 112 og 113. "]
[null,"Forbrug",null,null,null,null,null,null,null,null,"TRYK F9 for at opdaterer efter ændringer (hvis man i Excel bruger manuel beregning)",null,null,null,null,null,null,null,null,null,null,null,"Til uddata"]
[1,"Vælg af inddata måde  1) beregn forbrug, 2) indsæt forbrug)",null,null,null,null,null,null,null,null,1,{"$f":"IF(OR(K4=1,K4=2,K4=2),\"\",\"error\")","v":""},null,null,null,null,"Vælges 1 beregnes forbrug på grundlag af data i linje 3-48",null,null,null,null,null,{"$f":"Y4","v":1},null,{"$f":"IF(bnr=1,K4,INDEX(Forbrug12,bnr))","v":1}]
[2,"Døgnfordeling på forbrug ",null,null,null,null,null,null,null,null,null,null,null,null,null,null,"Vælges 2 indsættes det samlede elforbrug som timeværdi i linje 179 og følgende (8760 værdier)",null,null,null,null,null,null,null,"til beregning"]
[3,null,null,null,null,null,null,null,null,null,"A","B","C","D"]
[4,null,null,null,null,null,null,null,null,null,"Indv. hverdag","Indv. weekend","Fælles hverdag","Fælles weekend",null,null,"I tabellen linje 4-28 indsættes døgnvariation på elforbrug. "]
[5,null,null,null,null,null,null,null,"time",0,35,35,35,35,null,null,"Summen af tallene er uden betydning. ",null,null,null,null,null,{"$f":"CONCATENATE(K8,\"-\",L8,\"-\",M8,\"-\",N8)","v":"35-35-35-35"}]
[6,null,null,null,null,null,null,null,null,1,30,30,30,30,null,null,"De indsatte værdier omregnes til en fordeling over døgnet. ",null,null,null,null,null,{"$f":"CONCATENATE(K9,\"-\",L9,\"-\",M9,\"-\",N9)","v":"30-30-30-30"}]
[7,null,null,null,null,null,null,null,null,2,28,28,28,28,null,null,"A - Døgnfordeling for individuelt elforbrug på hverdage",null,null,null,null,null,"28-28-28-28"]
[8,null,null,null,null,null,null,null,null,3,27,27,27,27,null,null,"B - Døgnfordeling for individuelt elforbrug i weekender",null,null,null,null,null,"27-27-27-27"]
[9,null,null,null,null,null,null,null,null,4,27,27,27,27,null,null,"C - Døgnfordeling for fælles elforbrug på hverdage",null,null,null,null,null,"27-27-27-27"]
[10,null,null,null,null,null,null,null,null,5,27,27,27,27,null,null,"D - Døgnfordeling for fælles elforbrug i weekender",null,null,null,null,null,"27-27-27-27"]
[11,null,null,null,null,null,null,null,null,6,29,29,29,29,null,null,null,null,null,null,null,null,"29-29-29-29"]
[12,null,null,null,null,null,null,null,null,7,32,32,32,32,null,null,null,null,null,null,null,null,"32-32-32-32"]
[13,null,null,null,null,null,null,null,null,8,35,35,35,35,null,null,null,null,null,null,null,null,"35-35-35-35"]
[14,null,null,null,null,null,null,null,null,9,38,38,38,38,null,null,null,null,null,null,null,null,"38-38-38-38"]
[15,null,null,null,null,null,null,null,null,10,40,40,40,40,null,null,null,null,null,null,null,null,"40-40-40-40"]
[16,null,null,null,null,null,null,null,null,11,42,42,42,42,null,null,null,null,null,null,null,null,"42-42-42-42"]
[17,null,null,null,null,null,null,null,null,12,43,43,43,43,null,null,null,null,null,null,null,null,"43-43-43-43"]
[18,null,null,null,null,null,null,null,null,13,44,44,44,44,null,null,null,null,null,null,null,null,"44-44-44-44"]
[19,null,null,null,null,null,null,null,null,14,47,47,47,47,null,null,null,null,null,null,null,null,"47-47-47-47"]
[20,null,null,null,null,null,null,null,null,15,50,50,50,50,null,null,null,null,null,null,null,null,"50-50-50-50"]
[21,null,null,null,null,null,null,null,null,16,53,53,53,53,null,null,null,null,null,null,null,null,"53-53-53-53"]
[22,null,null,null,null,null,null,null,null,17,62,62,62,62,null,null,null,null,null,null,null,null,"62-62-62-62"]
[23,null,null,null,null,null,null,null,null,18,65,65,65,65,null,null,null,null,null,null,null,null,"65-65-65-65"]
[24,null,null,null,null,null,null,null,null,19,60,60,60,60,null,null,null,null,null,null,null,null,"60-60-60-60"]
[25,null,null,null,null,null,null,null,null,20,53,53,53,53,null,null,null,null,null,null,null,null,"53-53-53-53"]
[26,null,null,null,null,null,null,null,null,21,50,50,50,50,null,null,null,null,null,null,null,null,"50-50-50-50"]
[27,null,null,null,null,null,null,null,null,22,45,45,45,45,null,null,null,null,null,null,null,null,"45-45-45-45"]
[28,null,null,null,null,null,null,null,null,23,40,40,40,40,null,null,null,null,null,null,null,null,"40-40-40-40"]
[29,"Månedsfordeling på forbrug "]
[30,null,null,null,null,null,null,null,null,null,"A","B","C","D"]
[31,null,null,null,null,null,null,null,null,null,"Indv. hverdag","Indv.. weekend","Fælles hverdag","Fælles weekend",null,null,"I tabellen 32-43 indsættes døgnvariation på elforbrug. "]
[32,null,null,null,null,null,null,null,null,"jan",1,1,1,1,null,null,"Summen af tallene er uden betydning. ",null,null,null,null,null,{"$f":"CONCATENATE(K35,\"-\",L35,\"-\",M35,\"-\",N35)","v":"1-1-1-1"}]
[33,null,null,null,null,null,null,null,null,"feb",1,1,1,1,null,null,"De indsatte værdier omregnes til en fordeling. ",null,null,null,null,null,{"$f":"CONCATENATE(K36,\"-\",L36,\"-\",M36,\"-\",N36)","v":"1-1-1-1"}]
[34,null,null,null,null,null,null,null,null,"mar",1,1,1,1,null,null,"A - Månedsfordeling for individuelt elforbrug på hverdage",null,null,null,null,null,"1-1-1-1"]
[35,null,null,null,null,null,null,null,null,"apr",1,1,1,1,null,null,"B - Månedsfordeling for individuelt elforbrug i weekender",null,null,null,null,null,"1-1-1-1"]
[36,null,null,null,null,null,null,null,null,"maj",1,1,1,1,null,null,"C - Månedsfordeling for fælles elforbrug på hverdage",null,null,null,null,null,"1-1-1-1"]
[37,null,null,null,null,null,null,null,null,"jun",1,1,1,1,null,null,"D - Månedsfordeling for fælles elforbrug i weekender",null,null,null,null,null,"1-1-1-1"]
[38,null,null,null,null,null,null,null,null,"jul",1,1,1,1,null,null,null,null,null,null,null,null,"1-1-1-1"]
[39,null,null,null,null,null,null,null,null,"aug",1,1,1,1,null,null,null,null,null,null,null,null,"1-1-1-1"]
[40,null,null,null,null,null,null,null,null,"sep",1,1,1,1,null,null,null,null,null,null,null,null,"1-1-1-1"]
[41,null,null,null,null,null,null,null,null,"okt",1,1,1,1,null,null,null,null,null,null,null,null,"1-1-1-1"]
[42,null,null,null,null,null,null,null,null,"nov",1,1,1,1,null,null,null,null,null,null,null,null,"1-1-1-1"]
[43,null,null,null,null,null,null,null,null,"dec",1,1,1,1,null,null,null,null,null,null,null,null,"1-1-1-1"]
[44]
[45,"Årsforbrug"]
[46,null,"Årligt individuelt elforbrug, kWh",null,null,null,null,null,null,null,2250,null,null,null,null,null,"Samlede årlige forbrug til forbrug pr. husstand (bolig), kWh pr. år ",null,null,null,null,null,{"$f":"Y49","v":2250},"indv. forbrug",{"$f":"K49","v":2250}]
[47,null,"Antal forbrugere ",null,null,null,null,null,null,null,96,null,null,null,null,null,"Antal lejligheder med forbruget i linje 46",null,null,null,null,null,{"$f":"Y50","v":96},"antal brugere",{"$f":"K50","v":96}]
[48,null,"Samlede årlige fælles forbrug, kWh",null,null,null,null,null,null,null,0,null,null,null,null,null,"Fællesforbrug af el til lys, vask mv. , kWh pr. år ",null,null,null,null,null,{"$f":"Y51","v":0},"fællesforbrug",{"$f":"K51","v":0}]
[49,null,"Beregnet max timeforbrug, kW",null,null,null,null,null,null,null,{"$f":"model!M8792","v":38.388975473710111},null,null,null,null,null,"Beregnet maximalt timeforbrug af el, kWh/h eller kW",null,null,null,null,null,{"$f":"model!Y8792","v":0}]
[50,null,"Beregnet gennemsnitligt forbrug, kW ",null,null,null,null,null,null,null,{"$f":"model!M8793","v":24.657534246573892},null,null,null,null,null,"Beregnet gennemsnitligt timeforbrug, kWh/h eller kW"]
[51,"Solceller "]
[52,"Fysiske Data for tagflader til placering af solceller",null,null,null,null,null,null,null,null,"Hældning","Orientering.","Areal","Udn.grad",null,null,"Der kan indsættes i alt 6 tagflader med PV. I linje 53-58 indsættes fysiske data for tagfladen. I linje 61 til 66 indsættes data for den valgte PV type",null,null,null,null,null,null,null,null,null,null,null,null,"Beregnet areal ","Beregnet effekt pr. m²",null,"Effekt i alt W peak","orientering valgt ",null,null,null,null,"begge valgt Række nr. "]
[53,null,"Tagflade 1 ",null,"Hældning 15, 30, 45, 60 og 90",null,null,null,{"$f":"IF(K56=0,FALSE,AND(K56<>15,K56<>30,K56<>45,K56<>60,K56<>90))","v":false},{"$f":"IF(L56=0,\"FALSE\",AND(L56<>\"s\",L56<>\"sv\",L56<>\"sø\",L56<>\"v\",L56<>\"ø\"))","v":false},45,"sø",3500,0.25,null,null,"Der kan kun vælges hældninger på 15, 30, 45, 60 og 90 grader ",null,null,null,null,null,{"$f":"CONCATENATE(Y56,\"-\",Z56,\"-\",AA56,\"-\",AB56)","v":"45-sø-3500-0.25"},"Tag1",{"$f":"_xlfn.NUMBERVALUE(K56)","v":45},{"$f":"L56","v":"sø"},{"$f":"_xlfn.NUMBERVALUE(M56)","v":3500},0.25,null,{"$f":"AB56*AA56","v":875},{"$f":"IF(Y64=1,Type1wperm2,IF(Y64=2,Type2wperm2,IF(Y64=3,type3wperm2,IF(Y64=4,type4wperm2,0))))","v":160},"PV1W",{"$f":"AD56*AE56*INDEX(Fsol,bnr)","v":140000},{"$f":"IF(Z56=\"s\",1,IF(Z56=\"sv\",6,IF(Z56=\"sø\",11,IF(Z56=\"v\",16,IF(Z56=\"ø\",21,\"error\")))))","v":11},{"$f":"AH56+1","v":12},{"$f":"AI56+1","v":13},{"$f":"AJ56+1","v":14},{"$f":"AK56+1","v":15},{"$f":"(IF(Y56=15,AH56,IF(Y56=30,AI56,IF(Y56=45,AJ56,IF(Y56=60,AK56,IF(Y56=90,AL56,1))))))","v":13},"Tag1søjle","hvis der ikke er værdier for det pågældende areal bruges vælges søjle 1. Se sidste led i formlen. "]
[54,null,"Tagflade 2",null,"Orientering: S, SV, SØ, V, Ø",null,null,null,false,false,45,"sv",500,0.8,null,null,"Der kan kun vælges orienteringer på S, SV, SØ, V og Ø.",null,null,null,null,null,"45-sv-500-0.8","Tag2",45,"sv",500,0.8,null,400,160,"PV2W",64000,6,{"$f":"AH57+1","v":7},8,9,{"$f":"AK57+1","v":10},8,"tag2søjle","Det bliver så til nul når arealet ganges på. "]
[55,null,"Tagflade 3",null,"Bruttoetageareal i m²",null,null,null,false,false,45,"v",0,0.8,null,null,"Areal er bruttoarealet af tagfladen. ",null,null,null,null,null,"45-v-0-0.8","Tag3",45,"v",0,0.8,null,0,160,"PV3W",0,16,17,18,19,{"$f":"AK58+1","v":20},18,"tag3søjle"]
[56,null,"Tagflade 4",null,"Udnyttelsesgrad i pct. ",null,null,null,false,"FALSE",null,null,null,null,null,null,"Udnyttelsesgrad er en skønnet procentdel af tagfladen som er egnet til PV. ",null,null,null,null,null,"0-0-0-0","Tag4",0,0,0,0,null,0,0,"PV4W",0,"error",{"$error":"#VALUE!"},{"$error":"#VALUE!"},{"$error":"#VALUE!"},{"$f":"AK59+1","v":{"$error":"#VALUE!"}},1,"tag4søjle"]
[57,null,"Tagflade 5",null,null,null,null,null,false,"FALSE",null,null,null,null,null,null,"Skrives der ikke gyldige værdier under Hældning og Orientering bliver feltet rødt. ",null,null,null,null,null,"0-0-0-0","Tag5",0,0,0,0,null,0,0,"PV5W",0,"error",{"$f":"AH60+1","v":{"$error":"#VALUE!"}},{"$error":"#VALUE!"},{"$error":"#VALUE!"},{"$f":"AK60+1","v":{"$error":"#VALUE!"}},1,"tag5søjle"]
[58,null,"Tagflade 6",null,null,null,null,null,false,"FALSE",null,null,null,null,null,null,"Hvis man paster værdier i cellerne så brug \"paste special\" og \"paste text\" så formatering ikke overskrives ",null,null,null,null,null,"0-0-0-0","Tag6",0,0,0,0,null,0,0,"PV6W",0,"error",{"$error":"#VALUE!"},{"$error":"#VALUE!"},{"$error":"#VALUE!"},{"$f":"AK61+1","v":{"$error":"#VALUE!"}},1,"tag6søjle"]
[59,null,null,null,null,null,null,null,null,null,null,null,null,null,null,null,null,null,null,null,null,null,null,null,null,null,null,null,null,"samlet PV effekt i kW",null,null,{"$f":"IF(K70=\"ja\",L8979/1000,SUM(AG56:AG61)/1000)","v":204}]
[60,"Solcelle data for tagflader",null,null,null,null,null,null,null,null,"Type","Pris/kW","Pris/m²","Tab *",null,null,"Typer af PV er defineret i linje 167-170. Disse kan defineres af brugeren. ",null,null,null,null,null,null,null,null,null,null,null,null,"pris type","pris"]
[61,null,"Tagflade 1 ",null,null,null,null,null,null,{"$f":"AND(K56<>0,NOT(OR(K64=1,K64=2,K64=3,K64=4)))","v":false},2,12000,null,0.05,null,null,"Prisen (kun PV inkl. montering, ekskl. inverter),  kan angives enten kr. pr. kW peak eller kr. pr. m².",null,null,null,null,null,{"$f":"CONCATENATE(Y64,\"-\",Z64,\"-\",AA64,\"-\",AB64)","v":"2-12000-0-0.05"},null,{"$f":"_xlfn.NUMBERVALUE(K64)","v":2},12000,0,{"$f":"_xlfn.NUMBERVALUE(N64)","v":0.05},null,{"$f":"IF(AA64>0,\"AREAL\",IF(Z64>0,\"KW\",\"None\"))","v":"KW"},{"$f":"IF(AD64=\"areal\",AD56*AA64,IF(AD64=\"kw\",PV1W*Z64/1000,\"error\"))","v":1680000}]
[62,null,"Tagflade 2",null,null,null,null,null,null,false,2,12000," ",0.05,null,null,"Tab er det samlede skønnede tab i systemet fra inverter, ledningstab, snavs, skygger mv.",null,null,null,null,null,"2-12000-0-0.05",null,2,12000,0,0.05,null,"KW",{"$f":"IF(AD65=\"areal\",AD57*AA65,IF(AD65=\"kw\",PV2W*Z65/1000,\"error\"))","v":768000}]
[63,null,"Tagflade 3",null,null,null,null,null,null,false,2,12000,null,0.05,null,null,"  BEMÆRK. Hvis der ikke er anført en type i linje 61 til 66 for en tagflade defineret ",null,null,null,null,null,"2-12000-0-0.05",null,2,12000,0,0.05,null,"KW",{"$f":"IF(AD66=\"areal\",AD58*AA66,IF(AD66=\"kw\",PV3W*Z66/1000,\"error\"))","v":0}]
[64,null,"Tagflade 4",null,null,null,null,null,null,false,null,null,null,null,null,null,"  i linje 53 til 58 bliver den ikke regnet med. Hvis det sker bliver feltet udfor type ",null,null,null,null,null,"0-0-0-0",null,0,0,0,0,null,"None",{"$f":"IF(AD67=\"areal\",AD59*AA67,IF(AD67=\"kw\",PV4W*Z67/1000,\"error\"))","v":"error"}]
[65,null,"Tagflade 5",null,null,null,null,null,null,false,null,null,null,null,null,null,"  i linje 61 til 66 RØDT. Det samme sker hvis der anføres en værdi forskellig fra 1,2,3,4. ",null,null,null,null,null,"0-0-0-0",null,{"$f":"_xlfn.NUMBERVALUE(K68)","v":0},0,0,0,null,"None",{"$f":"IF(AD68=\"areal\",AD60*AA68,IF(AD68=\"kw\",PV5W*Z68/1000,\"error\"))","v":"error"}]
[66,null,"Tagflade 6",null,null,null,null,null,null,false,null,null,null,null,null,null,"Hvis man paster værdier i cellerne så brug \"paste special\" og \"paste text\" så formatering ikke overskrives ",null,null,null,null,null,"0-0-0-0",null,0,0,0,0,null,"None",{"$f":"IF(AD69=\"areal\",AD61*AA69,IF(AD69=\"kw\",PV6W*Z69/1000,\"error\"))","v":"error"}]
[67,"Ydelse beregnet i et andet program / samlet pris (tkr.)",null,null,null,null,null,null,null,null,"nej",0,null,null,null,null,"Skriv \"ja\" i første værdi hvis der bruges data indtastet i linje 219ff. Skriv samlet pris (tkr.) ekskl. moms i anden værdi",null,null,null,null,"HIDE i offentlig ",null,null,null,{"$f":"SUM(Z67)","v":0},{"$f":"SUM(AA64:AA67)","v":0},null,null,"kr. ",{"$f":"IF(K70=\"ja\",L70*1000,INDEX(Fsolpris,bnr)*SUM(AE64:AE69))","v":2448000},"samlet pris "]
[68,"Beregnet installeret effekt PV, kW peak",null,null,null,null,null,null,null,null,{"$f":"AG62","v":204},"Beregnes af programmet",null,null,null,null,"Hvis der bruges indtastede værdier for PV produktion beregnes peak kW som årsproduktion divideret med 1000 kWh/h)",null,null,null,null,null,{"$f":"K71","v":204},null,null,{"$f":"SUM(Z64:AA67)","v":36000},null,null,null,"kr./kW",{"$f":"AE70/AG62","v":12000},"pris på PV pr. kW peak"]
[69,"Installationspris PV, pga. linje 61-66, kr./kW",null,null,null,null,null,null,null,null,{"$f":"AE71","v":12000},"Beregnes af programmet",null,null,null,null,null,null,null,null,null,null,{"$f":"K72","v":12000}]
[70,null,null,null,null,null,null,null,null,null,null,null,null,null,null,null,null,null,null,null,null,null,null,null,null,{"$f":"Z64+AA64+Z65+AA65+Z66+AA66+Z67+AA67","v":36000}]
[71,"Batteri",null,null,null,null,null,null,null,null,null,null,null,null,"Foreslået værdi"]
[72,"Størrelse",null,null,null,null,null,null,null,null,null,null,null,null,null,null,null,null,null,null,null,null,null,null,null,null,{"$f":"AA64+Z65+AA66+Z67","v":12000}]
[73,null,"Samlet nominel kapacitet , kWh",null,null,null,null,null,null,null,120,null,null,null,"se comment",null,"Samlet kapacitet af batteri ved fuld op og nedladning",null,null,null,null,null,{"$f":"Maxbatteri","v":60},"Maxbatteri",{"$f":"IF(bnr=1,K76,K76*INDEX(Fbat,bnr))","v":60},null,{"$f":"Z64+AA65+Z66+AA67","v":24000}]
[74,null,"Max ladning",null,null,null,null,null,null,null,0.9,null,null,null,0.9,null,"Max \"state of charge\". Procentdel i forhold til kapaciteten. ",null,null,null,null,null,{"$f":"maxpctbatteri","v":0.9},"maxpctbatteri",{"$f":"K77","v":0.9}]
[75,null,"Min ladning",null,null,null,null,null,null,null,0.1,null,null,null,0.1,null,"\"state of charge\" i procent som batteriet maximalt kan aflades til. ",null,null,null,null,null,{"$f":"minpctbatteri","v":0.1},"minpctbatteri",{"$f":"K78","v":0.1}]
[76,null,"Inverter kapacitet, pct af samlet nominel kapacitet, ",null,null,null,null,null,null,null,0.4,null,null,null,0.4,null,"100 % betyder at inverteren til et 100 kWh batteri er på 100 kW således at batteriet kan aflades på 1 time. ",null,null,null,null,null,{"$f":"Y79","v":0.4},"batinvpct",{"$f":"K79","v":0.4}]
[77,"Levetid","Antal cyklusser ved fuld op/ned ladning  (cycles to failure) (>95%)",null,null,null,null,null,null,null,6000,null,null,null,8000,null,"Linje 77-81 angiver det antal cyklusser som batteriet kan levere uden væsentlig forringelse af kapaciteten. Den angives for fuld opladning efterfulgt af en dyb afladning og for procentdele heraf. ",null,null,null,null,null,{"$f":"cycle100","v":6000},"cycle100",{"$f":"IF(bnr=1,K80,K80*INDEX(Fbatcyc,bnr))","v":6000}]
[78,null,"Antal cyklusser ved 75%   (cycles to failure) ",null,null,null,null,null,null,null,7000,null,null,null,8000,null,null,null,null,null,null,null,{"$f":"cycle75","v":7000},"cycle75",{"$f":"IF(bnr=1,K81,K81*INDEX(Fbatcyc,bnr))","v":7000}]
[79,null,"Antal cyklusser ved 50 %",null,null,null,null,null,null,null,8000,null,null,null,8000,null,null,null,null,null,null,null,{"$f":"cycle50","v":8000},"cycle50",{"$f":"IF(bnr=1,K82,K82*INDEX(Fbatcyc,bnr))","v":8000}]
[80,null,"Antal cyklusser ved 25% ",null,null,null,null,null,null,null,9000,null,null,null,8000,null,null,null,null,null,null,null,{"$f":"cycle25","v":9000},"cycle25",{"$f":"IF(bnr=1,K83,K83*INDEX(Fbatcyc,bnr))","v":9000}]
[81,null,"Antal cyklusser ved 10%",null,null,null,null,null,null,null,10000,null,null,null,8000,null,null,null,null,null,null,null,{"$f":"cycle10","v":10000},"cycle10",{"$f":"IF(bnr=1,K84,K84*INDEX(Fbatcyc,bnr))","v":10000}]
[82,null,"Float life time, år",null,null,null,null,null,null,null,15,null,null,null,15,null,"Levetid for batteriet, dvs. den maximale anvendelsestid uafhængig af brugen. ",null,null,null,null,null,{"$f":"levetidbatteri","v":15},"levetidbatteri",{"$f":"K85","v":15}]
[83,"Pris ","Beregnet antal reinvesteringer / Restværdi",null,null,null,null,null,null,null,{"$f":"BR!AB33","v":2},{"$f":"BR!AB36","v":0.62214285664285729},null,null,null,null,"Antal batterier købt / brøkdel af det sidste batteri der ikke er \"brugt\".  Se comment til venstre. "]
[84,null,"Pris pr. kWh nominel effekt (ekskl. inverter)",null,null,null,null,null,null,null,6000,null,null,null,6000,null,"Installationspris for batteri pr. kWh nominel kapacitet. Inkluderer evt. bygning mv., ekskl. inverter.  ",null,null,null,null,null,{"$f":"prisbatteri","v":6000},"prisbatteri",{"$f":"IF(bnr=1,K87,K87*INDEX(Fbatpris,bnr))","v":6000}]
[85,null,"Pris ved genanskaffelse, kr./kWh",null,null,null,null,null,null,null,2000,null,null,null,2000,null,"Samme pris ved genanskaffelse når batteriet er slidt op. ",null,null,null,null,null,{"$f":"prisbatteriny","v":2000},"prisbatteriny",{"$f":"IF(bnr=1,K88,K88*INDEX(Fbatpris,bnr))","v":2000}]
[86,"Effektivitet"]
[87,null,"Round trip efficiency  (dvs. eff fra DC til batteri og tilbage til DC). I beregning opdeles det i to tab, et ved opladning og et ved afladning. ",null,null,null,null,null,null,null,0.9,null,null,null,0.95,null,"Effektiviteten af batteriet, den procentdel af el tilført batteriet som kan bruges. ",null,null,null,null,null,{"$f":"effbatteri","v":0.9},"effbatteri ",{"$f":"IF(bnr=1,K90,INDEX(Fbateff,bnr))","v":0.9}]
[88,null,"Selvafladning  (procent pr. måned) ",null,null,null,null,null,null,null,0,null,null,null,0.06,null,"Afladning af batteri som er uafhængig af brugen. Angives som en procentdel pr. måned. ",null,null,null,null,null,{"$f":"selfdischarge","v":0},"selfdischarge",{"$f":"K91","v":0}]
[89,"Batteristyring"]
[90,null,"Brug af batteri 0) Kun til PV. ",null,null,null,null,null,null,null,0,null,null,null,0,null,"Anføres 0 bruges batteriet kun til opladning af el fra PV når der er mulighed for det. ",null,null,null,null,null,{"$f":"Y93","v":0},"batstyr1",{"$f":"IF(bnr=1,K93,INDEX(Fbatstyr1,bnr))","v":0}]
[91,null,"1) Til PV og til køb af el når det er billigt. ",null,null,null,null,null,null,null,null,null,null,null,null,null,"Anføres 1 bruges batteriet også til køb af el når det er billigere end gennemsnitsprisen. "]
[92,null,"2) Til PV og til køb af el når der er plads. ",null,null,null,null,null,null,null,null,null,null,null,null,null,"Anføres 2 bruges batteriet også til køb af el når det er muligt aht. plads til PV dagen efter"]
[93,"Andre investeringer og diverse"]
[94]
[95,null,"Inverter pris (pr. kW peak PV/pr. kW batteriinverter)",null,null,null,null,null,null,null,1000,2000,null,null,"1000/2000",null,"Pris for inverter angivet pr. kW peak PV. Se comment her til venstre (peg på feltet). ",null,null,null,null,null,{"$f":"CONCATENATE(K98,\"-\",L98)","v":"1000-2000"},null,{"$f":"K98","v":1000},2000]
[96,null,"Elinstallationer, grundbeløb kr.  (ekskl. moms)",null,null,null,null,null,null,null,0,null,null,null,0,null,"Elinstallationer, som et grundbeløb som er uafhængig af anlægsstørrelse",null,null,null,null,null,{"$f":"Y99","v":0},null,0]
[97,null,"Elinstallationer, kr. pr. kW peak total  (ekskl. moms)",null,null,null,null,null,null,null,0,null,null,null,0,null,"Elinstallationer, beregnet som kr. pr. kW peak PV ",null,null,null,null,null,0,null,0]
[98,null,"Bygningsarbejder mv., kr. i alt  (ekskl. moms) ",null,null,null,null,null,null,null,0,null,null,null,null,null,"Investeringer i bygninger som er en del af projektet. ",null,null,null,null,null,0,null,0]
[99,null,"Uforudsete rådgivning mv. % af totalpris",null,null,null,null,null,null,null,0.1,null,null,null,0.2,null,"Uforudsete udgifter afhænger af usikkerheden i projektet. Kan for eksempel være 20%. ",null,null,null,null,null,0.1,null,0.1]
[100,null,"MOMS procent som ønskes anvendt",null,null,null,null,null,null,null,0.25,null,null,null,0.25,null,"Energipriser angives med moms. Her anføres i almindelighed den normale moms på 25%. ",null,null,null,null,null,0.25,null,0.25]
[101]
[102,"Finansiering mv."]
[103,"Finansiering"]
[104,null,"Kalkulationsperiode.  For investeringen  / reinvestering i batteri ",null,null,null,null,null,null,null,30,10,null,null,20,null,"kalkulationsperioden for reinvestering i batteri vil være kortere. Se comment til venstre. ",null,null,null,null,null,{"$f":"Y107","v":30},null,{"$f":"K107","v":30},{"$f":"L107","v":10}]
[105,null,"Kalkulationsrente ",null,null,null,null,null,null,null,0.03,null,null,null,0.04,null,"Se note til venstre. ",null,null,null,null,null,{"$f":"Y108","v":0.03},null,{"$f":"IF(bnr=1,K108,INDEX(Frente,bnr))","v":0.03}]
[106,null,"Ydelsesstøtte (solcelledel / batteridel / støtteprocent / beregnet støtte ",null,null,null,null,null,null,null,0.5,0.9,0.5,null,"50/90/50",null,"Til beregning af ydelsesstøtte fra Landsbyggefonden ",null,null,null,null,null,{"$f":"CONCATENATE(Y109,\"-\",Z109,\"-\",AA109,\"-\",AB109)","v":"0.5-0.9-0.5-0"},null,{"$f":"K109","v":0.5},{"$f":"L109","v":0.9},0.5,{"$f":"INT(N109)","v":0}]
[107,null,"Drift, vedligehold, reinvestering, pct. af samlet invest. ekskl. moms",null,null,null,null,null,null,null,0.01,null,null,null,0.02,null,"Se note ved linje 104",null,null,null,null,null,{"$f":"Y110","v":0.01},null,{"$f":"K110","v":0.01}]
[108,null,"Administrationsomkostninger, pct. af samlede investeringer ekskl. moms",null,null,null,null,null,null,null,0,null,null,null,0.01,null,"For eksempel udgifter til administration af  bimålere. ",null,null,null,null,null,{"$f":"Y111","v":0},null,{"$f":"K111","v":0}]
[109,null,"Beregnet årlig ydelse i procent af investering (ekskl. reinvesteringer)",null,null,null,null,null,null,null,{"$f":"BR!AB101","v":3.8254358750396671E-2},null,null,null,null,null,"Beregnede årlig ydelse (efter tilskud) i procent af samlet investering minus reinvesteringer. ",null,null,null,null,null,{"$f":"Y112","v":3.8254358750396671E-2},null,{"$f":"K112","v":3.8254358750396671E-2}]
[110,"Elpriser (inkl. moms hvis der betales moms)"]
[111,"Køb og salg af el "]
[112,null,"Elpristype  køb. Vælge type, se note",null,null,null,null,null,null,null,1,{"$f":"IF(OR(K115=1,K115=2,K115=3),\"\",\"error\")","v":""},null,null,null,null,"1) Ud fra linje 114 og 150-188, 2) North pool priser, 3) Timeværdier i linje 179 ff. Se comment. ",null,null,null,null,null,{"$f":"Y115","v":1},"elpristype",{"$f":"IF(bnr=1,K115,INDEX(fElpristype,bnr))","v":1}]
[113,null,"Elpristype  salg, 1)  beregnes , 0) indsættes som timeværdier",null,null,null,null,null,null,null,1,{"$f":"IF(OR(K116=1,K116=2,K116=2),\"\",\"error\")","v":""},null,null,null,null,"1)  Ud fra linje 115 og 150-188, 2) Indsatte værdier i linje 179 ff. Se comment. ",null,null,null,null,null,{"$f":"Y116","v":1},"elsalgtype",{"$f":"K116","v":1}]
[114,null,"Elpris, køb gennemsnit kr./kWh",null,null,null,null,null,null,null,{"$f":"1.82*1.25","v":2.2749999999999999},null,null,null,2.2999999999999998,null,"Pris som bruges når der står 1 eller 2 i linje 104",null,null,null,null,null,2.2749999999999999,"Elpriskøb",{"$f":"IF(bnr=1,K117,K117*INDEX(Felpriskøb,bnr))","v":2.2749999999999999}]
[115,null,"Elpris, salg, gennemsnit kr./kWh",null,null,null,null,null,null,null,0.74,null,null,null,0.6,null,"Pris som bruges når der står 1 i linje 105",null,null,null,null,null,0.74,"Elprissalg",{"$f":"IF(bnr=1,K118,K118*INDEX(Felprissalg,bnr))","v":0.74}]
[116,"Maximal effekt køb og salg (se faktor på effekt i linje 124 til 147)"]
[117,null,"Max effekt køb af el , kW",null,null,null,null,null,null,null,99,null,null,null,"Se comment",null,"Den maximale effekt el der kan købes fra nettet. Se også linje 127 til 147 om faktor på elkøb.",null,null,null,null,null,99,"maxelkøb",{"$f":"IF(bnr=1,K120,K120*INDEX(Fmaxkøb,bnr))","v":99}]
[118,null,"Max effekt salg af el , kW",null,null,null,null,null,null,null,99,null,null,null,null,null,"Den maximale effekt el der kan sælges til nettet. Se også linje 127 til 147 om faktor på elkøb. ",null,null,null,null,null,99,"maxelsalg",{"$f":"IF(bnr=1,K121,K121*INDEX(Fmaxsalg,bnr))","v":99}]
[119,"Målerafgift og diverse"]
[120,null,"Målerafgift ved individuel tilslutning, kr. pr. år ",null,null,null,null,null,null,null,0,null,null,null,null,null,"Afgift pr. måler hvis der er individuelle målere. Ganges med antal brugere i linje 47.",null,null,null,null,null,0,null,{"$f":"K123","v":0}]
[121,null,"Rådighedsbetaling til netselskab kr./kWh PV-anlægget producerer ",null,null,null,null,null,null,null,0,null,null,null,null,null,"Betaling til netselskab (pr. prod. kWh) som skal dække at de står til rådighed med effekten. Skaffes hos det lokale elselskab. ",null,null,null,null,null,0,null,{"$f":"K124","v":0}]
[122,null,"Storkundebesparelse på netabonnement, kr. pr. kunde",null,null,null,null,null,null,null,0,null,null,null,null,null,"Besparelsen som opnås ved at være storkunde angivet pr. kunde/boligenhed. Ganges med antal brugere i linje 47. ",null,null,null,null,null,0,null,{"$f":"K125","v":0}]
[123,null,null,null,null,null,null,null,null,null,"Køb","Salg",null,null,null,null,null,null,null,null,null,null,null,null,"fakelkøb","fakelsalg"]
[124,"Faktor på maximalt køb og salg af el",null,null,null,null,null,null,"time",0,1,1,null,null,null,null,"Timefaktor på maximal elkøb og elsalg ",null,null,null,null,null,{"$f":"CONCATENATE(K127,\"-\",L127)","v":"1-1"},0,{"$f":"K127","v":1},{"$f":"L127","v":1}]
[125,null,null,null,null,null,null,null,null,{"$f":"J127+1","v":1},1,1,null,null,null,null,"Værdierne i tabellen ganges på max effekten ",null,null,null,null,null,{"$f":"CONCATENATE(K128,\"-\",L128)","v":"1-1"},{"$f":"X127+1","v":1},{"$f":"K128","v":1},{"$f":"L128","v":1}]
[126,null,null,null,null,null,null,null,null,{"$f":"J128+1","v":2},1,1,null,null,null,null,"i linje 117 og 118 henholdsvis. ",null,null,null,null,null,"1-1",{"$f":"X128+1","v":2},1,1]
[127,null,null,null,null,null,null,null,null,3,1,1,null,null,null,null,"Er der anført for eksempel 50 kW i linje 117 som max.",null,null,null,null,null,"1-1",3,1,1]
[128,null,null,null,null,null,null,null,null,4,1,1,null,null,null,null,"effekt og der skrives 0,5 udfor kl. 6 under \"køb\" kan der ",null,null,null,null,null,"1-1",4,1,1]
[129,null,null,null,null,null,null,null,null,5,1,1,null,null,null,null,"meximalt købes 25 kW i time nr. 6. ",null,null,null,null,null,"1-1",5,1,1]
[130,null,null,null,null,null,null,null,null,6,1,1,null,null,null,null,"Det forbrug der så ikke kan dækkes med batteriet vil ",null,null,null,null,null,"1-1",6,1,1]
[131,null,null,null,null,null,null,null,null,7,1,1,null,null,null,null,"ikke blive dækket og opgøres som ikke dækket elforbrug",null,null,null,null,null,"1-1",7,1,1]
[132,null,null,null,null,null,null,null,null,8,1,1,null,null,null,null,"Værdier lig 1,0 er gule. Værdier forskellig fra 1,0 bliver røde",null,null,null,null,null,"1-1",8,1,1]
[133,null,null,null,null,null,null,null,null,9,1,1,null,null,null,null,null,null,null,null,null,null,"1-1",9,1,1]
[134,null,null,null,null,null,null," ",null,10,1,1,null,null,null,null,null,null,null,null,null,null,"1-1",10,1,1]
[135,null,null,null,null,null,null,null,null,11,1,1,null,null,null,null,null,null,null,null,null,null,"1-1",11,1,1]
[136,null,null,null,null,null,null,null,null,12,1,1,null,null,null,null,null,null,null,null,null,null,"1-1",12,1,1]
[137,null,null,null,null,null,null,null,null,13,1,1,null,null,null,null,null,null,null,null,null,null,"1-1",13,1,1]
[138,null,null,null,null,null,null,null,null,14,1,1,null,null,null,null,null,null,null,null,null,null,"1-1",14,1,1]
[139,null,null,null,null,null,null,null,null,15,1,1,null,null,null,null,null,null,null,null,null,null,"1-1",15,1,1]
[140,null,null,null,null,null,null,null,null,16,1,1,null,null,null,null,null,null,null,null,null,null,"1-1",16,1,1]
[141,null,null,null,null,null,null,null,null,17,1,1,null,null,null,null,null,null,null,null,null,null,"1-1",17,1,1]
[142,null,null,null,null,null,null,null,null,18,1,1,null,null,null,null,null,null,null,null,null,null,"1-1",18,1,1]
[143,null,null,null,null,null,null,null,null,19,1,1,null,null,null,null,null,null,null,null,null,null,"1-1",19,1,1]
[144,null,null,null,null,null,null,null,null,20,1,1,null,null,null,null,null,null,null,null,null,null,"1-1",20,1,1]
[145,null,null,null,null,null,null,null,null,21,1,1,null,null,null,null,null,null,null,null,null,null,"1-1",21,1,1]
[146,null,null,null,null,null,null,null,null,22,1,1,null,null,null,null,null,null,null,null,null,null,"1-1",22,1,1]
[147,null,null,null,null,null,null,null,null,{"$f":"J149+1","v":23},1,1,null,null,null,null,null,null,null,null,null,null,"1-1",{"$f":"X149+1","v":23},1,1]
[148]
[149,"Faktor på elpris køb og salg ",null,null,null,null,null,null,null,null,"Elpris køb","Elpris salg ",null,null,null,null,"Faktor på elpris køb og salg ",null,null,null,null,null,null,null,{"$f":"K152","v":"Elpris køb"},{"$f":"L152","v":"Elpris salg "}]
[150,null,null,null,null,null,null,null,"Time",0,1,1,null,null,null,null,"Der beregnes en samlet faktor ved at gange timefaktoren og månedsfaktoren for en bestemt time. ",null,null,null,null,null,{"$f":"CONCATENATE(K153,\"-\",L153)","v":"1-1"},null,{"$f":"K153","v":1},1]
[151,null,null,null,null,null,null,null,null,1,1,1,null,null,null,null,"Denne faktor ganges på prisen for køb og salg fra linje 114 eller 115",null,null,null,null,null,{"$f":"CONCATENATE(K154,\"-\",L154)","v":"1-1"},null,{"$f":"K154","v":1},1]
[152,null,null,null,null,"   Værdier forskellige fra 1 ",null,null,null,{"$f":"J154+1","v":2},1,1,null,null,null,null,null,null,null,null,null,null,"1-1",null,1,1]
[153,null,null,null,null,"   bliver lyserøde",null,null,null,3,1,1,null,null,null,null,"Eksempel ",null,null,null,null,null,"1-1",null,1,1]
[154,null,null,null,null,null,null,null,null,4,1,1,null,null,null,null,"For time nr. 18 er faktoren for køb 1,3 og for måned 2 er timefaktoren 0,7. ",null,null,null,null,null,"1-1",null,1,1]
[155,null,null,null,null,null,null,null,null,5,1,1,null,null,null,null,"Den samlede faktor der ganges på prisen for time 18 i februar bliver da 1,3 x 0,7 = 0,91",null,null,null,null,null,"1-1",null,1,1]
[156,null,null,null,null,null,null,null,null,6,1,1,null,null,null,null,null,null,null,null,null,null,"1-1",null,1,1]
[157,null,null,null,null,null,null,null,null,7,1,1,null,null,null,null,"Typer af variationer der ikke kan beregnes på denne måde kan beregnes for sig og indsættes i linje 179 ff. ",null,null,null,null,null,"1-1",null,1,1]
[158,null,null,null,null,null,null,null,null,8,1,1,null,null,null,null,"Man skal da ændre værdien i linje 112 eller 113 for at disse værdier bliver brugt. ",null,null,null,null,null,"1-1",null,1,1]
[159,null,null,null,null,null,null,null,null,9,1,1,null,null,null,null,null,null,null,null,null,null,"1-1",null,1,1]
[160,null,null,null,null,null,null,null,null,10,1,1,null,null,null,null,null,null,null,null,null,null,"1-1",null,1,1]
[161,null,null,null,null,null,null,null,null,11,1,1,null,null,null,null,null,null,null,null,null,null,"1-1",null,1,1]
[162,null,null,null,null,null,null,null,null,12,1,1,null,null,null,null,null,null,null,null,null,null,"1-1",null,1,1]
[163,null,null,null,null,null,null,null,null,13,1,1,null,null,null,null,null,null,null,null,null,null,"1-1",null,1,1]
[164,null,null,null,null,null,null,null,null,14,1,1,null,null,null,null,null,null,null,null,null,null,"1-1",null,1,1]
[165,null,null,null,null,null,null,null,null,15,1,1,null,null,null,null,null,null,null,null,null,null,"1-1",null,1,1]
[166,null,null,null,null,null,null,null,null,16,1,1,null,null,null,null,null,null,null,null,null,null,"1-1",null,1,1]
[167,null,null,null,null,null,null,null,null,17,1,1,null,null,null,null,null,null,null,null,null,null,"1-1",null,1,1]
[168,null,null,null,null,null,null,null,null,18,1,1,null,null,null,null,null,null,null,null,null,null,"1-1",null,1,1]
[169,null,null,null,null,null,null,null,null,19,1,1,null,null,null,null,null,null,null,null,null,null,"1-1",null,1,1]
[170,null,null,null,null,null,null,null,null,20,1,1,null,null,null,null,null,null,null,null,null,null,"1-1",null,1,1]
[171,null,null,null,null,null,null,null,null,21,1,1,null,null,null,null,null,null,null,null,null,null,"1-1",null,1,1]
[172,null,null,null,null,null,null,null,null,22,1,1,null,null,null,null,null,null,null,null,null,null,"1-1",null,1,1]
[173,null,null,null,null,null,null,null,null,23,1,1,null,null,null,null,null,null,null,null,null,null,"1-1",null,1,1]
[174]
[175]
[176,null,null,null,null,null,null,null,"Måned",null,"Elpris køb","Elpris salg ",null,null,null,null,null,null,null,null,null,null,null,null,{"$f":"K179","v":"Elpris køb"},{"$f":"L179","v":"Elpris salg "}]
[177,null,null,null,null,null,"   Værdier forskellige fra 1 ",null,null,1,1,1,null,null,null,null,null,null,null,null,null,null,{"$f":"CONCATENATE(K180,\"-\",L180)","v":"1-1"},null,1,1]
[178,null,null,null,null,null,"   bliver lyserøde",null,null,{"$f":"J180+1","v":2},1,1,null,null,null,null,null,null,null,null,null,null,{"$f":"CONCATENATE(K181,\"-\",L181)","v":"1-1"},null,1,1]
[179,null,null,null,null,null,null,null,null,3,1,1,null,null,null,null,null,null,null,null,null,null,"1-1",null,1,1]
[180,null,null,null,null,null,null,null,null,4,1,1,null,null,null,null,null,null,null,null,null,null,"1-1",null,1,1]
[181,null,null,null,null,null,null,null,null,5,1,1,null,null,null,null,null,null,null,null,null,null,"1-1",null,1,1]
[182,null,null,null,null,null,null,null,null,6,1,1,null,null,null,null,null,null,null,null,null,null,"1-1",null,1,1]
[183,null,null,null,null,null,null,null,null,7,1,1,null,null,null,null,null,null,null,null,null,null,"1-1",null,1,1]
[184,null,null,null,null,null,null,null,null,8,1,1,null,null,null,null,null,null,null,null,null,null,"1-1",null,1,1]
[185,null,null,null,null,null,null,null,null,9,1,1,null,null,null,null,null,null,null,null,null,null,"1-1",null,1,1]
[186,null,null,null,null,null,null,null,null,10,1,1,null,null,null,null,null,null,null,null,null,null,"1-1",null,1,1]
[187,null,null,null,null,null,null,null,null,11,1,1,null,null,null,null,null,null,null,null,null,null,"1-1",null,1,1]
[188,null,null,null,null,null,null,null,null,12,1,1,null,null,null,null,null,null,null,null,null,null,"1-1",null,1,1]
[189,"Miljø "]
[190,null,null,null,null,null,null,null,null,null,null,null,null,null,null,null,"CO₂ bidrag beregnes på grundlag af netto køb af el til CO₂ indhold for de forskellige elpristyper som herunder. "]
[191,null,null,null,null,null,null,null,null,null,null,null,null,null,null,null,"Nettokøb er: Direkte køb af el til forbrug + køb af el til batteri - salg af el til nettet"]
[192,null,"Elpristype 1 - CO₂ indhold i en kWh el, almindelig, g pr. kWh",null,null,null,null,null,null,null,288,null,null,null,288,null,"CO₂ indhold for el svarende til elpristype 1 valgt i linje 112",null,null,null,null,null,{"$f":"CO2el1","v":288},"CO2el1",{"$f":"K195","v":288}]
[193,null,"Elpristype 2 - CO₂ indhold i en kWh el, almindelig, g pr. kWh",null,null,null,null,null,null,null,null,null,null,null,null,null,"CO₂ indhold for el svarende til elpristype 2 valgt i linje 112",null,null,null,null,null,{"$f":"CO2el2","v":0},"CO2el2",0]
[194,null,"Elpristype 3 - CO₂ indhold i en kWh el, almindelig, g pr. kWh",null,null,null,null,null,null,null,null,null,null,null,null,null,"CO₂ indhold for el svarende til elpristype 3 valgt i linje 112",null,null,null,null,null,{"$f":"CO2el3","v":0},"CO2el3",0]
[195,null,null,null,null,null,null,null,null,null," ",null,null,null,null,null,null,null,null,null,null,null,{"$f":"CO2el4","v":" "},"CO2el4"," "]
[196,null,null,null,null,null,null,null,null,null," ",null,null,null,null,null,null,null,null,null,null,null,{"$f":"CO2el5","v":" "},"CO2el5"," "]
[197,null,null,null,null,null,null,null,null,null," ",null,null,null,null,null,null,null,null,null,null,null,{"$f":"CO2el6","v":" "},"CO2el6"," "]
[161]
[162]
[163]
[164,"Avancerede inddata  "]
[165]
[166,"Effekt for typer af solceller pr. m² modul "]
[167,null,"Type 1 solcelle, W/m² solcellemodul",null,null,null,null,null,null,null,130,null,null,null,130,null,"Med 130 W/m² svarende til polykrystallinsk ",null,null,null,null,null,{"$f":"Type1wperm2","v":130},"Type1wperm2",{"$f":"K207","v":130}]
[168,null,"Type 2 solcelle, W/m² solcellemodul",null,null,null,null,null,null,null,160,null,null,null,150,null,"Med 150 W/m² svarende til monokrystallinsk ",null,null,null,null,null,{"$f":"Type2wperm2","v":160},"Type2wperm2",{"$f":"K208","v":160}]
[169,null,"Type 3 solcelle, W/m² solcellemodul",null,null,null,null,null,null,null,90,"pv cool",null,null,null,null,null,null,null,null,null,null,{"$f":"type3wperm2","v":90},"type3wperm2",{"$f":"K209","v":90}]
[170,null,"Type 4 solcelle, W/m² solcellemodul",null,null,null,null,null,null,null,null,null,null,null,null,null,null,null,null,null,null,null,{"$f":"type4wperm2","v":0},"type4wperm2",{"$f":"K210","v":0}]
[171]
[]
[]
[]
[]
[176,"Elforbrug som indsatte timeværdier ",null,null,null,null,null,null,null,null,null,"Til rådighed til mellemregninger ","Til rådighed til mellemregninger "]
[177,"Time i året","Måned ","dag","time","dag nr. ","uge nr. ","Indsat timeforbrug i kWh/h","Elpris køb kr./kWh","Elpris salg kr./kWh","Spotpriser "]
[178]
[179,1,1,1,0,1,1,1,1.2,1,0.11301]
[null,{"$f":"B219+1","v":2},1,1,1,1,1,1,1.2,1,9.6670000000000006E-2]
[null,3,1,1,2,1,1,1,1.2,1,9.018000000000001E-2]
[null,4,1,1,3,1,1,1,1.2,1,8.727E-2]
[null,5,1,1,4,1,1,1,1.2,1,8.6970000000000006E-2]
[null,6,1,1,5,1,1,1,1.2,1,8.4659999999999999E-2]
[null,7,1,1,6,1,1,1,1.2,1,7.3469999999999994E-2]
[null,8,1,1,7,1,1,1,1.2,1,0.15299000000000001]
[null,9,1,1,8,1,1,1,1.2,1,0.20116999999999999]
[null,10,1,1,9,1,1,1,1.2,1,0.19797000000000001]
[null,11,1,1,10,1,1,1,1.2,1,0.20580000000000001]
[null,12,1,1,11,1,1,1,1.2,1,0.21206999999999998]
[null,13,1,1,12,1,1,1,1.2,1,0.21393000000000001]
[null,14,1,1,13,1,1,1,1.2,1,0.21496999999999999]
[null,15,1,1,14,1,1,1,1.2,1,0.21675999999999998]
[null,16,1,1,15,1,1,1,1.2,1,0.21922999999999998]
[null,17,1,1,16,1,1,1,1.2,1,0.23413999999999999]
[null,18,1,1,17,1,1,1,1.2,1,0.24525999999999998]
[null,19,1,1,18,1,1,1,1.2,1,0.24034]
[null,20,1,1,19,1,1,1,1.2,1,0.22847999999999999]
[null,21,1,1,20,1,1,1,1.2,1,0.21884999999999999]
[null,22,1,1,21,1,1,1,1.2,1,0.21772999999999998]
[null,23,1,1,22,1,1,1,1.2,1,0.21422999999999998]
[null,24,1,1,23,1,1,1,1.2,1,0.1186]
[null,25,1,2,0,{"$f":"F219+1","v":2},1,1,1.2,1,5.7140000000000003E-2]
[null,26,1,2,1,{"$f":"F220+1","v":2},1,1,1.2,1,5.2359999999999997E-2]
[null,27,1,2,2,2,1,1,1.2,1,1.4320000000000001E-2]
[null,28,1,2,3,2,1,1,1.2,1,-3.6999999999999999E-4]
[null,29,1,2,4,2,1,1,1.2,1,4.4999999999999999E-4]
[null,30,1,2,5,2,1,1,1.2,1,5.2659999999999998E-2]
[null,31,1,2,6,2,1,1,1.2,1,0.21878]
[null,32,1,2,7,2,1,1,1.2,1,0.22272999999999998]
[null,33,1,2,8,2,1,1,1.2,1,0.22706000000000001]
[null,34,1,2,9,2,1,1,1.2,1,0.22847999999999999]
[null,35,1,2,10,2,1,1,1.2,1,0.23019000000000001]
[null,36,1,2,11,2,1,1,1.2,1,0.23153000000000001]
[null,37,1,2,12,2,1,1,1.2,1,0.23100999999999999]
[null,38,1,2,13,2,1,1,1.2,1,0.23153000000000001]
[null,39,1,2,14,2,1,1,1.2,1,0.23205999999999999]
[null,40,1,2,15,2,1,1,1.2,1,0.23429]
[null,41,1,2,16,2,1,1,1.2,1,0.23855000000000001]
[null,42,1,2,17,2,1,1,1.2,1,0.24071000000000001]
[null,43,1,2,18,2,1,1,1.2,1,0.23810000000000001]
[null,44,1,2,19,2,1,1,1.2,1,0.23458999999999999]
[null,45,1,2,20,2,1,1,1.2,1,0.23079]
[null,46,1,2,21,2,1,1,1.2,1,0.22959000000000002]
[null,47,1,2,22,2,1,1,1.2,1,0.22691]
[null,48,1,2,23,2,1,1,1.2,1,0.22309999999999999]
[null,49,1,3,0,3,1,1,1.2,1,0.20946000000000001]
[null,50,1,3,1,3,1,1,1.2,1,0.19103000000000001]
[null,51,1,3,2,3,1,1,1.2,1,0.14188000000000001]
[null,52,1,3,3,3,1,1,1.2,1,9.8089999999999997E-2]
[null,53,1,3,4,3,1,1,1.2,1,0.11942]
[null,54,1,3,5,3,1,1,1.2,1,0.20713999999999999]
[null,55,1,3,6,3,1,1,1.2,1,0.21736000000000003]
[null,56,1,3,7,3,1,1,1.2,1,0.2296]
[null,57,1,3,8,3,1,1,1.2,1,0.23266000000000001]
[null,58,1,3,9,3,1,1,1.2,1,0.23258000000000001]
[null,59,1,3,10,3,1,1,1.2,1,0.23086999999999999]
[null,60,1,3,11,3,1,1,1.2,1,0.23057]
[null,61,1,3,12,3,1,1,1.2,1,0.2293]
[null,62,1,3,13,3,1,1,1.2,1,0.22847999999999999]
[null,63,1,3,14,3,1,1,1.2,1,0.22721]
[null,64,1,3,15,3,1,1,1.2,1,0.22699]
[null,65,1,3,16,3,1,1,1.2,1,0.23003999999999999]
[null,{"$f":"B283+1","v":66},1,3,17,3,1,1,1.2,1,0.23138999999999998]
[null,67,1,3,18,3,1,1,1.2,1,0.2296]
[null,68,1,3,19,3,1,1,1.2,1,0.22624]
[null,69,1,3,20,3,1,1,1.2,1,0.22124000000000002]
[null,70,1,3,21,3,1,1,1.2,1,0.21422999999999998]
[null,71,1,3,22,3,1,1,1.2,1,0.19469]
[null,72,1,3,23,3,1,1,1.2,1,8.7050000000000002E-2]
[null,73,1,4,0,4,1,1,1.2,1,7.51E-2]
[null,74,1,4,1,4,1,1,1.2,1,7.3389999999999997E-2]
[null,75,1,4,2,4,1,1,1.2,1,5.9139999999999998E-2]
[null,76,1,4,3,4,1,1,1.2,1,3.9009999999999996E-2]
[null,77,1,4,4,4,1,1,1.2,1,3.8630000000000005E-2]
[null,78,1,4,5,4,1,1,1.2,1,6.6819999999999991E-2]
[null,79,1,4,6,4,1,1,1.2,1,6.5030000000000004E-2]
[null,80,1,4,7,4,1,1,1.2,1,0.13409000000000001]
[null,81,1,4,8,4,1,1,1.2,1,0.20771000000000001]
[null,82,1,4,9,4,1,1,1.2,1,0.21412]
[null,83,1,4,10,4,1,1,1.2,1,0.21561000000000002]
[null,84,1,4,11,4,1,1,1.2,1,0.21680000000000002]
[null,85,1,4,12,4,1,1,1.2,1,0.21777000000000002]
[null,86,1,4,13,4,1,1,1.2,1,0.21777000000000002]
[null,87,1,4,14,4,1,1,1.2,1,0.21888999999999997]
[null,88,1,4,15,4,1,1,1.2,1,0.22134999999999999]
[null,89,1,4,16,4,1,1,1.2,1,0.22605]
[null,90,1,4,17,{"$f":"F284+1","v":4},1,1,1.2,1,0.22866]
[null,91,1,4,18,4,1,1,1.2,1,0.2271]
[null,92,1,4,19,4,1,1,1.2,1,0.22322]
[null,93,1,4,20,4,1,1,1.2,1,0.21486000000000002]
[null,94,1,4,21,4,1,1,1.2,1,0.21299999999999999]
[null,95,1,4,22,4,1,1,1.2,1,0.21113999999999999]
[null,96,1,4,23,4,1,1,1.2,1,0.16587000000000002]
[null,97,1,5,0,5,1,1,1.2,1,0.14856999999999998]
[null,98,1,5,1,5,1,1,1.2,1,0.10986]
[null,99,1,5,2,5,1,1,1.2,1,9.9569999999999992E-2]
[null,100,1,5,3,5,1,1,1.2,1,8.1739999999999993E-2]
[null,101,1,5,4,5,1,1,1.2,1,0.18922]
[null,102,1,5,5,5,1,1,1.2,1,0.20211999999999999]
[null,103,1,5,6,5,1,1,1.2,1,0.20674999999999999]
[null,104,1,5,7,5,1,1,1.2,1,0.20906]
[null,105,1,5,8,5,1,1,1.2,1,0.20995]
[null,106,1,5,9,5,1,1,1.2,1,0.21286000000000002]
[null,107,1,5,10,5,1,1,1.2,1,0.22322999999999998]
[null,108,1,5,11,5,1,1,1.2,1,0.2424]
[null,109,1,5,12,5,1,1,1.2,1,0.23651]
[null,110,1,5,13,5,1,1,1.2,1,0.22419999999999998]
[null,111,1,5,14,5,1,1,1.2,1,0.21861000000000003]
[null,112,1,5,15,5,1,1,1.2,1,0.22150999999999998]
[null,113,1,5,16,5,1,1,1.2,1,0.23375000000000001]
[null,114,1,5,17,5,1,1,1.2,1,0.25418000000000002]
[null,115,1,5,18,5,1,1,1.2,1,0.24158000000000002]
[null,116,1,5,19,5,1,1,1.2,1,0.23449]
[null,117,1,5,20,5,1,1,1.2,1,0.22778000000000001]
[null,118,1,5,21,5,1,1,1.2,1,0.21928]
[null,119,1,5,22,5,1,1,1.2,1,0.21487999999999999]
[null,120,1,5,23,5,1,1,1.2,1,0.16467999999999999]
[null,121,1,6,0,6,1,1,1.2,1,0.10321999999999999]
[null,122,1,6,1,6,1,1,1.2,1,8.8680000000000009E-2]
[null,123,1,6,2,6,1,1,1.2,1,7.3469999999999994E-2]
[null,124,1,6,3,6,1,1,1.2,1,3.7960000000000001E-2]
[null,125,1,6,4,6,1,1,1.2,1,2.9679999999999998E-2]
[null,126,1,6,5,6,1,1,1.2,1,0.2016]
[null,127,1,6,6,6,1,1,1.2,1,0.21084999999999998]
[null,128,1,6,7,6,1,1,1.2,1,0.21159]
[null,129,1,6,8,6,1,1,1.2,1,0.21331]
[null,{"$f":"B347+1","v":130},1,6,9,6,1,1,1.2,1,0.21412999999999999]
[null,131,1,6,10,6,1,1,1.2,1,0.21480000000000002]
[null,132,1,6,11,6,1,1,1.2,1,0.21487999999999999]
[null,133,1,6,12,6,1,1,1.2,1,0.21480000000000002]
[null,134,1,6,13,6,1,1,1.2,1,0.21525]
[null,135,1,6,14,6,1,1,1.2,1,0.21503]
[null,136,1,6,15,6,1,1,1.2,1,0.21628999999999998]
[null,137,1,6,16,6,1,1,1.2,1,0.22516999999999998]
[null,138,1,6,17,6,1,1,1.2,1,0.2286]
[null,139,1,6,18,6,1,1,1.2,1,0.22538999999999998]
[null,140,1,6,19,6,1,1,1.2,1,0.21987000000000001]
[null,141,1,6,20,6,1,1,1.2,1,0.21628999999999998]
[null,142,1,6,21,6,1,1,1.2,1,0.21137]
[null,143,1,6,22,6,1,1,1.2,1,0.19406999999999999]
[null,144,1,6,23,6,1,1,1.2,1,8.6139999999999994E-2]
[null,145,1,7,0,7,1,1,1.2,1,6.9069999999999993E-2]
[null,146,1,7,1,7,1,1,1.2,1,5.6610000000000001E-2]
[null,147,1,7,2,7,1,1,1.2,1,5.2000000000000006E-4]
[null,148,1,7,3,7,1,1,1.2,1,5.9999999999999995E-4]
[null,149,1,7,4,7,1,1,1.2,1,1.529E-2]
[null,150,1,7,5,7,1,1,1.2,1,4.863E-2]
[null,151,1,7,6,7,1,1,1.2,1,0.21236000000000002]
[null,152,1,7,7,7,1,1,1.2,1,0.22406999999999999]
[null,153,1,7,8,7,1,1,1.2,1,0.23011000000000001]
[null,154,1,7,9,{"$f":"F348+1","v":7},1,1,1.2,1,0.22503999999999999]
[null,155,1,7,10,7,1,1,1.2,1,0.22369999999999998]
[null,156,1,7,11,7,1,1,1.2,1,0.22503999999999999]
[null,157,1,7,12,7,1,1,1.2,1,0.2225]
[null,158,1,7,13,7,1,1,1.2,1,0.22384000000000001]
[null,159,1,7,14,7,1,1,1.2,1,0.22413999999999998]
[null,160,1,7,15,7,1,1,1.2,1,0.22578000000000001]
[null,161,1,7,16,7,1,1,1.2,1,0.23071]
[null,162,1,7,17,7,1,1,1.2,1,0.23153000000000001]
[null,163,1,7,18,7,1,1,1.2,1,0.22697999999999999]
[null,164,1,7,19,7,1,1,1.2,1,0.22243000000000002]
[null,165,1,7,20,7,1,1,1.2,1,0.21922]
[null,166,1,7,21,7,1,1,1.2,1,0.21325]
[null,167,1,7,22,7,1,1,1.2,1,0.2099]
[null,168,1,7,23,7,1,1,1.2,1,0.14962999999999999]
[null,169,1,8,0,8,{"$f":"G219+1","v":2},1,1.2,1,0.16418000000000002]
[null,170,1,8,1,8,{"$f":"G220+1","v":2},1,1.2,1,0.10898000000000001]
[null,171,1,8,2,8,2,1,1.2,1,9.4510000000000011E-2]
[null,172,1,8,3,8,2,1,1.2,1,8.4589999999999999E-2]
[null,173,1,8,4,8,2,1,1.2,1,8.4809999999999997E-2]
[null,174,1,8,5,8,2,1,1.2,1,0.17448]
[null,175,1,8,6,8,2,1,1.2,1,0.21878999999999998]
[null,176,1,8,7,8,2,1,1.2,1,0.22774]
[null,177,1,8,8,8,2,1,1.2,1,0.23086999999999999]
[null,178,1,8,9,8,2,1,1.2,1,0.22983000000000001]
[null,179,1,8,10,8,2,1,1.2,1,0.22774]
[null,180,1,8,11,8,2,1,1.2,1,0.22750999999999999]
[null,181,1,8,12,8,2,1,1.2,1,0.22475000000000001]
[null,182,1,8,13,8,2,1,1.2,1,0.22602]
[null,183,1,8,14,8,2,1,1.2,1,0.22728999999999999]
[null,184,1,8,15,8,2,1,1.2,1,0.22819]
[null,185,1,8,16,8,2,1,1.2,1,0.23072000000000001]
[null,186,1,8,17,8,2,1,1.2,1,0.23377999999999999]
[null,187,1,8,18,8,2,1,1.2,1,0.23005]
[null,188,1,8,19,8,2,1,1.2,1,0.22587000000000002]
[null,189,1,8,20,8,2,1,1.2,1,0.22169999999999998]
[null,190,1,8,21,8,2,1,1.2,1,0.21937999999999999]
[null,191,1,8,22,8,2,1,1.2,1,0.21565000000000001]
[null,192,1,8,23,8,2,1,1.2,1,0.21252000000000001]
[null,193,1,9,0,9,2,1,1.2,1,0.20276]
[null,{"$f":"B411+1","v":194},1,9,1,9,2,1,1.2,1,0.19769]
[null,195,1,9,2,9,2,1,1.2,1,0.18522999999999998]
[null,196,1,9,3,9,2,1,1.2,1,0.19888]
[null,197,1,9,4,9,2,1,1.2,1,0.20276]
[null,198,1,9,5,9,2,1,1.2,1,0.20992]
[null,199,1,9,6,9,2,1,1.2,1,0.22365000000000002]
[null,200,1,9,7,9,2,1,1.2,1,0.23499]
[null,201,1,9,8,9,2,1,1.2,1,0.2417]
[null,202,1,9,9,9,2,1,1.2,1,0.24059]
[null,203,1,9,10,9,2,1,1.2,1,0.24102999999999999]
[null,204,1,9,11,9,2,1,1.2,1,0.23841999999999999]
[null,205,1,9,12,9,2,1,1.2,1,0.22678000000000001]
[null,206,1,9,13,9,2,1,1.2,1,0.22595999999999999]
[null,207,1,9,14,9,2,1,1.2,1,0.22275999999999999]
[null,208,1,9,15,9,2,1,1.2,1,0.22462000000000001]
[null,209,1,9,16,9,2,1,1.2,1,0.22805]
[null,210,1,9,17,9,2,1,1.2,1,0.23275000000000001]
[null,211,1,9,18,9,2,1,1.2,1,0.22819999999999999]
[null,212,1,9,19,9,2,1,1.2,1,0.22358]
[null,213,1,9,20,9,2,1,1.2,1,0.2185]
[null,214,1,9,21,9,2,1,1.2,1,0.21298]
[null,215,1,9,22,9,2,1,1.2,1,0.21059999999999998]
[null,216,1,9,23,9,2,1,1.2,1,6.1619999999999994E-2]
[null,217,1,10,0,10,2,1,1.2,1,6.1920000000000003E-2]
[null,218,1,10,1,{"$f":"F412+1","v":10},2,1,1.2,1,6.7069999999999991E-2]
[null,219,1,10,2,10,2,1,1.2,1,5.774E-2]
[null,220,1,10,3,10,2,1,1.2,1,6.6470000000000001E-2]
[null,221,1,10,4,10,2,1,1.2,1,6.1399999999999996E-2]
[null,222,1,10,5,10,2,1,1.2,1,8.9370000000000005E-2]
[null,223,1,10,6,10,2,1,1.2,1,0.22059999999999999]
[null,224,1,10,7,10,2,1,1.2,1,0.23365]
[null,225,1,10,8,10,2,1,1.2,1,0.2397]
[null,226,1,10,9,10,2,1,1.2,1,0.23297999999999999]
[null,227,1,10,10,10,2,1,1.2,1,0.22977]
[null,228,1,10,11,10,2,1,1.2,1,0.22850999999999999]
[null,229,1,10,12,10,2,1,1.2,1,0.22506999999999999]
[null,230,1,10,13,10,2,1,1.2,1,0.22552]
[null,231,1,10,14,10,2,1,1.2,1,0.22813]
[null,232,1,10,15,10,2,1,1.2,1,0.23402999999999999]
[null,233,1,10,16,10,2,1,1.2,1,0.23849999999999999]
[null,234,1,10,17,10,{"$f":"G284+1","v":2},1,1.2,1,0.24305000000000002]
[null,235,1,10,18,10,2,1,1.2,1,0.23873]
[null,236,1,10,19,10,2,1,1.2,1,0.23365]
[null,237,1,10,20,10,2,1,1.2,1,0.22991999999999999]
[null,238,1,10,21,10,2,1,1.2,1,0.22552]
[null,239,1,10,22,10,2,1,1.2,1,0.22269]
[null,240,1,10,23,10,2,1,1.2,1,0.21843000000000001]
[null,241,1,11,0,11,2,1,1.2,1,0.21800999999999998]
[null,242,1,11,1,11,2,1,1.2,1,0.21018000000000001]
[null,243,1,11,2,11,2,1,1.2,1,0.20301]
[null,244,1,11,3,11,2,1,1.2,1,0.20211999999999999]
[null,245,1,11,4,11,2,1,1.2,1,0.19966]
[null,246,1,11,5,11,2,1,1.2,1,0.20824000000000001]
[null,247,1,11,6,11,2,1,1.2,1,0.20898]
[null,248,1,11,7,11,2,1,1.2,1,0.22077000000000002]
[null,249,1,11,8,11,2,1,1.2,1,0.22361]
[null,250,1,11,9,11,2,1,1.2,1,0.22606999999999999]
[null,251,1,11,10,11,2,1,1.2,1,0.22846]
[null,252,1,11,11,11,2,1,1.2,1,0.22943]
[null,253,1,11,12,11,2,1,1.2,1,0.22822999999999999]
[null,254,1,11,13,11,2,1,1.2,1,0.22822999999999999]
[null,255,1,11,14,11,2,1,1.2,1,0.22659000000000001]
[null,256,1,11,15,11,2,1,1.2,1,0.22756000000000001]
[null,257,1,11,16,11,2,1,1.2,1,0.22964999999999999]
[null,{"$f":"B475+1","v":258},1,11,17,11,2,1,1.2,1,0.24159]
[null,259,1,11,18,11,2,1,1.2,1,0.23316000000000001]
[null,260,1,11,19,11,2,1,1.2,1,0.23472000000000001]
[null,261,1,11,20,11,2,1,1.2,1,0.22443000000000002]
[null,262,1,11,21,11,2,1,1.2,1,0.21980000000000002]
[null,263,1,11,22,11,2,1,1.2,1,0.11885]
[null,264,1,11,23,11,2,1,1.2,1,8.2970000000000002E-2]
[null,265,1,12,0,12,2,1,1.2,1,1.3509999999999999E-2]
[null,266,1,12,1,12,2,1,1.2,1,1.5970000000000002E-2]
[null,267,1,12,2,12,2,1,1.2,1,2.9999999999999997E-4]
[null,268,1,12,3,12,2,1,1.2,1,8.1999999999999998E-4]
[null,269,1,12,4,12,2,1,1.2,1,5.0590000000000003E-2]
[null,270,1,12,5,12,2,1,1.2,1,5.0220000000000001E-2]
[null,271,1,12,6,12,2,1,1.2,1,6.7199999999999994E-3]
[null,272,1,12,7,12,2,1,1.2,1,6.7000000000000004E-2]
[null,273,1,12,8,12,2,1,1.2,1,8.7819999999999995E-2]
[null,274,1,12,9,12,2,1,1.2,1,9.706999999999999E-2]
[null,275,1,12,10,12,2,1,1.2,1,0.10058]
[null,276,1,12,11,12,2,1,1.2,1,0.14856]
[null,277,1,12,12,12,2,1,1.2,1,0.15975]
[null,278,1,12,13,12,2,1,1.2,1,0.22191]
[null,279,1,12,14,12,2,1,1.2,1,0.22258]
[null,280,1,12,15,12,2,1,1.2,1,0.22437000000000001]
[null,281,1,12,16,12,2,1,1.2,1,0.23668]
[null,282,1,12,17,{"$f":"F476+1","v":12},2,1,1.2,1,0.29137000000000002]
[null,283,1,12,18,12,2,1,1.2,1,0.28898000000000001]
[null,284,1,12,19,12,2,1,1.2,1,0.28249000000000002]
[null,285,1,12,20,12,2,1,1.2,1,0.26235000000000003]
[null,286,1,12,21,12,2,1,1.2,1,0.24511000000000002]
[null,287,1,12,22,12,2,1,1.2,1,0.24653]
[null,288,1,12,23,12,2,1,1.2,1,0.23422000000000001]
[null,289,1,13,0,13,2,1,1.2,1,0.22488999999999998]
[null,290,1,13,1,13,2,1,1.2,1,0.21847]
[null,291,1,13,2,13,2,1,1.2,1,0.21452000000000002]
[null,292,1,13,3,13,2,1,1.2,1,0.21265000000000001]
[null,293,1,13,4,13,2,1,1.2,1,0.21631]
[null,294,1,13,5,13,2,1,1.2,1,0.22108]
[null,295,1,13,6,13,2,1,1.2,1,0.24668000000000001]
[null,296,1,13,7,13,2,1,1.2,1,0.31510000000000005]
[null,297,1,13,8,13,2,1,1.2,1,0.35755999999999999]
[null,298,1,13,9,13,{"$f":"G348+1","v":2},1,1.2,1,0.29786000000000001]
[null,299,1,13,10,13,2,1,1.2,1,0.27831]
[null,300,1,13,11,13,2,1,1.2,1,0.29801]
[null,301,1,13,12,13,2,1,1.2,1,0.29755999999999999]
[null,302,1,13,13,13,2,1,1.2,1,0.31189]
[null,303,1,13,14,13,2,1,1.2,1,0.31555]
[null,304,1,13,15,13,2,1,1.2,1,0.33001999999999998]
[null,305,1,13,16,13,2,1,1.2,1,0.42187000000000002]
[null,306,1,13,17,13,2,1,1.2,1,0.46932999999999997]
[null,307,1,13,18,13,2,1,1.2,1,0.46029999999999999]
[null,308,1,13,19,13,2,1,1.2,1,0.39552999999999999]
[null,309,1,13,20,13,2,1,1.2,1,0.29487999999999998]
[null,310,1,13,21,13,2,1,1.2,1,0.29167000000000004]
[null,311,1,13,22,13,2,1,1.2,1,0.26205000000000001]
[null,312,1,13,23,13,2,1,1.2,1,0.24130000000000001]
[null,313,1,14,0,14,2,1,1.2,1,0.22675999999999999]
[null,314,1,14,1,14,2,1,1.2,1,0.22124000000000002]
[null,315,1,14,2,14,2,1,1.2,1,0.22056000000000001]
[null,316,1,14,3,14,2,1,1.2,1,0.21750999999999998]
[null,317,1,14,4,14,2,1,1.2,1,0.21915000000000001]
[null,318,1,14,5,14,2,1,1.2,1,0.22638]
[null,319,1,14,6,14,2,1,1.2,1,0.26817000000000002]
[null,320,1,14,7,14,2,1,1.2,1,0.44836999999999999]
[null,321,1,14,8,14,2,1,1.2,1,0.49201999999999996]
[null,{"$f":"B539+1","v":322},1,14,9,14,2,1,1.2,1,0.49291000000000001]
[null,323,1,14,10,14,2,1,1.2,1,0.49954999999999999]
[null,324,1,14,11,14,2,1,1.2,1,0.49163999999999997]
[null,325,1,14,12,14,2,1,1.2,1,0.43702999999999997]
[null,326,1,14,13,14,2,1,1.2,1,0.41045999999999999]
[null,327,1,14,14,14,2,1,1.2,1,0.39202999999999999]
[null,328,1,14,15,14,2,1,1.2,1,0.38695999999999997]
[null,329,1,14,16,14,2,1,1.2,1,0.41694999999999999]
[null,330,1,14,17,14,2,1,1.2,1,0.52739000000000003]
[null,331,1,14,18,14,2,1,1.2,1,0.50739000000000001]
[null,332,1,14,19,14,2,1,1.2,1,0.37889999999999996]
[null,333,1,14,20,14,2,1,1.2,1,0.28832000000000002]
[null,334,1,14,21,14,2,1,1.2,1,0.26018999999999998]
[null,335,1,14,22,14,2,1,1.2,1,0.24331999999999998]
[null,336,1,14,23,14,2,1,1.2,1,0.23131000000000002]
[null,337,1,15,0,15,3,1,1.2,1,0.23541999999999999]
[null,338,1,15,1,15,3,1,1.2,1,0.22869999999999999]
[null,339,1,15,2,15,3,1,1.2,1,0.22325999999999999]
[null,340,1,15,3,15,3,1,1.2,1,0.22109000000000001]
[null,341,1,15,4,15,3,1,1.2,1,0.22041999999999998]
[null,342,1,15,5,15,3,1,1.2,1,0.22869999999999999]
[null,343,1,15,6,15,3,1,1.2,1,0.28116000000000002]
[null,344,1,15,7,15,3,1,1.2,1,0.40539999999999998]
[null,345,1,15,8,15,3,1,1.2,1,0.46748000000000001]
[null,346,1,15,9,{"$f":"F540+1","v":15},3,1,1.2,1,0.42293000000000003]
[null,347,1,15,10,15,3,1,1.2,1,0.376]
[null,348,1,15,11,15,3,1,1.2,1,0.32174999999999998]
[null,349,1,15,12,15,3,1,1.2,1,0.30951999999999996]
[null,350,1,15,13,15,3,1,1.2,1,0.31466000000000005]
[null,351,1,15,14,15,3,1,1.2,1,0.33056000000000002]
[null,352,1,15,15,15,3,1,1.2,1,0.34197000000000005]
[null,353,1,15,16,15,3,1,1.2,1,0.37942999999999999]
[null,354,1,15,17,15,3,1,1.2,1,0.41137000000000001]
[null,355,1,15,18,15,3,1,1.2,1,0.31152999999999997]
[null,356,1,15,19,15,3,1,1.2,1,0.28004000000000001]
[null,357,1,15,20,15,3,1,1.2,1,0.26056999999999997]
[null,358,1,15,21,15,3,1,1.2,1,0.24937000000000001]
[null,359,1,15,22,15,3,1,1.2,1,0.23691000000000001]
[null,360,1,15,23,15,3,1,1.2,1,0.22438]
[null,361,1,16,0,16,3,1,1.2,1,0.22422]
[null,362,1,16,1,16,{"$f":"G412+1","v":3},1,1.2,1,0.21587000000000001]
[null,363,1,16,2,16,3,1,1.2,1,0.19102000000000002]
[null,364,1,16,3,16,3,1,1.2,1,0.15983]
[null,365,1,16,4,16,3,1,1.2,1,0.19056999999999999]
[null,366,1,16,5,16,3,1,1.2,1,0.22184000000000001]
[null,367,1,16,6,16,3,1,1.2,1,0.23937]
[null,368,1,16,7,16,3,1,1.2,1,0.25003999999999998]
[null,369,1,16,8,16,3,1,1.2,1,0.25474000000000002]
[null,370,1,16,9,16,3,1,1.2,1,0.25130999999999998]
[null,371,1,16,10,16,3,1,1.2,1,0.24891999999999997]
[null,372,1,16,11,16,3,1,1.2,1,0.24668000000000001]
[null,373,1,16,12,16,3,1,1.2,1,0.24564]
[null,374,1,16,13,16,3,1,1.2,1,0.24503999999999998]
[null,375,1,16,14,16,3,1,1.2,1,0.24496999999999999]
[null,376,1,16,15,16,3,1,1.2,1,0.24481999999999998]
[null,377,1,16,16,16,3,1,1.2,1,0.24937000000000001]
[null,378,1,16,17,16,3,1,1.2,1,0.25206000000000001]
[null,379,1,16,18,16,3,1,1.2,1,0.24527000000000002]
[null,380,1,16,19,16,3,1,1.2,1,0.24324999999999999]
[null,381,1,16,20,16,3,1,1.2,1,0.24057000000000001]
[null,382,1,16,21,16,3,1,1.2,1,0.23452000000000001]
[null,383,1,16,22,16,3,1,1.2,1,0.23063999999999998]
[null,384,1,16,23,16,3,1,1.2,1,0.22369999999999998]
[null,385,1,17,0,17,3,1,1.2,1,0.22034000000000001]
[null,{"$f":"B603+1","v":386},1,17,1,17,3,1,1.2,1,0.21018999999999999]
[null,387,1,17,2,17,3,1,1.2,1,0.14610000000000001]
[null,388,1,17,3,17,3,1,1.2,1,0.15243999999999999]
[null,389,1,17,4,17,3,1,1.2,1,0.20549000000000001]
[null,390,1,17,5,17,3,1,1.2,1,0.22481000000000001]
[null,391,1,17,6,17,3,1,1.2,1,0.24459]
[null,392,1,17,7,17,3,1,1.2,1,0.25668000000000002]
[null,393,1,17,8,17,3,1,1.2,1,0.27226999999999996]
[null,394,1,17,9,17,3,1,1.2,1,0.26697000000000004]
[null,395,1,17,10,17,3,1,1.2,1,0.26033000000000001]
[null,396,1,17,11,17,3,1,1.2,1,0.25824000000000003]
[null,397,1,17,12,17,3,1,1.2,1,0.25339]
[null,398,1,17,13,17,3,1,1.2,1,0.25092999999999999]
[null,399,1,17,14,17,3,1,1.2,1,0.24839]
[null,400,1,17,15,17,3,1,1.2,1,0.24772]
[null,401,1,17,16,17,3,1,1.2,1,0.25196999999999997]
[null,402,1,17,17,17,3,1,1.2,1,0.25547999999999998]
[null,403,1,17,18,17,3,1,1.2,1,0.24959000000000001]
[null,404,1,17,19,17,3,1,1.2,1,0.24414]
[null,405,1,17,20,17,3,1,1.2,1,0.24040999999999998]
[null,406,1,17,21,17,3,1,1.2,1,0.23608000000000001]
[null,407,1,17,22,17,3,1,1.2,1,0.23422000000000001]
[null,408,1,17,23,17,3,1,1.2,1,0.22713]
[null,409,1,18,0,18,3,1,1.2,1,0.22758]
[null,410,1,18,1,{"$f":"F604+1","v":18},3,1,1.2,1,0.22228000000000001]
[null,411,1,18,2,18,3,1,1.2,1,0.21325999999999998]
[null,412,1,18,3,18,3,1,1.2,1,0.19989999999999999]
[null,413,1,18,4,18,3,1,1.2,1,0.21318000000000001]
[null,414,1,18,5,18,3,1,1.2,1,0.21168999999999999]
[null,415,1,18,6,18,3,1,1.2,1,0.21303]
[null,416,1,18,7,18,3,1,1.2,1,0.22572]
[null,417,1,18,8,18,3,1,1.2,1,0.23108999999999999]
[null,418,1,18,9,18,3,1,1.2,1,0.23422000000000001]
[null,419,1,18,10,18,3,1,1.2,1,0.23758000000000001]
[null,420,1,18,11,18,3,1,1.2,1,0.23624000000000001]
[null,421,1,18,12,18,3,1,1.2,1,0.2334]
[null,422,1,18,13,18,3,1,1.2,1,0.23049]
[null,423,1,18,14,18,3,1,1.2,1,0.22891999999999998]
[null,424,1,18,15,18,3,1,1.2,1,0.23041999999999999]
[null,425,1,18,16,18,3,1,1.2,1,0.23921999999999999]
[null,426,1,18,17,18,{"$f":"G476+1","v":3},1,1.2,1,0.24176]
[null,427,1,18,18,18,3,1,1.2,1,0.24138999999999999]
[null,428,1,18,19,18,3,1,1.2,1,0.23833000000000001]
[null,429,1,18,20,18,3,1,1.2,1,0.22988999999999998]
[null,430,1,18,21,18,3,1,1.2,1,0.22736000000000001]
[null,431,1,18,22,18,3,1,1.2,1,0.22519]
[null,432,1,18,23,18,3,1,1.2,1,0.14229]
[null,433,1,19,0,19,3,1,1.2,1,0.11849999999999999]
[null,434,1,19,1,19,3,1,1.2,1,7.492E-2]
[null,435,1,19,2,19,3,1,1.2,1,7.5069999999999998E-2]
[null,436,1,19,3,19,3,1,1.2,1,7.0739999999999997E-2]
[null,437,1,19,4,19,3,1,1.2,1,7.4689999999999993E-2]
[null,438,1,19,5,19,3,1,1.2,1,7.0809999999999998E-2]
[null,439,1,19,6,19,3,1,1.2,1,6.3579999999999998E-2]
[null,440,1,19,7,19,3,1,1.2,1,7.2080000000000005E-2]
[null,441,1,19,8,19,3,1,1.2,1,0.22713999999999998]
[null,442,1,19,9,19,3,1,1.2,1,0.22752]
[null,443,1,19,10,19,3,1,1.2,1,0.22953000000000001]
[null,444,1,19,11,19,3,1,1.2,1,0.23058000000000001]
[null,445,1,19,12,19,3,1,1.2,1,0.22968]
[null,446,1,19,13,19,3,1,1.2,1,0.22886000000000001]
[null,447,1,19,14,19,3,1,1.2,1,0.22834000000000002]
[null,448,1,19,15,19,3,1,1.2,1,0.22863999999999998]
[null,449,1,19,16,19,3,1,1.2,1,0.23222000000000001]
[null,{"$f":"B667+1","v":450},1,19,17,19,3,1,1.2,1,0.24237]
[null,451,1,19,18,19,3,1,1.2,1,0.24229000000000001]
[null,452,1,19,19,19,3,1,1.2,1,0.23983000000000002]
[null,453,1,19,20,19,3,1,1.2,1,0.2349]
[null,454,1,19,21,19,3,1,1.2,1,0.23280999999999999]
[null,455,1,19,22,19,3,1,1.2,1,0.22997999999999999]
[null,456,1,19,23,19,3,1,1.2,1,0.22616999999999998]
[null,457,1,20,0,20,3,1,1.2,1,0.22393000000000002]
[null,458,1,20,1,20,3,1,1.2,1,0.18856000000000001]
[null,459,1,20,2,20,3,1,1.2,1,0.15461000000000003]
[null,460,1,20,3,20,3,1,1.2,1,0.10409]
[null,461,1,20,4,20,3,1,1.2,1,9.8049999999999998E-2]
[null,462,1,20,5,20,3,1,1.2,1,0.22497999999999999]
[null,463,1,20,6,20,3,1,1.2,1,0.23811000000000002]
[null,464,1,20,7,20,3,1,1.2,1,0.24677000000000002]
[null,465,1,20,8,20,3,1,1.2,1,0.25535000000000002]
[null,466,1,20,9,20,3,1,1.2,1,0.25519999999999998]
[null,467,1,20,10,20,3,1,1.2,1,0.25229000000000001]
[null,468,1,20,11,20,3,1,1.2,1,0.25072]
[null,469,1,20,12,20,3,1,1.2,1,0.24922999999999998]
[null,470,1,20,13,20,3,1,1.2,1,0.24847999999999998]
[null,471,1,20,14,20,3,1,1.2,1,0.24840999999999999]
[null,472,1,20,15,20,3,1,1.2,1,0.25072]
[null,473,1,20,16,20,3,1,1.2,1,0.26415]
[null,474,1,20,17,{"$f":"F668+1","v":20},3,1,1.2,1,0.28161999999999998]
[null,475,1,20,18,20,3,1,1.2,1,0.26444999999999996]
[null,476,1,20,19,20,3,1,1.2,1,0.25251000000000001]
[null,477,1,20,20,20,3,1,1.2,1,0.24609999999999999]
[null,478,1,20,21,20,3,1,1.2,1,0.24184]
[null,479,1,20,22,20,3,1,1.2,1,0.23855999999999999]
[null,480,1,20,23,20,3,1,1.2,1,0.23064999999999999]
[null,481,1,21,0,21,3,1,1.2,1,0.23468]
[null,482,1,21,1,21,3,1,1.2,1,0.23222000000000001]
[null,483,1,21,2,21,3,1,1.2,1,0.22871]
[null,484,1,21,3,21,3,1,1.2,1,0.22602]
[null,485,1,21,4,21,3,1,1.2,1,0.22863999999999998]
[null,486,1,21,5,21,3,1,1.2,1,0.2399]
[null,487,1,21,6,21,3,1,1.2,1,0.2505]
[null,488,1,21,7,21,3,1,1.2,1,0.33063999999999999]
[null,489,1,21,8,21,3,1,1.2,1,0.45861000000000002]
[null,490,1,21,9,21,{"$f":"G540+1","v":3},1,1.2,1,0.4163]
[null,491,1,21,10,21,3,1,1.2,1,0.38824999999999998]
[null,492,1,21,11,21,3,1,1.2,1,0.37607999999999997]
[null,493,1,21,12,21,3,1,1.2,1,0.33563999999999999]
[null,494,1,21,13,21,3,1,1.2,1,0.31072000000000005]
[null,495,1,21,14,21,3,1,1.2,1,0.37369999999999998]
[null,496,1,21,15,21,3,1,1.2,1,0.37004000000000004]
[null,497,1,21,16,21,3,1,1.2,1,0.39391999999999999]
[null,498,1,21,17,21,3,1,1.2,1,0.44944000000000001]
[null,499,1,21,18,21,3,1,1.2,1,0.41144999999999998]
[null,500,1,21,19,21,3,1,1.2,1,0.30542000000000002]
[null,501,1,21,20,21,3,1,1.2,1,0.26841000000000004]
[null,502,1,21,21,21,3,1,1.2,1,0.25505]
[null,503,1,21,22,21,3,1,1.2,1,0.2452]
[null,504,1,21,23,21,3,1,1.2,1,0.23483000000000001]
[null,505,1,22,0,22,4,1,1.2,1,0.23832]
[null,506,1,22,1,22,4,1,1.2,1,0.23504]
[null,507,1,22,2,22,4,1,1.2,1,0.23228000000000001]
[null,508,1,22,3,22,4,1,1.2,1,0.23146]
[null,509,1,22,4,22,4,1,1.2,1,0.23228000000000001]
[null,510,1,22,5,22,4,1,1.2,1,0.24362]
[null,511,1,22,6,22,4,1,1.2,1,0.25719999999999998]
[null,512,1,22,7,22,4,1,1.2,1,0.40487000000000001]
[null,513,1,22,8,22,4,1,1.2,1,0.48418]
[null,{"$f":"B731+1","v":514},1,22,9,22,4,1,1.2,1,0.39180999999999999]
[null,515,1,22,10,22,4,1,1.2,1,0.35226000000000002]
[null,516,1,22,11,22,4,1,1.2,1,0.33376]
[null,517,1,22,12,22,4,1,1.2,1,0.30898000000000003]
[null,518,1,22,13,22,4,1,1.2,1,0.30197000000000002]
[null,519,1,22,14,22,4,1,1.2,1,0.31345999999999996]
[null,520,1,22,15,22,4,1,1.2,1,0.33450000000000002]
[null,521,1,22,16,22,4,1,1.2,1,0.44882]
[null,522,1,22,17,22,4,1,1.2,1,0.52134000000000003]
[null,523,1,22,18,22,4,1,1.2,1,0.37419999999999998]
[null,524,1,22,19,22,4,1,1.2,1,0.33785999999999999]
[null,525,1,22,20,22,4,1,1.2,1,0.28235000000000005]
[null,526,1,22,21,22,4,1,1.2,1,0.2666]
[null,527,1,22,22,22,4,1,1.2,1,0.24608000000000002]
[null,528,1,22,23,22,4,1,1.2,1,0.23668]
[null,529,1,23,0,23,4,1,1.2,1,0.23921999999999999]
[null,530,1,23,1,23,4,1,1.2,1,0.23541999999999999]
[null,531,1,23,2,23,4,1,1.2,1,0.23272999999999999]
[null,532,1,23,3,23,4,1,1.2,1,0.23205999999999999]
[null,533,1,23,4,23,4,1,1.2,1,0.23713000000000001]
[null,534,1,23,5,23,4,1,1.2,1,0.24287999999999998]
[null,535,1,23,6,23,4,1,1.2,1,0.25481999999999999]
[null,536,1,23,7,23,4,1,1.2,1,0.35324]
[null,537,1,23,8,23,4,1,1.2,1,0.40673999999999999]
[null,538,1,23,9,{"$f":"F732+1","v":23},4,1,1.2,1,0.38263999999999998]
[null,539,1,23,10,23,4,1,1.2,1,0.33502999999999999]
[null,540,1,23,11,23,4,1,1.2,1,0.32018000000000002]
[null,541,1,23,12,23,4,1,1.2,1,0.29749999999999999]
[null,542,1,23,13,23,4,1,1.2,1,0.28317000000000003]
[null,543,1,23,14,23,4,1,1.2,1,0.28272000000000003]
[null,544,1,23,15,23,4,1,1.2,1,0.29682999999999998]
[null,545,1,23,16,23,4,1,1.2,1,0.33629999999999999]
[null,546,1,23,17,23,4,1,1.2,1,0.39800999999999997]
[null,547,1,23,18,23,4,1,1.2,1,0.30995999999999996]
[null,548,1,23,19,23,4,1,1.2,1,0.27085999999999999]
[null,549,1,23,20,23,4,1,1.2,1,0.26011000000000001]
[null,550,1,23,21,23,4,1,1.2,1,0.25534000000000001]
[null,551,1,23,22,23,4,1,1.2,1,0.24780000000000002]
[null,552,1,23,23,23,4,1,1.2,1,0.23788000000000001]
[null,553,1,24,0,24,4,1,1.2,1,0.23937]
[null,554,1,24,1,24,{"$f":"G604+1","v":4},1,1.2,1,0.23563999999999999]
[null,555,1,24,2,24,4,1,1.2,1,0.22631000000000001]
[null,556,1,24,3,24,4,1,1.2,1,0.22378000000000001]
[null,557,1,24,4,24,4,1,1.2,1,0.23205999999999999]
[null,558,1,24,5,24,4,1,1.2,1,0.24004]
[null,559,1,24,6,24,4,1,1.2,1,0.26264999999999999]
[null,560,1,24,7,24,4,1,1.2,1,0.34494999999999998]
[null,561,1,24,8,24,4,1,1.2,1,0.45516000000000001]
[null,562,1,24,9,24,4,1,1.2,1,0.43060999999999999]
[null,563,1,24,10,24,4,1,1.2,1,0.371]
[null,564,1,24,11,24,4,1,1.2,1,0.34494999999999998]
[null,565,1,24,12,24,4,1,1.2,1,0.31995999999999997]
[null,566,1,24,13,24,4,1,1.2,1,0.29160000000000003]
[null,567,1,24,14,24,4,1,1.2,1,0.27541000000000004]
[null,568,1,24,15,24,4,1,1.2,1,0.26967000000000002]
[null,569,1,24,16,24,4,1,1.2,1,0.29160000000000003]
[null,570,1,24,17,24,4,1,1.2,1,0.35070000000000001]
[null,571,1,24,18,24,4,1,1.2,1,0.30347000000000002]
[null,572,1,24,19,24,4,1,1.2,1,0.26847000000000004]
[null,573,1,24,20,24,4,1,1.2,1,0.25661]
[null,574,1,24,21,24,4,1,1.2,1,0.25161]
[null,575,1,24,22,24,4,1,1.2,1,0.24743000000000001]
[null,576,1,24,23,24,4,1,1.2,1,0.24258000000000002]
[null,577,1,25,0,25,4,1,1.2,1,0.24353999999999998]
[null,{"$f":"B795+1","v":578},1,25,1,25,4,1,1.2,1,0.23913999999999999]
[null,579,1,25,2,25,4,1,1.2,1,0.23205000000000001]
[null,580,1,25,3,25,4,1,1.2,1,0.22884000000000002]
[null,581,1,25,4,25,4,1,1.2,1,0.22802]
[null,582,1,25,5,25,4,1,1.2,1,0.22877]
[null,583,1,25,6,25,4,1,1.2,1,0.23086000000000001]
[null,584,1,25,7,25,4,1,1.2,1,0.23563000000000001]
[null,585,1,25,8,25,4,1,1.2,1,0.24174999999999999]
[null,586,1,25,9,25,4,1,1.2,1,0.24742]
[null,587,1,25,10,25,4,1,1.2,1,0.24981]
[null,588,1,25,11,25,4,1,1.2,1,0.24965999999999999]
[null,589,1,25,12,25,4,1,1.2,1,0.24809]
[null,590,1,25,13,25,4,1,1.2,1,0.24668000000000001]
[null,591,1,25,14,25,4,1,1.2,1,0.24368999999999999]
[null,592,1,25,15,25,4,1,1.2,1,0.24392]
[null,593,1,25,16,25,4,1,1.2,1,0.24831999999999999]
[null,594,1,25,17,25,4,1,1.2,1,0.25339]
[null,595,1,25,18,25,4,1,1.2,1,0.25159999999999999]
[null,596,1,25,19,25,4,1,1.2,1,0.24816999999999997]
[null,597,1,25,20,25,4,1,1.2,1,0.24302000000000001]
[null,598,1,25,21,25,4,1,1.2,1,0.23816999999999999]
[null,599,1,25,22,25,4,1,1.2,1,0.23907]
[null,600,1,25,23,25,4,1,1.2,1,0.23488999999999999]
[null,601,1,26,0,26,4,1,1.2,1,0.22803000000000001]
[null,602,1,26,1,{"$f":"F796+1","v":26},4,1,1.2,1,0.14282]
[null,603,1,26,2,26,4,1,1.2,1,0.1108]
[null,604,1,26,3,26,4,1,1.2,1,9.8049999999999998E-2]
[null,605,1,26,4,26,4,1,1.2,1,0.10737000000000001]
[null,606,1,26,5,26,4,1,1.2,1,0.11924]
[null,607,1,26,6,26,4,1,1.2,1,0.10685]
[null,608,1,26,7,26,4,1,1.2,1,0.22982]
[null,609,1,26,8,26,4,1,1.2,1,0.23347000000000001]
[null,610,1,26,9,26,4,1,1.2,1,0.23891999999999999]
[null,611,1,26,10,26,4,1,1.2,1,0.24540999999999999]
[null,612,1,26,11,26,4,1,1.2,1,0.24675999999999998]
[null,613,1,26,12,26,4,1,1.2,1,0.24608000000000002]
[null,614,1,26,13,26,4,1,1.2,1,0.23959]
[null,615,1,26,14,26,4,1,1.2,1,0.23794999999999999]
[null,616,1,26,15,26,4,1,1.2,1,0.24004]
[null,617,1,26,16,26,4,1,1.2,1,0.24728]
[null,618,1,26,17,26,{"$f":"G668+1","v":4},1,1.2,1,0.25503999999999999]
[null,619,1,26,18,26,4,1,1.2,1,0.25258000000000003]
[null,620,1,26,19,26,4,1,1.2,1,0.24772999999999998]
[null,621,1,26,20,26,4,1,1.2,1,0.24355000000000002]
[null,622,1,26,21,26,4,1,1.2,1,0.2387]
[null,623,1,26,22,26,4,1,1.2,1,0.23369999999999999]
[null,624,1,26,23,26,4,1,1.2,1,0.22877]
[null,625,1,27,0,27,4,1,1.2,1,9.423999999999999E-2]
[null,626,1,27,1,27,4,1,1.2,1,8.9760000000000006E-2]
[null,627,1,27,2,27,4,1,1.2,1,9.5579999999999998E-2]
[null,628,1,27,3,27,4,1,1.2,1,7.4469999999999995E-2]
[null,629,1,27,4,27,4,1,1.2,1,7.3120000000000004E-2]
[null,630,1,27,5,27,4,1,1.2,1,9.7670000000000007E-2]
[null,631,1,27,6,27,4,1,1.2,1,0.23913999999999999]
[null,632,1,27,7,27,4,1,1.2,1,0.25317000000000001]
[null,633,1,27,8,27,4,1,1.2,1,0.25668000000000002]
[null,634,1,27,9,27,4,1,1.2,1,0.25458999999999998]
[null,635,1,27,10,27,4,1,1.2,1,0.25362000000000001]
[null,636,1,27,11,27,4,1,1.2,1,0.25362000000000001]
[null,637,1,27,12,27,4,1,1.2,1,0.25324999999999998]
[null,638,1,27,13,27,4,1,1.2,1,0.25295000000000001]
[null,639,1,27,14,27,4,1,1.2,1,0.25280000000000002]
[null,640,1,27,15,27,4,1,1.2,1,0.25309999999999999]
[null,641,1,27,16,27,4,1,1.2,1,0.25570999999999999]
[null,{"$f":"B859+1","v":642},1,27,17,27,4,1,1.2,1,0.26242000000000004]
[null,643,1,27,18,27,4,1,1.2,1,0.25922000000000001]
[null,644,1,27,19,27,4,1,1.2,1,0.25368999999999997]
[null,645,1,27,20,27,4,1,1.2,1,0.24869999999999998]
[null,646,1,27,21,27,4,1,1.2,1,0.24705000000000002]
[null,647,1,27,22,27,4,1,1.2,1,0.23937]
[null,648,1,27,23,27,4,1,1.2,1,0.23086000000000001]
[null,649,1,28,0,28,4,1,1.2,1,0.23318]
[null,650,1,28,1,28,4,1,1.2,1,0.23161999999999999]
[null,651,1,28,2,28,4,1,1.2,1,0.22594999999999998]
[null,652,1,28,3,28,4,1,1.2,1,0.22065000000000001]
[null,653,1,28,4,28,4,1,1.2,1,0.22505]
[null,654,1,28,5,28,4,1,1.2,1,0.23288999999999999]
[null,655,1,28,6,28,4,1,1.2,1,0.24699000000000002]
[null,656,1,28,7,28,4,1,1.2,1,0.25833]
[null,657,1,28,8,28,4,1,1.2,1,0.26094000000000001]
[null,658,1,28,9,28,4,1,1.2,1,0.25780999999999998]
[null,659,1,28,10,28,4,1,1.2,1,0.25773000000000001]
[null,660,1,28,11,28,4,1,1.2,1,0.25683999999999996]
[null,661,1,28,12,28,4,1,1.2,1,0.254]
[null,662,1,28,13,28,4,1,1.2,1,0.25363000000000002]
[null,663,1,28,14,28,4,1,1.2,1,0.25258999999999998]
[null,664,1,28,15,28,4,1,1.2,1,0.25191000000000002]
[null,665,1,28,16,28,4,1,1.2,1,0.25341000000000002]
[null,666,1,28,17,{"$f":"F860+1","v":28},4,1,1.2,1,0.25877999999999995]
[null,667,1,28,18,28,4,1,1.2,1,0.25363000000000002]
[null,668,1,28,19,28,4,1,1.2,1,0.25146999999999997]
[null,669,1,28,20,28,4,1,1.2,1,0.24847999999999998]
[null,670,1,28,21,28,4,1,1.2,1,0.2455]
[null,671,1,28,22,28,4,1,1.2,1,0.24102000000000001]
[null,672,1,28,23,28,4,1,1.2,1,0.23347999999999999]
[null,673,1,29,0,29,5,1,1.2,1,0.23197000000000001]
[null,674,1,29,1,29,5,1,1.2,1,0.22787000000000002]
[null,675,1,29,2,29,5,1,1.2,1,0.22108]
[null,676,1,29,3,29,5,1,1.2,1,0.21622999999999998]
[null,677,1,29,4,29,5,1,1.2,1,0.22047999999999998]
[null,678,1,29,5,29,5,1,1.2,1,0.23182]
[null,679,1,29,6,29,5,1,1.2,1,0.24734]
[null,680,1,29,7,29,5,1,1.2,1,0.2601]
[null,681,1,29,8,29,5,1,1.2,1,0.26965]
[null,682,1,29,9,29,{"$f":"G732+1","v":5},1,1.2,1,0.26450000000000001]
[null,683,1,29,10,29,5,1,1.2,1,0.26212000000000002]
[null,684,1,29,11,29,5,1,1.2,1,0.25973000000000002]
[null,685,1,29,12,29,5,1,1.2,1,0.2545]
[null,686,1,29,13,29,5,1,1.2,1,0.25339]
[null,687,1,29,14,29,5,1,1.2,1,0.25339]
[null,688,1,29,15,29,5,1,1.2,1,0.25390999999999997]
[null,689,1,29,16,29,5,1,1.2,1,0.26167000000000001]
[null,690,1,29,17,29,5,1,1.2,1,0.27867999999999998]
[null,691,1,29,18,29,5,1,1.2,1,0.26898]
[null,692,1,29,19,29,5,1,1.2,1,0.25704000000000005]
[null,693,1,29,20,29,5,1,1.2,1,0.25279000000000001]
[null,694,1,29,21,29,5,1,1.2,1,0.24749000000000002]
[null,695,1,29,22,29,5,1,1.2,1,0.24279000000000001]
[null,696,1,29,23,29,5,1,1.2,1,0.23480999999999999]
[null,697,1,30,0,30,5,1,1.2,1,0.23216999999999999]
[null,698,1,30,1,30,5,1,1.2,1,0.22753999999999999]
[null,699,1,30,2,30,5,1,1.2,1,0.21725]
[null,700,1,30,3,30,5,1,1.2,1,0.21791999999999997]
[null,701,1,30,4,30,5,1,1.2,1,0.22628000000000001]
[null,702,1,30,5,30,5,1,1.2,1,0.23568]
[null,703,1,30,6,30,5,1,1.2,1,0.24850999999999998]
[null,704,1,30,7,30,5,1,1.2,1,0.26172000000000001]
[null,705,1,30,8,30,5,1,1.2,1,0.26687]
[null,{"$f":"B923+1","v":706},1,30,9,30,5,1,1.2,1,0.26389000000000001]
[null,707,1,30,10,30,5,1,1.2,1,0.26516000000000001]
[null,708,1,30,11,30,5,1,1.2,1,0.26597999999999999]
[null,709,1,30,12,30,5,1,1.2,1,0.26322000000000001]
[null,710,1,30,13,30,5,1,1.2,1,0.26201999999999998]
[null,711,1,30,14,30,5,1,1.2,1,0.26119999999999999]
[null,712,1,30,15,30,5,1,1.2,1,0.25971]
[null,713,1,30,16,30,5,1,1.2,1,0.26471]
[null,714,1,30,17,30,5,1,1.2,1,0.32486000000000004]
[null,715,1,30,18,30,5,1,1.2,1,0.27306999999999998]
[null,716,1,30,19,30,5,1,1.2,1,0.26135000000000003]
[null,717,1,30,20,30,5,1,1.2,1,0.25463000000000002]
[null,718,1,30,21,30,5,1,1.2,1,0.25164999999999998]
[null,719,1,30,22,30,5,1,1.2,1,0.24687000000000001]
[null,720,1,30,23,30,5,1,1.2,1,0.24277000000000001]
[null,721,1,31,0,31,5,1,1.2,1,0.24057000000000001]
[null,722,1,31,1,31,5,1,1.2,1,0.23602000000000001]
[null,723,1,31,2,31,5,1,1.2,1,0.23213999999999999]
[null,724,1,31,3,31,5,1,1.2,1,0.23221]
[null,725,1,31,4,31,5,1,1.2,1,0.23669000000000001]
[null,726,1,31,5,31,5,1,1.2,1,0.23788000000000001]
[null,727,1,31,6,31,5,1,1.2,1,0.25161]
[null,728,1,31,7,31,5,1,1.2,1,0.26735999999999999]
[null,729,1,31,8,31,5,1,1.2,1,0.30675000000000002]
[null,730,1,31,9,{"$f":"F924+1","v":31},5,1,1.2,1,0.28429000000000004]
[null,731,1,31,10,31,5,1,1.2,1,0.28108999999999995]
[null,732,1,31,11,31,5,1,1.2,1,0.27063999999999999]
[null,733,1,31,12,31,5,1,1.2,1,0.27794999999999997]
[null,734,1,31,13,31,5,1,1.2,1,0.26488999999999996]
[null,735,1,31,14,31,5,1,1.2,1,0.26197999999999999]
[null,736,1,31,15,31,5,1,1.2,1,0.25780999999999998]
[null,737,1,31,16,31,5,1,1.2,1,0.26400000000000001]
[null,738,1,31,17,31,5,1,1.2,1,0.34711999999999998]
[null,739,1,31,18,31,5,1,1.2,1,0.29601]
[null,740,1,31,19,31,5,1,1.2,1,0.25945000000000001]
[null,741,1,31,20,31,5,1,1.2,1,0.25258000000000003]
[null,742,1,31,21,31,5,1,1.2,1,0.24966999999999998]
[null,743,1,31,22,31,5,1,1.2,1,0.24355000000000002]
[null,744,1,31,23,31,5,1,1.2,1,0.23632]
[null,745,2,1,0,32,5,1,1.2,1,0.22907]
[null,746,2,1,1,32,{"$f":"G796+1","v":5},1,1.2,1,0.21593999999999999]
[null,747,2,1,2,32,5,1,1.2,1,0.18408000000000002]
[null,748,2,1,3,32,5,1,1.2,1,0.15572999999999998]
[null,749,2,1,4,32,5,1,1.2,1,0.15058000000000002]
[null,750,2,1,5,32,5,1,1.2,1,0.15453]
[null,751,2,1,6,32,5,1,1.2,1,0.13109999999999999]
[null,752,2,1,7,32,5,1,1.2,1,0.15580000000000002]
[null,753,2,1,8,32,5,1,1.2,1,0.23258000000000001]
[null,754,2,1,9,32,5,1,1.2,1,0.23369999999999999]
[null,755,2,1,10,32,5,1,1.2,1,0.23504]
[null,756,2,1,11,32,5,1,1.2,1,0.23608999999999999]
[null,757,2,1,12,32,5,1,1.2,1,0.23482]
[null,758,2,1,13,32,5,1,1.2,1,0.23355000000000001]
[null,759,2,1,14,32,5,1,1.2,1,0.23407]
[null,760,2,1,15,32,5,1,1.2,1,0.23885000000000001]
[null,761,2,1,16,32,5,1,1.2,1,0.24236000000000002]
[null,762,2,1,17,32,5,1,1.2,1,0.25346999999999997]
[null,763,2,1,18,32,5,1,1.2,1,0.25206000000000001]
[null,764,2,1,19,32,5,1,1.2,1,0.24146000000000001]
[null,765,2,1,20,32,5,1,1.2,1,0.23482]
[null,766,2,1,21,32,5,1,1.2,1,0.23497000000000001]
[null,767,2,1,22,32,5,1,1.2,1,0.23294999999999999]
[null,768,2,1,23,32,5,1,1.2,1,0.22459999999999999]
[null,769,2,2,0,33,5,1,1.2,1,0.18452000000000002]
[null,{"$f":"B987+1","v":770},2,2,1,33,5,1,1.2,1,0.14974999999999999]
[null,771,2,2,2,33,5,1,1.2,1,0.10379000000000001]
[null,772,2,2,3,33,5,1,1.2,1,9.5060000000000006E-2]
[null,773,2,2,4,33,5,1,1.2,1,9.8339999999999997E-2]
[null,774,2,2,5,33,5,1,1.2,1,0.10498]
[null,775,2,2,6,33,5,1,1.2,1,9.3719999999999998E-2]
[null,776,2,2,7,33,5,1,1.2,1,9.3939999999999996E-2]
[null,777,2,2,8,33,5,1,1.2,1,0.22071000000000002]
[null,778,2,2,9,33,5,1,1.2,1,0.22772000000000001]
[null,779,2,2,10,33,5,1,1.2,1,0.23325000000000001]
[null,780,2,2,11,33,5,1,1.2,1,0.23511000000000001]
[null,781,2,2,12,33,5,1,1.2,1,0.23668]
[null,782,2,2,13,33,5,1,1.2,1,0.2319]
[null,783,2,2,14,33,5,1,1.2,1,0.22981000000000001]
[null,784,2,2,15,33,5,1,1.2,1,0.23153000000000001]
[null,785,2,2,16,33,5,1,1.2,1,0.23996000000000001]
[null,786,2,2,17,33,5,1,1.2,1,0.25547999999999998]
[null,787,2,2,18,33,5,1,1.2,1,0.25480999999999998]
[null,788,2,2,19,33,5,1,1.2,1,0.24950999999999998]
[null,789,2,2,20,33,5,1,1.2,1,0.23757]
[null,790,2,2,21,33,5,1,1.2,1,0.23713000000000001]
[null,791,2,2,22,33,5,1,1.2,1,0.23466000000000001]
[null,792,2,2,23,33,5,1,1.2,1,0.22668000000000002]
[null,793,2,3,0,34,5,1,1.2,1,0.22608]
[null,794,2,3,1,{"$f":"F988+1","v":34},5,1,1.2,1,0.22503999999999999]
[null,795,2,3,2,34,5,1,1.2,1,0.22384999999999999]
[null,796,2,3,3,34,5,1,1.2,1,0.22668000000000002]
[null,797,2,3,4,34,5,1,1.2,1,0.22966]
[null,798,2,3,5,34,5,1,1.2,1,0.23451]
[null,799,2,3,6,34,5,1,1.2,1,0.24249999999999999]
[null,800,2,3,7,34,5,1,1.2,1,0.37367]
[null,801,2,3,8,34,5,1,1.2,1,0.46306000000000003]
[null,802,2,3,9,34,5,1,1.2,1,0.49156]
[null,803,2,3,10,34,5,1,1.2,1,0.41643000000000002]
[null,804,2,3,11,34,5,1,1.2,1,0.39785000000000004]
[null,805,2,3,12,34,5,1,1.2,1,0.38524000000000003]
[null,806,2,3,13,34,5,1,1.2,1,0.34382999999999997]
[null,807,2,3,14,34,5,1,1.2,1,0.25420999999999999]
[null,808,2,3,15,34,5,1,1.2,1,0.25317000000000001]
[null,809,2,3,16,34,5,1,1.2,1,0.25353999999999999]
[null,810,2,3,17,34,{"$f":"G860+1","v":5},1,1.2,1,0.25764999999999999]
[null,811,2,3,18,34,5,1,1.2,1,0.25280000000000002]
[null,812,2,3,19,34,5,1,1.2,1,0.24540999999999999]
[null,813,2,3,20,34,5,1,1.2,1,0.24168000000000001]
[null,814,2,3,21,34,5,1,1.2,1,0.23862]
[null,815,2,3,22,34,5,1,1.2,1,0.23354]
[null,816,2,3,23,34,5,1,1.2,1,0.22287999999999999]
[null,817,2,4,0,35,5,1,1.2,1,0.22078999999999999]
[null,818,2,4,1,35,5,1,1.2,1,0.21966999999999998]
[null,819,2,4,2,35,5,1,1.2,1,0.21206]
[null,820,2,4,3,35,5,1,1.2,1,0.21549000000000001]
[null,821,2,4,4,35,5,1,1.2,1,0.22362000000000001]
[null,822,2,4,5,35,5,1,1.2,1,0.22802]
[null,823,2,4,6,35,5,1,1.2,1,0.23571]
[null,824,2,4,7,35,5,1,1.2,1,0.24384]
[null,825,2,4,8,35,5,1,1.2,1,0.2475]
[null,826,2,4,9,35,5,1,1.2,1,0.24653]
[null,827,2,4,10,35,5,1,1.2,1,0.24853999999999998]
[null,828,2,4,11,35,5,1,1.2,1,0.24899000000000002]
[null,829,2,4,12,35,5,1,1.2,1,0.24727000000000002]
[null,830,2,4,13,35,5,1,1.2,1,0.24697999999999998]
[null,831,2,4,14,35,5,1,1.2,1,0.24637999999999999]
[null,832,2,4,15,35,5,1,1.2,1,0.24474000000000001]
[null,833,2,4,16,35,5,1,1.2,1,0.24668000000000001]
[null,{"$f":"B1051+1","v":834},2,4,17,35,5,1,1.2,1,0.38627999999999996]
[null,835,2,4,18,35,5,1,1.2,1,0.40358999999999995]
[null,836,2,4,19,35,5,1,1.2,1,0.24936000000000003]
[null,837,2,4,20,35,5,1,1.2,1,0.24256999999999998]
[null,838,2,4,21,35,5,1,1.2,1,0.23907]
[null,839,2,4,22,35,5,1,1.2,1,0.23563000000000001]
[null,840,2,4,23,35,5,1,1.2,1,0.23354]
[null,841,2,5,0,36,6,1,1.2,1,0.22781000000000001]
[null,842,2,5,1,36,6,1,1.2,1,0.22369999999999998]
[null,843,2,5,2,36,6,1,1.2,1,0.21631999999999998]
[null,844,2,5,3,36,6,1,1.2,1,0.20535]
[null,845,2,5,4,36,6,1,1.2,1,0.20930000000000001]
[null,846,2,5,5,36,6,1,1.2,1,0.22259000000000001]
[null,847,2,5,6,36,6,1,1.2,1,0.23699000000000001]
[null,848,2,5,7,36,6,1,1.2,1,0.31317]
[null,849,2,5,8,36,6,1,1.2,1,0.34481000000000001]
[null,850,2,5,9,36,6,1,1.2,1,0.25503999999999999]
[null,851,2,5,10,36,6,1,1.2,1,0.24281]
[null,852,2,5,11,36,6,1,1.2,1,0.24154]
[null,853,2,5,12,36,6,1,1.2,1,0.24146000000000001]
[null,854,2,5,13,36,6,1,1.2,1,0.24168999999999999]
[null,855,2,5,14,36,6,1,1.2,1,0.24057000000000001]
[null,856,2,5,15,36,6,1,1.2,1,0.24027000000000001]
[null,857,2,5,16,36,6,1,1.2,1,0.24154]
[null,858,2,5,17,{"$f":"F1052+1","v":36},6,1,1.2,1,0.37078]
[null,859,2,5,18,36,6,1,1.2,1,0.24452000000000002]
[null,860,2,5,19,36,6,1,1.2,1,0.24109]
[null,861,2,5,20,36,6,1,1.2,1,0.23811000000000002]
[null,862,2,5,21,36,6,1,1.2,1,0.23452000000000001]
[null,863,2,5,22,36,6,1,1.2,1,0.23175999999999999]
[null,864,2,5,23,36,6,1,1.2,1,0.22072]
[null,865,2,6,0,37,6,1,1.2,1,0.19193000000000002]
[null,866,2,6,1,37,6,1,1.2,1,0.15625999999999998]
[null,867,2,6,2,37,6,1,1.2,1,0.17931]
[null,868,2,6,3,37,6,1,1.2,1,0.16387000000000002]
[null,869,2,6,4,37,6,1,1.2,1,0.20200000000000001]
[null,870,2,6,5,37,6,1,1.2,1,0.22125]
[null,871,2,6,6,37,6,1,1.2,1,0.23513000000000001]
[null,872,2,6,7,37,6,1,1.2,1,0.24781999999999998]
[null,873,2,6,8,37,6,1,1.2,1,0.24625]
[null,874,2,6,9,37,{"$f":"G924+1","v":6},1,1.2,1,0.24498]
[null,875,2,6,10,37,6,1,1.2,1,0.24378999999999998]
[null,876,2,6,11,37,6,1,1.2,1,0.24058000000000002]
[null,877,2,6,12,37,6,1,1.2,1,0.23715]
[null,878,2,6,13,37,6,1,1.2,1,0.23796999999999999]
[null,879,2,6,14,37,6,1,1.2,1,0.24027999999999999]
[null,880,2,6,15,37,6,1,1.2,1,0.2414]
[null,881,2,6,16,37,6,1,1.2,1,0.24318999999999999]
[null,882,2,6,17,37,6,1,1.2,1,0.24908000000000002]
[null,883,2,6,18,37,6,1,1.2,1,0.24512999999999999]
[null,884,2,6,19,37,6,1,1.2,1,0.24206999999999998]
[null,885,2,6,20,37,6,1,1.2,1,0.23968]
[null,886,2,6,21,37,6,1,1.2,1,0.23505999999999999]
[null,887,2,6,22,37,6,1,1.2,1,0.22997999999999999]
[null,888,2,6,23,37,6,1,1.2,1,0.21267]
[null,889,2,7,0,38,6,1,1.2,1,0.17638999999999999]
[null,890,2,7,1,38,6,1,1.2,1,0.14557]
[null,891,2,7,2,38,6,1,1.2,1,0.10939]
[null,892,2,7,3,38,6,1,1.2,1,9.0879999999999989E-2]
[null,893,2,7,4,38,6,1,1.2,1,9.5510000000000012E-2]
[null,894,2,7,5,38,6,1,1.2,1,0.11506]
[null,895,2,7,6,38,6,1,1.2,1,0.22891999999999998]
[null,896,2,7,7,38,6,1,1.2,1,0.23981]
[null,897,2,7,8,38,6,1,1.2,1,0.24130000000000001]
[null,{"$f":"B1115+1","v":898},2,7,9,38,6,1,1.2,1,0.24101]
[null,899,2,7,10,38,6,1,1.2,1,0.24011000000000002]
[null,900,2,7,11,38,6,1,1.2,1,0.23802000000000001]
[null,901,2,7,12,38,6,1,1.2,1,0.2366]
[null,902,2,7,13,38,6,1,1.2,1,0.23325000000000001]
[null,903,2,7,14,38,6,1,1.2,1,0.23213]
[null,904,2,7,15,38,6,1,1.2,1,0.23294999999999999]
[null,905,2,7,16,38,6,1,1.2,1,0.23354]
[null,906,2,7,17,38,6,1,1.2,1,0.24108000000000002]
[null,907,2,7,18,38,6,1,1.2,1,0.24048]
[null,908,2,7,19,38,6,1,1.2,1,0.23802000000000001]
[null,909,2,7,20,38,6,1,1.2,1,0.23219999999999999]
[null,910,2,7,21,38,6,1,1.2,1,0.22369999999999998]
[null,911,2,7,22,38,6,1,1.2,1,0.21631]
[null,912,2,7,23,38,6,1,1.2,1,0.19116]
[null,913,2,8,0,39,6,1,1.2,1,0.18393000000000001]
[null,914,2,8,1,39,6,1,1.2,1,0.17953]
[null,915,2,8,2,39,6,1,1.2,1,0.19325999999999999]
[null,916,2,8,3,39,6,1,1.2,1,0.18602000000000002]
[null,917,2,8,4,39,6,1,1.2,1,0.19393000000000002]
[null,918,2,8,5,39,6,1,1.2,1,0.18340999999999999]
[null,919,2,8,6,39,6,1,1.2,1,0.17937999999999998]
[null,920,2,8,7,39,6,1,1.2,1,0.20668999999999998]
[null,921,2,8,8,39,6,1,1.2,1,0.22019999999999998]
[null,922,2,8,9,{"$f":"F1116+1","v":39},6,1,1.2,1,0.21997]
[null,923,2,8,10,39,6,1,1.2,1,0.21639]
[null,924,2,8,11,39,6,1,1.2,1,0.21617]
[null,925,2,8,12,39,6,1,1.2,1,0.21572]
[null,926,2,8,13,39,6,1,1.2,1,0.21475]
[null,927,2,8,14,39,6,1,1.2,1,0.21296000000000001]
[null,928,2,8,15,39,6,1,1.2,1,0.21496999999999999]
[null,929,2,8,16,39,6,1,1.2,1,0.21818000000000001]
[null,930,2,8,17,39,6,1,1.2,1,0.23377999999999999]
[null,931,2,8,18,39,6,1,1.2,1,0.23497000000000001]
[null,932,2,8,19,39,6,1,1.2,1,0.23199]
[null,933,2,8,20,39,6,1,1.2,1,0.22072]
[null,934,2,8,21,39,6,1,1.2,1,0.21677000000000002]
[null,935,2,8,22,39,6,1,1.2,1,0.20557]
[null,936,2,8,23,39,6,1,1.2,1,0.17610000000000001]
[null,937,2,9,0,40,6,1,1.2,1,0.10618000000000001]
[null,938,2,9,1,40,{"$f":"G988+1","v":6},1,1.2,1,9.715E-2]
[null,939,2,9,2,40,6,1,1.2,1,9.6030000000000004E-2]
[null,940,2,9,3,40,6,1,1.2,1,8.1189999999999998E-2]
[null,941,2,9,4,40,6,1,1.2,1,7.2529999999999997E-2]
[null,942,2,9,5,40,6,1,1.2,1,6.9839999999999999E-2]
[null,943,2,9,6,40,6,1,1.2,1,7.9319999999999988E-2]
[null,944,2,9,7,40,6,1,1.2,1,0.20311000000000001]
[null,945,2,9,8,40,6,1,1.2,1,0.20452999999999999]
[null,946,2,9,9,40,6,1,1.2,1,0.21102000000000001]
[null,947,2,9,10,40,6,1,1.2,1,0.21453]
[null,948,2,9,11,40,6,1,1.2,1,0.21572]
[null,949,2,9,12,40,6,1,1.2,1,0.21543000000000001]
[null,950,2,9,13,40,6,1,1.2,1,0.21393000000000001]
[null,951,2,9,14,40,6,1,1.2,1,0.21274000000000001]
[null,952,2,9,15,40,6,1,1.2,1,0.21446000000000001]
[null,953,2,9,16,40,6,1,1.2,1,0.21653999999999998]
[null,954,2,9,17,40,6,1,1.2,1,0.22968]
[null,955,2,9,18,40,6,1,1.2,1,0.23311000000000001]
[null,956,2,9,19,40,6,1,1.2,1,0.23207]
[null,957,2,9,20,40,6,1,1.2,1,0.22744]
[null,958,2,9,21,40,6,1,1.2,1,0.21968000000000001]
[null,959,2,9,22,40,6,1,1.2,1,0.21878]
[null,960,2,9,23,40,6,1,1.2,1,0.18886]
[null,961,2,10,0,41,6,1,1.2,1,0.16215000000000002]
[null,{"$f":"B1179+1","v":962},2,10,1,41,6,1,1.2,1,0.17834]
[null,963,2,10,2,41,6,1,1.2,1,0.1658]
[null,964,2,10,3,41,6,1,1.2,1,0.17804]
[null,965,2,10,4,41,6,1,1.2,1,0.17222000000000001]
[null,966,2,10,5,41,6,1,1.2,1,0.21640000000000001]
[null,967,2,10,6,41,6,1,1.2,1,0.23250999999999999]
[null,968,2,10,7,41,6,1,1.2,1,0.24206]
[null,969,2,10,8,41,6,1,1.2,1,0.24542]
[null,970,2,10,9,41,6,1,1.2,1,0.38936000000000004]
[null,971,2,10,10,41,6,1,1.2,1,0.34981000000000001]
[null,972,2,10,11,41,6,1,1.2,1,0.34317000000000003]
[null,973,2,10,12,41,6,1,1.2,1,0.26362999999999998]
[null,974,2,10,13,41,6,1,1.2,1,0.24080000000000001]
[null,975,2,10,14,41,6,1,1.2,1,0.24138999999999999]
[null,976,2,10,15,41,6,1,1.2,1,0.24423]
[null,977,2,10,16,41,6,1,1.2,1,0.24565000000000001]
[null,978,2,10,17,41,6,1,1.2,1,0.40011000000000002]
[null,979,2,10,18,41,6,1,1.2,1,0.40541000000000005]
[null,980,2,10,19,41,6,1,1.2,1,0.24578999999999998]
[null,981,2,10,20,41,6,1,1.2,1,0.24087]
[null,982,2,10,21,41,6,1,1.2,1,0.23774000000000001]
[null,983,2,10,22,41,6,1,1.2,1,0.23169000000000001]
[null,984,2,10,23,41,6,1,1.2,1,0.22311]
[null,985,2,11,0,42,6,1,1.2,1,0.22444999999999998]
[null,986,2,11,1,{"$f":"F1180+1","v":42},6,1,1.2,1,0.22318000000000002]
[null,987,2,11,2,42,6,1,1.2,1,0.21975]
[null,988,2,11,3,42,6,1,1.2,1,0.21095]
[null,989,2,11,4,42,6,1,1.2,1,0.20930000000000001]
[null,990,2,11,5,42,6,1,1.2,1,0.22512000000000001]
[null,991,2,11,6,42,6,1,1.2,1,0.2384]
[null,992,2,11,7,42,6,1,1.2,1,0.35772000000000004]
[null,993,2,11,8,42,6,1,1.2,1,0.35772000000000004]
[null,994,2,11,9,42,6,1,1.2,1,0.41725999999999996]
[null,995,2,11,10,42,6,1,1.2,1,0.40367999999999998]
[null,996,2,11,11,42,6,1,1.2,1,0.25661]
[null,997,2,11,12,42,6,1,1.2,1,0.24184]
[null,998,2,11,13,42,6,1,1.2,1,0.23863000000000001]
[null,999,2,11,14,42,6,1,1.2,1,0.2399]
[null,1000,2,11,15,42,6,1,1.2,1,0.24311000000000002]
[null,1001,2,11,16,42,6,1,1.2,1,0.24556999999999998]
[null,1002,2,11,17,42,{"$f":"G1052+1","v":6},1,1.2,1,0.28645999999999999]
[null,1003,2,11,18,42,6,1,1.2,1,0.25936999999999999]
[null,1004,2,11,19,42,6,1,1.2,1,0.24318000000000001]
[null,1005,2,11,20,42,6,1,1.2,1,0.23848]
[null,1006,2,11,21,42,6,1,1.2,1,0.22966999999999999]
[null,1007,2,11,22,42,6,1,1.2,1,0.22356000000000001]
[null,1008,2,11,23,42,6,1,1.2,1,0.20788999999999999]
[null,1009,2,12,0,43,7,1,1.2,1,0.19878000000000001]
[null,1010,2,12,1,43,7,1,1.2,1,0.18975]
[null,1011,2,12,2,43,7,1,1.2,1,0.19416]
[null,1012,2,12,3,43,7,1,1.2,1,0.20557]
[null,1013,2,12,4,43,7,1,1.2,1,0.21512000000000001]
[null,1014,2,12,5,43,7,1,1.2,1,0.22638999999999998]
[null,1015,2,12,6,43,7,1,1.2,1,0.2384]
[null,1016,2,12,7,43,7,1,1.2,1,0.25930000000000003]
[null,1017,2,12,8,43,7,1,1.2,1,0.25175999999999998]
[null,1018,2,12,9,43,7,1,1.2,1,0.24990000000000001]
[null,1019,2,12,10,43,7,1,1.2,1,0.24893000000000001]
[null,1020,2,12,11,43,7,1,1.2,1,0.24273]
[null,1021,2,12,12,43,7,1,1.2,1,0.23952000000000001]
[null,1022,2,12,13,43,7,1,1.2,1,0.23676]
[null,1023,2,12,14,43,7,1,1.2,1,0.23818]
[null,1024,2,12,15,43,7,1,1.2,1,0.24049000000000001]
[null,1025,2,12,16,43,7,1,1.2,1,0.24287999999999998]
[null,{"$f":"B1243+1","v":1026},2,12,17,43,7,1,1.2,1,0.24869999999999998]
[null,1027,2,12,18,43,7,1,1.2,1,0.24684]
[null,1028,2,12,19,43,7,1,1.2,1,0.24228]
[null,1029,2,12,20,43,7,1,1.2,1,0.23683999999999999]
[null,1030,2,12,21,43,7,1,1.2,1,0.22766]
[null,1031,2,12,22,43,7,1,1.2,1,0.21878]
[null,1032,2,12,23,43,7,1,1.2,1,0.15006]
[null,1033,2,13,0,44,7,1,1.2,1,8.5059999999999997E-2]
[null,1034,2,13,1,44,7,1,1.2,1,7.9840000000000008E-2]
[null,1035,2,13,2,44,7,1,1.2,1,7.417E-2]
[null,1036,2,13,3,44,7,1,1.2,1,6.2229999999999994E-2]
[null,1037,2,13,4,44,7,1,1.2,1,8.0810000000000007E-2]
[null,1038,2,13,5,44,7,1,1.2,1,0.10818999999999999]
[null,1039,2,13,6,44,7,1,1.2,1,0.22728000000000001]
[null,1040,2,13,7,44,7,1,1.2,1,0.23921999999999999]
[null,1041,2,13,8,44,7,1,1.2,1,0.24034]
[null,1042,2,13,9,44,7,1,1.2,1,0.24115999999999999]
[null,1043,2,13,10,44,7,1,1.2,1,0.23945]
[null,1044,2,13,11,44,7,1,1.2,1,0.23698]
[null,1045,2,13,12,44,7,1,1.2,1,0.23676]
[null,1046,2,13,13,44,7,1,1.2,1,0.23810000000000001]
[null,1047,2,13,14,44,7,1,1.2,1,0.23855000000000001]
[null,1048,2,13,15,44,7,1,1.2,1,0.23945]
[null,1049,2,13,16,44,7,1,1.2,1,0.24109]
[null,1050,2,13,17,{"$f":"F1244+1","v":44},7,1,1.2,1,0.24503999999999998]
[null,1051,2,13,18,44,7,1,1.2,1,0.24527000000000002]
[null,1052,2,13,19,44,7,1,1.2,1,0.24265]
[null,1053,2,13,20,44,7,1,1.2,1,0.24063999999999999]
[null,1054,2,13,21,44,7,1,1.2,1,0.23713000000000001]
[null,1055,2,13,22,44,7,1,1.2,1,0.23250999999999999]
[null,1056,2,13,23,44,7,1,1.2,1,0.22415000000000002]
[null,1057,2,14,0,45,7,1,1.2,1,0.21600999999999998]
[null,1058,2,14,1,45,7,1,1.2,1,0.20877000000000001]
[null,1059,2,14,2,45,7,1,1.2,1,0.20743]
[null,1060,2,14,3,45,7,1,1.2,1,0.20795]
[null,1061,2,14,4,45,7,1,1.2,1,0.21302000000000001]
[null,1062,2,14,5,45,7,1,1.2,1,0.22459000000000001]
[null,1063,2,14,6,45,7,1,1.2,1,0.23696999999999999]
[null,1064,2,14,7,45,7,1,1.2,1,0.25697000000000003]
[null,1065,2,14,8,45,7,1,1.2,1,0.24167]
[null,1066,2,14,9,45,{"$f":"G1116+1","v":7},1,1.2,1,0.24099999999999999]
[null,1067,2,14,10,45,7,1,1.2,1,0.23511000000000001]
[null,1068,2,14,11,45,7,1,1.2,1,0.23451]
[null,1069,2,14,12,45,7,1,1.2,1,0.23071]
[null,1070,2,14,13,45,7,1,1.2,1,0.23071]
[null,1071,2,14,14,45,7,1,1.2,1,0.23250000000000001]
[null,1072,2,14,15,45,7,1,1.2,1,0.23383999999999999]
[null,1073,2,14,16,45,7,1,1.2,1,0.23541000000000001]
[null,1074,2,14,17,45,7,1,1.2,1,0.24293999999999999]
[null,1075,2,14,18,45,7,1,1.2,1,0.24234999999999998]
[null,1076,2,14,19,45,7,1,1.2,1,0.23793999999999998]
[null,1077,2,14,20,45,7,1,1.2,1,0.23480999999999999]
[null,1078,2,14,21,45,7,1,1.2,1,0.22675000000000001]
[null,1079,2,14,22,45,7,1,1.2,1,0.22294999999999998]
[null,1080,2,14,23,45,7,1,1.2,1,0.19466999999999998]
[null,1081,2,15,0,46,7,1,1.2,1,6.7830000000000001E-2]
[null,1082,2,15,1,46,7,1,1.2,1,8.095999999999999E-2]
[null,1083,2,15,2,46,7,1,1.2,1,3.6639999999999999E-2]
[null,1084,2,15,3,46,7,1,1.2,1,5.9999999999999995E-4]
[null,1085,2,15,4,46,7,1,1.2,1,7.5439999999999993E-2]
[null,1086,2,15,5,46,7,1,1.2,1,6.2829999999999997E-2]
[null,1087,2,15,6,46,7,1,1.2,1,1.4999999999999999E-4]
[null,1088,2,15,7,46,7,1,1.2,1,8.2000000000000003E-2]
[null,1089,2,15,8,46,7,1,1.2,1,0.13625000000000001]
[null,{"$f":"B1307+1","v":1090},2,15,9,46,7,1,1.2,1,0.15975]
[null,1091,2,15,10,46,7,1,1.2,1,0.16072]
[null,1092,2,15,11,46,7,1,1.2,1,0.17221]
[null,1093,2,15,12,46,7,1,1.2,1,0.15281]
[null,1094,2,15,13,46,7,1,1.2,1,0.14304]
[null,1095,2,15,14,46,7,1,1.2,1,0.12393999999999999]
[null,1096,2,15,15,46,7,1,1.2,1,0.14423]
[null,1097,2,15,16,46,7,1,1.2,1,0.20930000000000001]
[null,1098,2,15,17,46,7,1,1.2,1,0.22384999999999999]
[null,1099,2,15,18,46,7,1,1.2,1,0.2278]
[null,1100,2,15,19,46,7,1,1.2,1,0.22525999999999999]
[null,1101,2,15,20,46,7,1,1.2,1,0.21428999999999998]
[null,1102,2,15,21,46,7,1,1.2,1,0.15228999999999998]
[null,1103,2,15,22,46,7,1,1.2,1,0.12437999999999999]
[null,1104,2,15,23,46,7,1,1.2,1,7.1849999999999997E-2]
[null,1105,2,16,0,47,7,1,1.2,1,6.6479999999999997E-2]
[null,1106,2,16,1,47,7,1,1.2,1,3.6999999999999999E-4]
[null,1107,2,16,2,47,7,1,1.2,1,-5.1500000000000001E-3]
[null,1108,2,16,3,47,7,1,1.2,1,2.9999999999999997E-4]
[null,1109,2,16,4,47,7,1,1.2,1,3.9469999999999998E-2]
[null,1110,2,16,5,47,7,1,1.2,1,7.5000000000000002E-4]
[null,1111,2,16,6,47,7,1,1.2,1,-2.8129999999999999E-2]
[null,1112,2,16,7,47,7,1,1.2,1,-4.4999999999999999E-4]
[null,1113,2,16,8,47,7,1,1.2,1,3.074E-2]
[null,1114,2,16,9,{"$f":"F1308+1","v":47},7,1,1.2,1,9.9760000000000001E-2]
[null,1115,2,16,10,47,7,1,1.2,1,0.12543000000000001]
[null,1116,2,16,11,47,7,1,1.2,1,0.20549000000000001]
[null,1117,2,16,12,47,7,1,1.2,1,0.19982]
[null,1118,2,16,13,47,7,1,1.2,1,9.6329999999999999E-2]
[null,1119,2,16,14,47,7,1,1.2,1,9.894E-2]
[null,1120,2,16,15,47,7,1,1.2,1,9.461E-2]
[null,1121,2,16,16,47,7,1,1.2,1,0.19572000000000001]
[null,1122,2,16,17,47,7,1,1.2,1,0.21966999999999998]
[null,1123,2,16,18,47,7,1,1.2,1,0.23122999999999999]
[null,1124,2,16,19,47,7,1,1.2,1,0.22981000000000001]
[null,1125,2,16,20,47,7,1,1.2,1,0.22616]
[null,1126,2,16,21,47,7,1,1.2,1,0.22197999999999998]
[null,1127,2,16,22,47,7,1,1.2,1,0.22116]
[null,1128,2,16,23,47,7,1,1.2,1,0.20399999999999999]
[null,1129,2,17,0,48,7,1,1.2,1,0.19027000000000002]
[null,1130,2,17,1,48,{"$f":"G1180+1","v":7},1,1.2,1,0.18078999999999998]
[null,1131,2,17,2,48,7,1,1.2,1,0.17408000000000001]
[null,1132,2,17,3,48,7,1,1.2,1,0.13072999999999999]
[null,1133,2,17,4,48,7,1,1.2,1,0.14646999999999999]
[null,1134,2,17,5,48,7,1,1.2,1,0.21093999999999999]
[null,1135,2,17,6,48,7,1,1.2,1,0.23034000000000002]
[null,1136,2,17,7,48,7,1,1.2,1,0.23757]
[null,1137,2,17,8,48,7,1,1.2,1,0.23913999999999999]
[null,1138,2,17,9,48,7,1,1.2,1,0.24018999999999999]
[null,1139,2,17,10,48,7,1,1.2,1,0.23974000000000001]
[null,1140,2,17,11,48,7,1,1.2,1,0.23541000000000001]
[null,1141,2,17,12,48,7,1,1.2,1,0.23302]
[null,1142,2,17,13,48,7,1,1.2,1,0.23272000000000001]
[null,1143,2,17,14,48,7,1,1.2,1,0.23399]
[null,1144,2,17,15,48,7,1,1.2,1,0.23504]
[null,1145,2,17,16,48,7,1,1.2,1,0.23674999999999999]
[null,1146,2,17,17,48,7,1,1.2,1,0.33532000000000001]
[null,1147,2,17,18,48,7,1,1.2,1,0.59601999999999999]
[null,1148,2,17,19,48,7,1,1.2,1,0.48902999999999996]
[null,1149,2,17,20,48,7,1,1.2,1,0.23623]
[null,1150,2,17,21,48,7,1,1.2,1,0.23436999999999999]
[null,1151,2,17,22,48,7,1,1.2,1,0.23071]
[null,1152,2,17,23,48,7,1,1.2,1,0.22399000000000002]
[null,1153,2,18,0,49,7,1,1.2,1,0.22355]
[null,{"$f":"B1371+1","v":1154},2,18,1,49,7,1,1.2,1,0.2228]
[null,1155,2,18,2,49,7,1,1.2,1,0.21913999999999997]
[null,1156,2,18,3,49,7,1,1.2,1,0.21534]
[null,1157,2,18,4,49,7,1,1.2,1,0.21787999999999999]
[null,1158,2,18,5,49,7,1,1.2,1,0.22787000000000002]
[null,1159,2,18,6,49,7,1,1.2,1,0.23563000000000001]
[null,1160,2,18,7,49,7,1,1.2,1,0.24668000000000001]
[null,1161,2,18,8,49,7,1,1.2,1,0.24809]
[null,1162,2,18,9,49,7,1,1.2,1,0.24712000000000001]
[null,1163,2,18,10,49,7,1,1.2,1,0.24533000000000002]
[null,1164,2,18,11,49,7,1,1.2,1,0.24130000000000001]
[null,1165,2,18,12,49,7,1,1.2,1,0.2369]
[null,1166,2,18,13,49,7,1,1.2,1,0.23735000000000001]
[null,1167,2,18,14,49,7,1,1.2,1,0.24168000000000001]
[null,1168,2,18,15,49,7,1,1.2,1,0.2419]
[null,1169,2,18,16,49,7,1,1.2,1,0.24428999999999998]
[null,1170,2,18,17,49,7,1,1.2,1,0.32816000000000001]
[null,1171,2,18,18,49,7,1,1.2,1,0.34241000000000005]
[null,1172,2,18,19,49,7,1,1.2,1,0.24950999999999998]
[null,1173,2,18,20,49,7,1,1.2,1,0.23929]
[null,1174,2,18,21,49,7,1,1.2,1,0.23623]
[null,1175,2,18,22,49,7,1,1.2,1,0.23272000000000001]
[null,1176,2,18,23,49,7,1,1.2,1,0.22622999999999999]
[null,1177,2,19,0,50,8,1,1.2,1,0.22294999999999998]
[null,1178,2,19,1,{"$f":"F1372+1","v":50},8,1,1.2,1,0.22108]
[null,1179,2,19,2,50,8,1,1.2,1,0.21234999999999998]
[null,1180,2,19,3,50,8,1,1.2,1,0.20646]
[null,1181,2,19,4,50,8,1,1.2,1,0.21467]
[null,1182,2,19,5,50,8,1,1.2,1,0.22347]
[null,1183,2,19,6,50,8,1,1.2,1,0.24877000000000002]
[null,1184,2,19,7,50,8,1,1.2,1,0.35405000000000003]
[null,1185,2,19,8,50,8,1,1.2,1,0.35487000000000002]
[null,1186,2,19,9,50,8,1,1.2,1,0.35844999999999999]
[null,1187,2,19,10,50,8,1,1.2,1,0.35935]
[null,1188,2,19,11,50,8,1,1.2,1,0.35666000000000003]
[null,1189,2,19,12,50,8,1,1.2,1,0.32771]
[null,1190,2,19,13,50,8,1,1.2,1,0.32756000000000002]
[null,1191,2,19,14,50,8,1,1.2,1,0.27331]
[null,1192,2,19,15,50,8,1,1.2,1,0.29980000000000001]
[null,1193,2,19,16,50,8,1,1.2,1,0.31555]
[null,1194,2,19,17,50,{"$f":"G1244+1","v":8},1,1.2,1,0.35397000000000001]
[null,1195,2,19,18,50,8,1,1.2,1,0.38971]
[null,1196,2,19,19,50,8,1,1.2,1,0.35420000000000001]
[null,1197,2,19,20,50,8,1,1.2,1,0.30935000000000001]
[null,1198,2,19,21,50,8,1,1.2,1,0.23810000000000001]
[null,1199,2,19,22,50,8,1,1.2,1,0.23086000000000001]
[null,1200,2,19,23,50,8,1,1.2,1,0.22571000000000002]
[null,1201,2,20,0,51,8,1,1.2,1,0.22453000000000001]
[null,1202,2,20,1,51,8,1,1.2,1,0.21990999999999999]
[null,1203,2,20,2,51,8,1,1.2,1,0.21543000000000001]
[null,1204,2,20,3,51,8,1,1.2,1,0.20707]
[null,1205,2,20,4,51,8,1,1.2,1,0.2117]
[null,1206,2,20,5,51,8,1,1.2,1,0.22483]
[null,1207,2,20,6,51,8,1,1.2,1,0.24043]
[null,1208,2,20,7,51,8,1,1.2,1,0.29117000000000004]
[null,1209,2,20,8,51,8,1,1.2,1,0.35205999999999998]
[null,1210,2,20,9,51,8,1,1.2,1,0.32175999999999999]
[null,1211,2,20,10,51,8,1,1.2,1,0.32869999999999999]
[null,1212,2,20,11,51,8,1,1.2,1,0.27572000000000002]
[null,1213,2,20,12,51,8,1,1.2,1,0.24490000000000001]
[null,1214,2,20,13,51,8,1,1.2,1,0.23863000000000001]
[null,1215,2,20,14,51,8,1,1.2,1,0.23535]
[null,1216,2,20,15,51,8,1,1.2,1,0.23446]
[null,1217,2,20,16,51,8,1,1.2,1,0.23632]
[null,{"$f":"B1435+1","v":1218},2,20,17,51,8,1,1.2,1,0.24221999999999999]
[null,1219,2,20,18,51,8,1,1.2,1,0.23952999999999999]
[null,1220,2,20,19,51,8,1,1.2,1,0.23527999999999999]
[null,1221,2,20,20,51,8,1,1.2,1,0.22849]
[null,1222,2,20,21,51,8,1,1.2,1,0.22453000000000001]
[null,1223,2,20,22,51,8,1,1.2,1,0.21602000000000002]
[null,1224,2,20,23,51,8,1,1.2,1,0.18781999999999999]
[null,1225,2,21,0,52,8,1,1.2,1,0.15289]
[null,1226,2,21,1,52,8,1,1.2,1,0.16528000000000001]
[null,1227,2,21,2,52,8,1,1.2,1,0.1555]
[null,1228,2,21,3,52,8,1,1.2,1,0.14490999999999998]
[null,1229,2,21,4,52,8,1,1.2,1,0.15684999999999999]
[null,1230,2,21,5,52,8,1,1.2,1,0.21415000000000001]
[null,1231,2,21,6,52,8,1,1.2,1,0.22453000000000001]
[null,1232,2,21,7,52,8,1,1.2,1,0.25213000000000002]
[null,1233,2,21,8,52,8,1,1.2,1,0.24340000000000001]
[null,1234,2,21,9,52,8,1,1.2,1,0.23579]
[null,1235,2,21,10,52,8,1,1.2,1,0.23444999999999999]
[null,1236,2,21,11,52,8,1,1.2,1,0.23132]
[null,1237,2,21,12,52,8,1,1.2,1,0.22989999999999999]
[null,1238,2,21,13,52,8,1,1.2,1,0.22878000000000001]
[null,1239,2,21,14,52,8,1,1.2,1,0.22744]
[null,1240,2,21,15,52,8,1,1.2,1,0.22631999999999999]
[null,1241,2,21,16,52,8,1,1.2,1,0.22736000000000001]
[null,1242,2,21,17,{"$f":"F1436+1","v":52},8,1,1.2,1,0.23005]
[null,1243,2,21,18,52,8,1,1.2,1,0.23057]
[null,1244,2,21,19,52,8,1,1.2,1,0.22766]
[null,1245,2,21,20,52,8,1,1.2,1,0.22341]
[null,1246,2,21,21,52,8,1,1.2,1,0.21953]
[null,1247,2,21,22,52,8,1,1.2,1,0.2152]
[null,1248,2,21,23,52,8,1,1.2,1,0.21056999999999998]
[null,1249,2,22,0,53,8,1,1.2,1,0.20849000000000001]
[null,1250,2,22,1,53,8,1,1.2,1,0.17842]
[null,1251,2,22,2,53,8,1,1.2,1,0.15230000000000002]
[null,1252,2,22,3,53,8,1,1.2,1,0.15684999999999999]
[null,1253,2,22,4,53,8,1,1.2,1,0.13932]
[null,1254,2,22,5,53,8,1,1.2,1,0.15267]
[null,1255,2,22,6,53,8,1,1.2,1,0.15118000000000001]
[null,1256,2,22,7,53,8,1,1.2,1,0.19722000000000001]
[null,1257,2,22,8,53,8,1,1.2,1,0.20998]
[null,1258,2,22,9,53,{"$f":"G1308+1","v":8},1,1.2,1,0.21386000000000002]
[null,1259,2,22,10,53,8,1,1.2,1,0.2114]
[null,1260,2,22,11,53,8,1,1.2,1,0.20804]
[null,1261,2,22,12,53,8,1,1.2,1,0.20521]
[null,1262,2,22,13,53,8,1,1.2,1,0.20341000000000001]
[null,1263,2,22,14,53,8,1,1.2,1,0.20222000000000001]
[null,1264,2,22,15,53,8,1,1.2,1,0.20983000000000002]
[null,1265,2,22,16,53,8,1,1.2,1,0.21669999999999998]
[null,1266,2,22,17,53,8,1,1.2,1,0.22177000000000002]
[null,1267,2,22,18,53,8,1,1.2,1,0.22296000000000002]
[null,1268,2,22,19,53,8,1,1.2,1,0.21922999999999998]
[null,1269,2,22,20,53,8,1,1.2,1,0.21415999999999999]
[null,1270,2,22,21,53,8,1,1.2,1,0.2102]
[null,1271,2,22,22,53,8,1,1.2,1,0.20952999999999999]
[null,1272,2,22,23,53,8,1,1.2,1,0.19975999999999999]
[null,1273,2,23,0,54,8,1,1.2,1,0.19483]
[null,1274,2,23,1,54,8,1,1.2,1,0.16140000000000002]
[null,1275,2,23,2,54,8,1,1.2,1,0.16467999999999999]
[null,1276,2,23,3,54,8,1,1.2,1,0.14536000000000002]
[null,1277,2,23,4,54,8,1,1.2,1,0.12148]
[null,1278,2,23,5,54,8,1,1.2,1,0.14818999999999999]
[null,1279,2,23,6,54,8,1,1.2,1,0.11738]
[null,1280,2,23,7,54,8,1,1.2,1,0.11738]
[null,1281,2,23,8,54,8,1,1.2,1,0.12759999999999999]
[null,{"$f":"B1499+1","v":1282},2,23,9,54,8,1,1.2,1,0.19803999999999999]
[null,1283,2,23,10,54,8,1,1.2,1,0.20043]
[null,1284,2,23,11,54,8,1,1.2,1,0.20013]
[null,1285,2,23,12,54,8,1,1.2,1,0.19803999999999999]
[null,1286,2,23,13,54,8,1,1.2,1,0.19237000000000001]
[null,1287,2,23,14,54,8,1,1.2,1,0.18616999999999997]
[null,1288,2,23,15,54,8,1,1.2,1,0.17983000000000002]
[null,1289,2,23,16,54,8,1,1.2,1,0.18512999999999999]
[null,1290,2,23,17,54,8,1,1.2,1,0.21117]
[null,1291,2,23,18,54,8,1,1.2,1,0.21788999999999997]
[null,1292,2,23,19,54,8,1,1.2,1,0.21602000000000002]
[null,1293,2,23,20,54,8,1,1.2,1,0.20752000000000001]
[null,1294,2,23,21,54,8,1,1.2,1,0.19997999999999999]
[null,1295,2,23,22,54,8,1,1.2,1,0.19893]
[null,1296,2,23,23,54,8,1,1.2,1,0.19184999999999999]
[null,1297,2,24,0,55,8,1,1.2,1,0.1082]
[null,1298,2,24,1,55,8,1,1.2,1,0.11259999999999999]
[null,1299,2,24,2,55,8,1,1.2,1,0.12849000000000002]
[null,1300,2,24,3,55,8,1,1.2,1,0.10208]
[null,1301,2,24,4,55,8,1,1.2,1,0.10446999999999999]
[null,1302,2,24,5,55,8,1,1.2,1,0.18946000000000002]
[null,1303,2,24,6,55,8,1,1.2,1,0.21184]
[null,1304,2,24,7,55,8,1,1.2,1,0.22034999999999999]
[null,1305,2,24,8,55,8,1,1.2,1,0.22259000000000001]
[null,1306,2,24,9,{"$f":"F1500+1","v":55},8,1,1.2,1,0.21959999999999999]
[null,1307,2,24,10,55,8,1,1.2,1,0.21497999999999998]
[null,1308,2,24,11,55,8,1,1.2,1,0.21080000000000002]
[null,1309,2,24,12,55,8,1,1.2,1,0.20461000000000001]
[null,1310,2,24,13,55,8,1,1.2,1,0.2049]
[null,1311,2,24,14,55,8,1,1.2,1,0.20811000000000002]
[null,1312,2,24,15,55,8,1,1.2,1,0.21281]
[null,1313,2,24,16,55,8,1,1.2,1,0.21556999999999998]
[null,1314,2,24,17,55,8,1,1.2,1,0.21922999999999998]
[null,1315,2,24,18,55,8,1,1.2,1,0.22041999999999998]
[null,1316,2,24,19,55,8,1,1.2,1,0.21856]
[null,1317,2,24,20,55,8,1,1.2,1,0.21512999999999999]
[null,1318,2,24,21,55,8,1,1.2,1,0.21168999999999999]
[null,1319,2,24,22,55,8,1,1.2,1,0.20483000000000001]
[null,1320,2,24,23,55,8,1,1.2,1,0.17968000000000001]
[null,1321,2,25,0,56,8,1,1.2,1,0.19446000000000002]
[null,1322,2,25,1,56,{"$f":"G1372+1","v":8},1,1.2,1,0.17812]
[null,1323,2,25,2,56,8,1,1.2,1,0.16991000000000001]
[null,1324,2,25,3,56,8,1,1.2,1,0.15140999999999999]
[null,1325,2,25,4,56,8,1,1.2,1,0.16281999999999999]
[null,1326,2,25,5,56,8,1,1.2,1,0.20094999999999999]
[null,1327,2,25,6,56,8,1,1.2,1,0.21871000000000002]
[null,1328,2,25,7,56,8,1,1.2,1,0.22431000000000001]
[null,1329,2,25,8,56,8,1,1.2,1,0.22924]
[null,1330,2,25,9,56,8,1,1.2,1,0.22394]
[null,1331,2,25,10,56,8,1,1.2,1,0.22080000000000002]
[null,1332,2,25,11,56,8,1,1.2,1,0.21655000000000002]
[null,1333,2,25,12,56,8,1,1.2,1,0.21550999999999998]
[null,1334,2,25,13,56,8,1,1.2,1,0.21647999999999998]
[null,1335,2,25,14,56,8,1,1.2,1,0.21737000000000001]
[null,1336,2,25,15,56,8,1,1.2,1,0.21886000000000003]
[null,1337,2,25,16,56,8,1,1.2,1,0.21886000000000003]
[null,1338,2,25,17,56,8,1,1.2,1,0.22438999999999998]
[null,1339,2,25,18,56,8,1,1.2,1,0.22916]
[null,1340,2,25,19,56,8,1,1.2,1,0.22356000000000001]
[null,1341,2,25,20,56,8,1,1.2,1,0.21915999999999999]
[null,1342,2,25,21,56,8,1,1.2,1,0.21662000000000001]
[null,1343,2,25,22,56,8,1,1.2,1,0.21461000000000002]
[null,1344,2,25,23,56,8,1,1.2,1,0.21036000000000002]
[null,1345,2,26,0,57,9,1,1.2,1,0.2064]
[null,{"$f":"B1563+1","v":1346},2,26,1,57,9,1,1.2,1,0.20266999999999999]
[null,1347,2,26,2,57,9,1,1.2,1,0.20155000000000001]
[null,1348,2,26,3,57,9,1,1.2,1,0.20080000000000001]
[null,1349,2,26,4,57,9,1,1.2,1,0.20788999999999999]
[null,1350,2,26,5,57,9,1,1.2,1,0.21252000000000001]
[null,1351,2,26,6,57,9,1,1.2,1,0.22528000000000001]
[null,1352,2,26,7,57,9,1,1.2,1,0.33616000000000001]
[null,1353,2,26,8,57,9,1,1.2,1,0.33743000000000001]
[null,1354,2,26,9,57,9,1,1.2,1,0.32116]
[null,1355,2,26,10,57,9,1,1.2,1,0.32780999999999999]
[null,1356,2,26,11,57,9,1,1.2,1,0.30617]
[null,1357,2,26,12,57,9,1,1.2,1,0.27192]
[null,1358,2,26,13,57,9,1,1.2,1,0.28937999999999997]
[null,1359,2,26,14,57,9,1,1.2,1,0.30548999999999998]
[null,1360,2,26,15,57,9,1,1.2,1,0.31266000000000005]
[null,1361,2,26,16,57,9,1,1.2,1,0.31198999999999999]
[null,1362,2,26,17,57,9,1,1.2,1,0.32824999999999999]
[null,1363,2,26,18,57,9,1,1.2,1,0.53122000000000003]
[null,1364,2,26,19,57,9,1,1.2,1,0.42808999999999997]
[null,1365,2,26,20,57,9,1,1.2,1,0.37198000000000003]
[null,1366,2,26,21,57,9,1,1.2,1,0.34018999999999999]
[null,1367,2,26,22,57,9,1,1.2,1,0.22647]
[null,1368,2,26,23,57,9,1,1.2,1,0.21669999999999998]
[null,1369,2,27,0,58,9,1,1.2,1,0.20923]
[null,1370,2,27,1,{"$f":"F1564+1","v":58},9,1,1.2,1,0.20812]
[null,1371,2,27,2,58,9,1,1.2,1,0.20655000000000001]
[null,1372,2,27,3,58,9,1,1.2,1,0.20774000000000001]
[null,1373,2,27,4,58,9,1,1.2,1,0.21006]
[null,1374,2,27,5,58,9,1,1.2,1,0.21162]
[null,1375,2,27,6,58,9,1,1.2,1,0.22116999999999998]
[null,1376,2,27,7,58,9,1,1.2,1,0.33063999999999999]
[null,1377,2,27,8,58,9,1,1.2,1,0.36488999999999999]
[null,1378,2,27,9,58,9,1,1.2,1,0.32154000000000005]
[null,1379,2,27,10,58,9,1,1.2,1,0.33198]
[null,1380,2,27,11,58,9,1,1.2,1,0.32042000000000004]
[null,1381,2,27,12,58,9,1,1.2,1,0.31175999999999998]
[null,1382,2,27,13,58,9,1,1.2,1,0.24862999999999999]
[null,1383,2,27,14,58,9,1,1.2,1,0.21968000000000001]
[null,1384,2,27,15,58,9,1,1.2,1,0.21922999999999998]
[null,1385,2,27,16,58,9,1,1.2,1,0.21894]
[null,1386,2,27,17,58,{"$f":"G1436+1","v":9},1,1.2,1,0.32018999999999997]
[null,1387,2,27,18,58,9,1,1.2,1,0.36160999999999999]
[null,1388,2,27,19,58,9,1,1.2,1,0.22222]
[null,1389,2,27,20,58,9,1,1.2,1,0.21840999999999999]
[null,1390,2,27,21,58,9,1,1.2,1,0.21558000000000002]
[null,1391,2,27,22,58,9,1,1.2,1,0.21237]
[null,1392,2,27,23,58,9,1,1.2,1,0.20879]
[null,1393,2,28,0,59,9,1,1.2,1,0.20468]
[null,1394,2,28,1,59,9,1,1.2,1,0.20311999999999999]
[null,1395,2,28,2,59,9,1,1.2,1,0.20244000000000001]
[null,1396,2,28,3,59,9,1,1.2,1,0.20416000000000001]
[null,1397,2,28,4,59,9,1,1.2,1,0.20782]
[null,1398,2,28,5,59,9,1,1.2,1,0.21006]
[null,1399,2,28,6,59,9,1,1.2,1,0.21691999999999997]
[null,1400,2,28,7,59,9,1,1.2,1,0.33743000000000001]
[null,1401,2,28,8,59,9,1,1.2,1,0.36899999999999999]
[null,1402,2,28,9,59,9,1,1.2,1,0.37137999999999999]
[null,1403,2,28,10,59,9,1,1.2,1,0.36652999999999997]
[null,1404,2,28,11,59,9,1,1.2,1,0.34094000000000002]
[null,1405,2,28,12,59,9,1,1.2,1,0.32018999999999997]
[null,1406,2,28,13,59,9,1,1.2,1,0.32072000000000001]
[null,1407,2,28,14,59,9,1,1.2,1,0.26304]
[null,1408,2,28,15,59,9,1,1.2,1,0.25780999999999998]
[null,1409,2,28,16,59,9,1,1.2,1,0.32072000000000001]
[null,{"$f":"B1627+1","v":1410},2,28,17,59,9,1,1.2,1,0.35294999999999999]
[null,1411,2,28,18,59,9,1,1.2,1,0.48264000000000001]
[null,1412,2,28,19,59,9,1,1.2,1,0.43495999999999996]
[null,1413,2,28,20,59,9,1,1.2,1,0.3528]
[null,1414,2,28,21,59,9,1,1.2,1,0.29661000000000004]
[null,1415,2,28,22,59,9,1,1.2,1,0.23743999999999998]
[null,1416,2,28,23,59,9,1,1.2,1,0.21043000000000001]
[null,1417,3,1,0,60,9,1,1.2,1,0.20885000000000001]
[null,1418,3,1,1,60,9,1,1.2,1,0.20751]
[null,1419,3,1,2,60,9,1,1.2,1,0.20713999999999999]
[null,1420,3,1,3,60,9,1,1.2,1,0.20743999999999999]
[null,1421,3,1,4,60,9,1,1.2,1,0.20877999999999999]
[null,1422,3,1,5,60,9,1,1.2,1,0.21124000000000001]
[null,1423,3,1,6,60,9,1,1.2,1,0.21624000000000002]
[null,1424,3,1,7,60,9,1,1.2,1,0.22691]
[null,1425,3,1,8,60,9,1,1.2,1,0.23751]
[null,1426,3,1,9,60,9,1,1.2,1,0.25124000000000002]
[null,1427,3,1,10,60,9,1,1.2,1,0.22750999999999999]
[null,1428,3,1,11,60,9,1,1.2,1,0.22697999999999999]
[null,1429,3,1,12,60,9,1,1.2,1,0.22287999999999999]
[null,1430,3,1,13,60,9,1,1.2,1,0.219]
[null,1431,3,1,14,60,9,1,1.2,1,0.21915000000000001]
[null,1432,3,1,15,60,9,1,1.2,1,0.22333]
[null,1433,3,1,16,60,9,1,1.2,1,0.25197999999999998]
[null,1434,3,1,17,{"$f":"F1628+1","v":60},9,1,1.2,1,0.30793999999999999]
[null,1435,3,1,18,60,9,1,1.2,1,0.44711000000000001]
[null,1436,3,1,19,60,9,1,1.2,1,0.26219999999999999]
[null,1437,3,1,20,60,9,1,1.2,1,0.21549000000000001]
[null,1438,3,1,21,60,9,1,1.2,1,0.21184]
[null,1439,3,1,22,60,9,1,1.2,1,0.21042]
[null,1440,3,1,23,60,9,1,1.2,1,0.20967]
[null,1441,3,2,0,61,9,1,1.2,1,0.20788999999999999]
[null,1442,3,2,1,61,9,1,1.2,1,0.20424]
[null,1443,3,2,2,61,9,1,1.2,1,0.20244999999999999]
[null,1444,3,2,3,61,9,1,1.2,1,0.20752000000000001]
[null,1445,3,2,4,61,9,1,1.2,1,0.20573]
[null,1446,3,2,5,61,9,1,1.2,1,0.20788999999999999]
[null,1447,3,2,6,61,9,1,1.2,1,0.20394000000000001]
[null,1448,3,2,7,61,9,1,1.2,1,0.20178000000000001]
[null,1449,3,2,8,61,9,1,1.2,1,0.20513000000000001]
[null,1450,3,2,9,61,{"$f":"G1500+1","v":9},1,1.2,1,0.21021000000000001]
[null,1451,3,2,10,61,9,1,1.2,1,0.21177000000000001]
[null,1452,3,2,11,61,9,1,1.2,1,0.21221999999999999]
[null,1453,3,2,12,61,9,1,1.2,1,0.20893999999999999]
[null,1454,3,2,13,61,9,1,1.2,1,0.20483000000000001]
[null,1455,3,2,14,61,9,1,1.2,1,0.19707]
[null,1456,3,2,15,61,9,1,1.2,1,0.19894000000000001]
[null,1457,3,2,16,61,9,1,1.2,1,0.20200000000000001]
[null,1458,3,2,17,61,9,1,1.2,1,0.21058000000000002]
[null,1459,3,2,18,61,9,1,1.2,1,0.24528]
[null,1460,3,2,19,61,9,1,1.2,1,0.21594999999999998]
[null,1461,3,2,20,61,9,1,1.2,1,0.21124999999999999]
[null,1462,3,2,21,61,9,1,1.2,1,0.20938999999999999]
[null,1463,3,2,22,61,9,1,1.2,1,0.20691999999999999]
[null,1464,3,2,23,61,9,1,1.2,1,0.20222000000000001]
[null,1465,3,3,0,62,9,1,1.2,1,0.19788999999999998]
[null,1466,3,3,1,62,9,1,1.2,1,0.18737000000000001]
[null,1467,3,3,2,62,9,1,1.2,1,0.17968999999999999]
[null,1468,3,3,3,62,9,1,1.2,1,0.17938999999999999]
[null,1469,3,3,4,62,9,1,1.2,1,0.18938999999999998]
[null,1470,3,3,5,62,9,1,1.2,1,0.20297000000000001]
[null,1471,3,3,6,62,9,1,1.2,1,0.21453999999999998]
[null,1472,3,3,7,62,9,1,1.2,1,0.21909000000000001]
[null,1473,3,3,8,62,9,1,1.2,1,0.22341999999999998]
[null,{"$f":"B1691+1","v":1474},3,3,9,62,9,1,1.2,1,0.22147999999999998]
[null,1475,3,3,10,62,9,1,1.2,1,0.21856]
[null,1476,3,3,11,62,9,1,1.2,1,0.21453999999999998]
[null,1477,3,3,12,62,9,1,1.2,1,0.21274000000000001]
[null,1478,3,3,13,62,9,1,1.2,1,0.21364]
[null,1479,3,3,14,62,9,1,1.2,1,0.21296999999999999]
[null,1480,3,3,15,62,9,1,1.2,1,0.21252000000000001]
[null,1481,3,3,16,62,9,1,1.2,1,0.21237]
[null,1482,3,3,17,62,9,1,1.2,1,0.21603]
[null,1483,3,3,18,62,9,1,1.2,1,0.22349000000000002]
[null,1484,3,3,19,62,9,1,1.2,1,0.22094999999999998]
[null,1485,3,3,20,62,9,1,1.2,1,0.21572999999999998]
[null,1486,3,3,21,62,9,1,1.2,1,0.21349000000000001]
[null,1487,3,3,22,62,9,1,1.2,1,0.21036000000000002]
[null,1488,3,3,23,62,9,1,1.2,1,0.20901]
[null,1489,3,4,0,63,9,1,1.2,1,0.20834]
[null,1490,3,4,1,63,9,1,1.2,1,0.20737]
[null,1491,3,4,2,63,9,1,1.2,1,0.20626]
[null,1492,3,4,3,63,9,1,1.2,1,0.20857000000000001]
[null,1493,3,4,4,63,9,1,1.2,1,0.2114]
[null,1494,3,4,5,63,9,1,1.2,1,0.21378999999999998]
[null,1495,3,4,6,63,9,1,1.2,1,0.22081000000000001]
[null,1496,3,4,7,63,9,1,1.2,1,0.36729000000000001]
[null,1497,3,4,8,63,9,1,1.2,1,0.43117]
[null,1498,3,4,9,{"$f":"F1692+1","v":63},9,1,1.2,1,0.35572000000000004]
[null,1499,3,4,10,63,9,1,1.2,1,0.35147]
[null,1500,3,4,11,63,9,1,1.2,1,0.35154000000000002]
[null,1501,3,4,12,63,9,1,1.2,1,0.30116999999999999]
[null,1502,3,4,13,63,9,1,1.2,1,0.31162000000000001]
[null,1503,3,4,14,63,9,1,1.2,1,0.31110000000000004]
[null,1504,3,4,15,63,9,1,1.2,1,0.28774]
[null,1505,3,4,16,63,9,1,1.2,1,0.22356999999999999]
[null,1506,3,4,17,63,9,1,1.2,1,0.31274000000000002]
[null,1507,3,4,18,63,9,1,1.2,1,0.51258000000000004]
[null,1508,3,4,19,63,9,1,1.2,1,0.37706000000000001]
[null,1509,3,4,20,63,9,1,1.2,1,0.29364000000000001]
[null,1510,3,4,21,63,9,1,1.2,1,0.21693000000000001]
[null,1511,3,4,22,63,9,1,1.2,1,0.21356999999999998]
[null,1512,3,4,23,63,9,1,1.2,1,0.21155000000000002]
[null,1513,3,5,0,64,10,1,1.2,1,0.21117]
[null,1514,3,5,1,64,{"$f":"G1564+1","v":10},1,1.2,1,0.21012999999999998]
[null,1515,3,5,2,64,10,1,1.2,1,0.20937999999999998]
[null,1516,3,5,3,64,10,1,1.2,1,0.21080000000000002]
[null,1517,3,5,4,64,10,1,1.2,1,0.21453]
[null,1518,3,5,5,64,10,1,1.2,1,0.21900999999999998]
[null,1519,3,5,6,64,10,1,1.2,1,0.31497000000000003]
[null,1520,3,5,7,64,10,1,1.2,1,0.33594000000000002]
[null,1521,3,5,8,64,10,1,1.2,1,0.39593]
[null,1522,3,5,9,64,10,1,1.2,1,0.38801999999999998]
[null,1523,3,5,10,64,10,1,1.2,1,0.33727999999999997]
[null,1524,3,5,11,64,10,1,1.2,1,0.31220999999999999]
[null,1525,3,5,12,64,10,1,1.2,1,0.26132]
[null,1526,3,5,13,64,10,1,1.2,1,0.27556999999999998]
[null,1527,3,5,14,64,10,1,1.2,1,0.30005000000000004]
[null,1528,3,5,15,64,10,1,1.2,1,0.23274]
[null,1529,3,5,16,64,10,1,1.2,1,0.23280999999999999]
[null,1530,3,5,17,64,10,1,1.2,1,0.34205999999999998]
[null,1531,3,5,18,64,10,1,1.2,1,0.43301999999999996]
[null,1532,3,5,19,64,10,1,1.2,1,0.43995999999999996]
[null,1533,3,5,20,64,10,1,1.2,1,0.34437000000000001]
[null,1534,3,5,21,64,10,1,1.2,1,0.31668999999999997]
[null,1535,3,5,22,64,10,1,1.2,1,0.27572000000000002]
[null,1536,3,5,23,64,10,1,1.2,1,0.21431]
[null,1537,3,6,0,65,10,1,1.2,1,0.20834]
[null,{"$f":"B1755+1","v":1538},3,6,1,65,10,1,1.2,1,0.20513000000000001]
[null,1539,3,6,2,65,10,1,1.2,1,0.20236999999999999]
[null,1540,3,6,3,65,10,1,1.2,1,0.20454]
[null,1541,3,6,4,65,10,1,1.2,1,0.20871000000000001]
[null,1542,3,6,5,65,10,1,1.2,1,0.2117]
[null,1543,3,6,6,65,10,1,1.2,1,0.21633000000000002]
[null,1544,3,6,7,65,10,1,1.2,1,0.22191999999999998]
[null,1545,3,6,8,65,10,1,1.2,1,0.38869999999999999]
[null,1546,3,6,9,65,10,1,1.2,1,0.44638]
[null,1547,3,6,10,65,10,1,1.2,1,0.30863000000000002]
[null,1548,3,6,11,65,10,1,1.2,1,0.23879]
[null,1549,3,6,12,65,10,1,1.2,1,0.22677]
[null,1550,3,6,13,65,10,1,1.2,1,0.23893999999999999]
[null,1551,3,6,14,65,10,1,1.2,1,0.21342]
[null,1552,3,6,15,65,10,1,1.2,1,0.21349000000000001]
[null,1553,3,6,16,65,10,1,1.2,1,0.21267]
[null,1554,3,6,17,65,10,1,1.2,1,0.21536000000000002]
[null,1555,3,6,18,65,10,1,1.2,1,0.40400000000000003]
[null,1556,3,6,19,65,10,1,1.2,1,0.21684999999999999]
[null,1557,3,6,20,65,10,1,1.2,1,0.21364]
[null,1558,3,6,21,65,10,1,1.2,1,0.21199999999999999]
[null,1559,3,6,22,65,10,1,1.2,1,0.20760000000000001]
[null,1560,3,6,23,65,10,1,1.2,1,0.20028000000000001]
[null,1561,3,7,0,66,10,1,1.2,1,0.18834000000000001]
[null,1562,3,7,1,{"$f":"F1756+1","v":66},10,1,1.2,1,0.18580000000000002]
[null,1563,3,7,2,66,10,1,1.2,1,0.18303999999999998]
[null,1564,3,7,3,66,10,1,1.2,1,0.18633000000000002]
[null,1565,3,7,4,66,10,1,1.2,1,0.19118000000000002]
[null,1566,3,7,5,66,10,1,1.2,1,0.19431000000000001]
[null,1567,3,7,6,66,10,1,1.2,1,0.20132]
[null,1568,3,7,7,66,10,1,1.2,1,0.20521]
[null,1569,3,7,8,66,10,1,1.2,1,0.20669999999999999]
[null,1570,3,7,9,66,10,1,1.2,1,0.20624999999999999]
[null,1571,3,7,10,66,10,1,1.2,1,0.20558000000000001]
[null,1572,3,7,11,66,10,1,1.2,1,0.20363999999999999]
[null,1573,3,7,12,66,10,1,1.2,1,0.20013]
[null,1574,3,7,13,66,10,1,1.2,1,0.19774]
[null,1575,3,7,14,66,10,1,1.2,1,0.19655]
[null,1576,3,7,15,66,10,1,1.2,1,0.19640000000000002]
[null,1577,3,7,16,66,10,1,1.2,1,0.19603000000000001]
[null,1578,3,7,17,66,{"$f":"G1628+1","v":10},1,1.2,1,0.19841]
[null,1579,3,7,18,66,10,1,1.2,1,0.20043]
[null,1580,3,7,19,66,10,1,1.2,1,0.19878999999999999]
[null,1581,3,7,20,66,10,1,1.2,1,0.19394]
[null,1582,3,7,21,66,10,1,1.2,1,0.19177000000000002]
[null,1583,3,7,22,66,10,1,1.2,1,0.18759000000000001]
[null,1584,3,7,23,66,10,1,1.2,1,0.17782000000000001]
[null,1585,3,8,0,67,10,1,1.2,1,0.18297999999999998]
[null,1586,3,8,1,67,10,1,1.2,1,0.18224000000000001]
[null,1587,3,8,2,67,10,1,1.2,1,0.18253999999999998]
[null,1588,3,8,3,67,10,1,1.2,1,0.18395]
[null,1589,3,8,4,67,10,1,1.2,1,0.18589]
[null,1590,3,8,5,67,10,1,1.2,1,0.18955000000000002]
[null,1591,3,8,6,67,10,1,1.2,1,0.19447999999999999]
[null,1592,3,8,7,67,10,1,1.2,1,0.19709000000000002]
[null,1593,3,8,8,67,10,1,1.2,1,0.20104]
[null,1594,3,8,9,67,10,1,1.2,1,0.20246]
[null,1595,3,8,10,67,10,1,1.2,1,0.20663999999999999]
[null,1596,3,8,11,67,10,1,1.2,1,0.1953]
[null,1597,3,8,12,67,10,1,1.2,1,0.18715999999999999]
[null,1598,3,8,13,67,10,1,1.2,1,0.18469999999999998]
[null,1599,3,8,14,67,10,1,1.2,1,0.18297999999999998]
[null,1600,3,8,15,67,10,1,1.2,1,0.18268000000000001]
[null,1601,3,8,16,67,10,1,1.2,1,0.19418000000000002]
[null,{"$f":"B1819+1","v":1602},3,8,17,67,10,1,1.2,1,0.20305999999999999]
[null,1603,3,8,18,67,10,1,1.2,1,0.20507]
[null,1604,3,8,19,67,10,1,1.2,1,0.20336000000000001]
[null,1605,3,8,20,67,10,1,1.2,1,0.19836000000000001]
[null,1606,3,8,21,67,10,1,1.2,1,0.18761000000000003]
[null,1607,3,8,22,67,10,1,1.2,1,0.18321000000000001]
[null,1608,3,8,23,67,10,1,1.2,1,0.13918]
[null,1609,3,9,0,68,10,1,1.2,1,0.11694]
[null,1610,3,9,1,68,10,1,1.2,1,0.10260999999999999]
[null,1611,3,9,2,68,10,1,1.2,1,9.0299999999999991E-2]
[null,1612,3,9,3,68,10,1,1.2,1,8.5069999999999993E-2]
[null,1613,3,9,4,68,10,1,1.2,1,7.7239999999999989E-2]
[null,1614,3,9,5,68,10,1,1.2,1,8.5069999999999993E-2]
[null,1615,3,9,6,68,10,1,1.2,1,8.5739999999999997E-2]
[null,1616,3,9,7,68,10,1,1.2,1,8.5069999999999993E-2]
[null,1617,3,9,8,68,10,1,1.2,1,0.17088999999999999]
[null,1618,3,9,9,68,10,1,1.2,1,0.17686000000000002]
[null,1619,3,9,10,68,10,1,1.2,1,0.17902000000000001]
[null,1620,3,9,11,68,10,1,1.2,1,0.17768]
[null,1621,3,9,12,68,10,1,1.2,1,0.17432]
[null,1622,3,9,13,68,10,1,1.2,1,0.16828000000000001]
[null,1623,3,9,14,68,10,1,1.2,1,0.16268000000000002]
[null,1624,3,9,15,68,10,1,1.2,1,0.16103999999999999]
[null,1625,3,9,16,68,10,1,1.2,1,0.17462]
[null,1626,3,9,17,{"$f":"F1820+1","v":68},10,1,1.2,1,0.19462000000000002]
[null,1627,3,9,18,68,10,1,1.2,1,0.19999]
[null,1628,3,9,19,68,10,1,1.2,1,0.20013999999999998]
[null,1629,3,9,20,68,10,1,1.2,1,0.19722999999999999]
[null,1630,3,9,21,68,10,1,1.2,1,0.19491999999999998]
[null,1631,3,9,22,68,10,1,1.2,1,0.19134000000000001]
[null,1632,3,9,23,68,10,1,1.2,1,0.18468999999999999]
[null,1633,3,10,0,69,10,1,1.2,1,0.18103999999999998]
[null,1634,3,10,1,69,10,1,1.2,1,0.16880000000000001]
[null,1635,3,10,2,69,10,1,1.2,1,0.16961999999999999]
[null,1636,3,10,3,69,10,1,1.2,1,0.16983999999999999]
[null,1637,3,10,4,69,10,1,1.2,1,0.16499]
[null,1638,3,10,5,69,10,1,1.2,1,0.19081000000000001]
[null,1639,3,10,6,69,10,1,1.2,1,0.20454]
[null,1640,3,10,7,69,10,1,1.2,1,0.21453999999999998]
[null,1641,3,10,8,69,10,1,1.2,1,0.26244999999999996]
[null,1642,3,10,9,69,{"$f":"G1692+1","v":10},1,1.2,1,0.22999]
[null,1643,3,10,10,69,10,1,1.2,1,0.22387000000000001]
[null,1644,3,10,11,69,10,1,1.2,1,0.22186]
[null,1645,3,10,12,69,10,1,1.2,1,0.20887]
[null,1646,3,10,13,69,10,1,1.2,1,0.20977000000000001]
[null,1647,3,10,14,69,10,1,1.2,1,0.21051]
[null,1648,3,10,15,69,10,1,1.2,1,0.21365000000000001]
[null,1649,3,10,16,69,10,1,1.2,1,0.20268]
[null,1650,3,10,17,69,10,1,1.2,1,0.22841999999999998]
[null,1651,3,10,18,69,10,1,1.2,1,0.35275000000000001]
[null,1652,3,10,19,69,10,1,1.2,1,0.35244999999999999]
[null,1653,3,10,20,69,10,1,1.2,1,0.22708]
[null,1654,3,10,21,69,10,1,1.2,1,0.20513999999999999]
[null,1655,3,10,22,69,10,1,1.2,1,0.20036999999999999]
[null,1656,3,10,23,69,10,1,1.2,1,0.19356999999999999]
[null,1657,3,11,0,70,10,1,1.2,1,0.18812000000000001]
[null,1658,3,11,1,70,10,1,1.2,1,0.18863999999999997]
[null,1659,3,11,2,70,10,1,1.2,1,0.18378999999999998]
[null,1660,3,11,3,70,10,1,1.2,1,0.18109999999999998]
[null,1661,3,11,4,70,10,1,1.2,1,0.18677000000000002]
[null,1662,3,11,5,70,10,1,1.2,1,0.19774]
[null,1663,3,11,6,70,10,1,1.2,1,0.26177]
[null,1664,3,11,7,70,10,1,1.2,1,0.31751000000000001]
[null,1665,3,11,8,70,10,1,1.2,1,0.33266000000000001]
[null,{"$f":"B1883+1","v":1666},3,11,9,70,10,1,1.2,1,0.29191]
[null,1667,3,11,10,70,10,1,1.2,1,0.23371]
[null,1668,3,11,11,70,10,1,1.2,1,0.22393000000000002]
[null,1669,3,11,12,70,10,1,1.2,1,0.21587999999999999]
[null,1670,3,11,13,70,10,1,1.2,1,0.21334]
[null,1671,3,11,14,70,10,1,1.2,1,0.21027999999999999]
[null,1672,3,11,15,70,10,1,1.2,1,0.21431]
[null,1673,3,11,16,70,10,1,1.2,1,0.23064999999999999]
[null,1674,3,11,17,70,10,1,1.2,1,0.28423000000000004]
[null,1675,3,11,18,70,10,1,1.2,1,0.35802999999999996]
[null,1676,3,11,19,70,10,1,1.2,1,0.40368999999999999]
[null,1677,3,11,20,70,10,1,1.2,1,0.31757999999999997]
[null,1678,3,11,21,70,10,1,1.2,1,0.25401000000000001]
[null,1679,3,11,22,70,10,1,1.2,1,0.24229000000000001]
[null,1680,3,11,23,70,10,1,1.2,1,0.19975999999999999]
[null,1681,3,12,0,71,11,1,1.2,1,0.19087999999999999]
[null,1682,3,12,1,71,11,1,1.2,1,0.18931000000000001]
[null,1683,3,12,2,71,11,1,1.2,1,0.18766999999999998]
[null,1684,3,12,3,71,11,1,1.2,1,0.18766999999999998]
[null,1685,3,12,4,71,11,1,1.2,1,0.19169999999999998]
[null,1686,3,12,5,71,11,1,1.2,1,0.20185]
[null,1687,3,12,6,71,11,1,1.2,1,0.26713999999999999]
[null,1688,3,12,7,71,11,1,1.2,1,0.33235999999999999]
[null,1689,3,12,8,71,11,1,1.2,1,0.32632]
[null,1690,3,12,9,{"$f":"F1884+1","v":71},11,1,1.2,1,0.26737]
[null,1691,3,12,10,71,11,1,1.2,1,0.23080000000000001]
[null,1692,3,12,11,71,11,1,1.2,1,0.22215000000000001]
[null,1693,3,12,12,71,11,1,1.2,1,0.21594999999999998]
[null,1694,3,12,13,71,11,1,1.2,1,0.21475999999999998]
[null,1695,3,12,14,71,11,1,1.2,1,0.21206999999999998]
[null,1696,3,12,15,71,11,1,1.2,1,0.21827000000000002]
[null,1697,3,12,16,71,11,1,1.2,1,0.22975999999999999]
[null,1698,3,12,17,71,11,1,1.2,1,0.27788999999999997]
[null,1699,3,12,18,71,11,1,1.2,1,0.34266000000000002]
[null,1700,3,12,19,71,11,1,1.2,1,0.32250999999999996]
[null,1701,3,12,20,71,11,1,1.2,1,0.26780999999999999]
[null,1702,3,12,21,71,11,1,1.2,1,0.23288999999999999]
[null,1703,3,12,22,71,11,1,1.2,1,0.20430999999999999]
[null,1704,3,12,23,71,11,1,1.2,1,0.19303999999999999]
[null,1705,3,13,0,72,11,1,1.2,1,0.19281999999999999]
[null,1706,3,13,1,72,{"$f":"G1756+1","v":11},1,1.2,1,0.19081000000000001]
[null,1707,3,13,2,72,11,1,1.2,1,0.19021000000000002]
[null,1708,3,13,3,72,11,1,1.2,1,0.19327]
[null,1709,3,13,4,72,11,1,1.2,1,0.19788999999999998]
[null,1710,3,13,5,72,11,1,1.2,1,0.20275000000000001]
[null,1711,3,13,6,72,11,1,1.2,1,0.21274000000000001]
[null,1712,3,13,7,72,11,1,1.2,1,0.29281000000000001]
[null,1713,3,13,8,72,11,1,1.2,1,0.31535000000000002]
[null,1714,3,13,9,72,11,1,1.2,1,0.26095000000000002]
[null,1715,3,13,10,72,11,1,1.2,1,0.22491]
[null,1716,3,13,11,72,11,1,1.2,1,0.22162000000000001]
[null,1717,3,13,12,72,11,1,1.2,1,0.21521000000000001]
[null,1718,3,13,13,72,11,1,1.2,1,0.21206999999999998]
[null,1719,3,13,14,72,11,1,1.2,1,0.20663000000000001]
[null,1720,3,13,15,72,11,1,1.2,1,0.20066000000000001]
[null,1721,3,13,16,72,11,1,1.2,1,0.20288999999999999]
[null,1722,3,13,17,72,11,1,1.2,1,0.21968000000000001]
[null,1723,3,13,18,72,11,1,1.2,1,0.24199999999999999]
[null,1724,3,13,19,72,11,1,1.2,1,0.21909000000000001]
[null,1725,3,13,20,72,11,1,1.2,1,0.20349]
[null,1726,3,13,21,72,11,1,1.2,1,0.20094999999999999]
[null,1727,3,13,22,72,11,1,1.2,1,0.19625000000000001]
[null,1728,3,13,23,72,11,1,1.2,1,0.18924000000000002]
[null,1729,3,14,0,73,11,1,1.2,1,0.18530000000000002]
[null,{"$f":"B1947+1","v":1730},3,14,1,73,11,1,1.2,1,0.18343999999999999]
[null,1731,3,14,2,73,11,1,1.2,1,0.18328999999999998]
[null,1732,3,14,3,73,11,1,1.2,1,0.18738999999999997]
[null,1733,3,14,4,73,11,1,1.2,1,0.19156999999999999]
[null,1734,3,14,5,73,11,1,1.2,1,0.19850999999999999]
[null,1735,3,14,6,73,11,1,1.2,1,0.20508000000000001]
[null,1736,3,14,7,73,11,1,1.2,1,0.32799]
[null,1737,3,14,8,73,11,1,1.2,1,0.32665]
[null,1738,3,14,9,73,11,1,1.2,1,0.30149999999999999]
[null,1739,3,14,10,73,11,1,1.2,1,0.23082]
[null,1740,3,14,11,73,11,1,1.2,1,0.21456]
[null,1741,3,14,12,73,11,1,1.2,1,0.20232]
[null,1742,3,14,13,73,11,1,1.2,1,0.19828999999999999]
[null,1743,3,14,14,73,11,1,1.2,1,0.19724]
[null,1744,3,14,15,73,11,1,1.2,1,0.19515000000000002]
[null,1745,3,14,16,73,11,1,1.2,1,0.19359000000000001]
[null,1746,3,14,17,73,11,1,1.2,1,0.19553000000000001]
[null,1747,3,14,18,73,11,1,1.2,1,0.19918]
[null,1748,3,14,19,73,11,1,1.2,1,0.19672000000000001]
[null,1749,3,14,20,73,11,1,1.2,1,0.19247]
[null,1750,3,14,21,73,11,1,1.2,1,0.18627000000000002]
[null,1751,3,14,22,73,11,1,1.2,1,0.18096999999999999]
[null,1752,3,14,23,73,11,1,1.2,1,0.1356]
[null,1753,3,15,0,74,11,1,1.2,1,9.8209999999999992E-2]
[null,1754,3,15,1,{"$f":"F1948+1","v":74},11,1,1.2,1,6.7239999999999994E-2]
[null,1755,3,15,2,74,11,1,1.2,1,3.4700000000000002E-2]
[null,1756,3,15,3,74,11,1,1.2,1,5.799E-2]
[null,1757,3,15,4,74,11,1,1.2,1,5.2170000000000001E-2]
[null,1758,3,15,5,74,11,1,1.2,1,6.7760000000000001E-2]
[null,1759,3,15,6,74,11,1,1.2,1,8.0750000000000002E-2]
[null,1760,3,15,7,74,11,1,1.2,1,8.2989999999999994E-2]
[null,1761,3,15,8,74,11,1,1.2,1,0.10456]
[null,1762,3,15,9,74,11,1,1.2,1,0.13119999999999998]
[null,1763,3,15,10,74,11,1,1.2,1,0.10493000000000001]
[null,1764,3,15,11,74,11,1,1.2,1,9.126999999999999E-2]
[null,1765,3,15,12,74,11,1,1.2,1,6.8360000000000004E-2]
[null,1766,3,15,13,74,11,1,1.2,1,2.9479999999999999E-2]
[null,1767,3,15,14,74,11,1,1.2,1,6.7170000000000007E-2]
[null,1768,3,15,15,74,11,1,1.2,1,8.209000000000001E-2]
[null,1769,3,15,16,74,11,1,1.2,1,8.4030000000000007E-2]
[null,1770,3,15,17,74,{"$f":"G1820+1","v":11},1,1.2,1,0.16672000000000001]
[null,1771,3,15,18,74,11,1,1.2,1,0.19456000000000001]
[null,1772,3,15,19,74,11,1,1.2,1,0.1968]
[null,1773,3,15,20,74,11,1,1.2,1,0.18762000000000001]
[null,1774,3,15,21,74,11,1,1.2,1,0.17680000000000001]
[null,1775,3,15,22,74,11,1,1.2,1,0.14978]
[null,1776,3,15,23,74,11,1,1.2,1,8.1790000000000002E-2]
[null,1777,3,16,0,75,11,1,1.2,1,-1.4999999999999999E-4]
[null,1778,3,16,1,75,11,1,1.2,1,-0.18715999999999999]
[null,1779,3,16,2,75,11,1,1.2,1,-0.18700999999999998]
[null,1780,3,16,3,75,11,1,1.2,1,-0.44969999999999999]
[null,1781,3,16,4,75,11,1,1.2,1,-0.37798000000000004]
[null,1782,3,16,5,75,11,1,1.2,1,-0.37402999999999997]
[null,1783,3,16,6,75,11,1,1.2,1,-0.14984999999999998]
[null,1787,3,16,10,75,11,1,1.2,1,0.18700999999999998]
[null,1790,3,16,13,75,11,1,1.2,1,0.18224000000000001]
[null,1792,3,16,15,75,11,1,1.2,1,0.18118999999999999]
[null,1798,3,16,21,75,11,1,1.2,1,0.18522]
[null,1801,3,17,0,76,11,1,1.2,1,5.2000000000000006E-4]
[null,1802,3,17,1,76,11,1,1.2,1,-9.604E-2]
[null,1805,3,17,4,76,11,1,1.2,1,6.037E-2]
[null,1810,3,17,9,76,11,1,1.2,1,0.19775999999999999]
[null,1813,3,17,12,76,11,1,1.2,1,0.19275999999999999]
[null,1816,3,17,15,76,11,1,1.2,1,0.19246000000000002]
[null,1818,3,17,17,{"$f":"F2012+1","v":76},11,1,1.2,1,0.20022000000000001]
[null,1824,3,17,23,76,11,1,1.2,1,0.18887999999999999]
[null,1827,3,18,2,77,11,1,1.2,1,0.18068000000000001]
[null,1828,3,18,3,77,11,1,1.2,1,0.17962999999999998]
[null,1831,3,18,6,77,11,1,1.2,1,0.19739999999999999]
[null,1836,3,18,11,77,11,1,1.2,1,0.21008000000000002]
[null,1839,3,18,14,77,11,1,1.2,1,0.20165]
[null,1842,3,18,17,77,11,1,1.2,1,0.20837]
[null,1844,3,18,19,77,11,1,1.2,1,0.21352000000000002]
[null,1850,3,19,1,78,12,1,1.2,1,0.14993999999999999]
[null,1851,3,19,2,78,12,1,1.2,1,0.14487]
[null,1854,3,19,5,78,12,1,1.2,1,0.18509]
[null,1857,3,19,8,78,12,1,1.2,1,0.21546999999999999]
[null,1862,3,19,13,78,12,1,1.2,1,0.18941999999999998]
[null,1865,3,19,16,78,12,1,1.2,1,0.18225999999999998]
[null,1868,3,19,19,78,12,1,1.2,1,0.19636000000000001]
[null,1870,3,19,21,78,12,1,1.2,1,0.18956999999999999]
[null,1876,3,20,3,79,12,1,1.2,1,0.11643000000000001]
[null,1877,3,20,4,79,12,1,1.2,1,0.13911999999999999]
[null,1880,3,20,7,79,12,1,1.2,1,0.21212]
[null,1883,3,20,10,79,12,1,1.2,1,0.20039999999999999]
[null,1888,3,20,15,79,12,1,1.2,1,0.17643999999999999]
[null,1891,3,20,18,79,12,1,1.2,1,0.18331]
[null,1894,3,20,21,79,12,1,1.2,1,0.17316000000000001]
[null,1896,3,20,23,79,12,1,1.2,1,5.9040000000000002E-2]
[null,1902,3,21,5,80,12,1,1.2,1,0.15674000000000002]
[null,1903,3,21,6,80,12,1,1.2,1,0.17727000000000001]
[null,1906,3,21,9,80,12,1,1.2,1,0.18644999999999998]
[null,1909,3,21,12,80,12,1,1.2,1,0.17763999999999999]
[null,1914,3,21,17,80,12,1,1.2,1,0.18533000000000002]
[null,1917,3,21,20,80,12,1,1.2,1,0.18421000000000001]
[null,1921,3,22,0,81,12,1,1.2,1,0.17765]
[null,{"$f":"B2139+1","v":1922},3,22,1,81,12,1,1.2,1,0.17623]
[null,1928,3,22,7,81,12,1,1.2,1,0.16764999999999999]
[null,1929,3,22,8,81,12,1,1.2,1,0.17288000000000001]
[null,1932,3,22,11,81,12,1,1.2,1,0.17079]
[null,1935,3,22,14,81,12,1,1.2,1,0.16496]
[null,1940,3,22,19,81,12,1,1.2,1,0.18564]
[null,1943,3,22,22,81,12,1,1.2,1,0.17802999999999999]
[null,1948,3,23,3,82,12,1,1.2,1,0.15368000000000001]
[null,1951,3,23,6,82,12,1,1.2,1,0.14546999999999999]
[null,1954,3,23,9,82,12,1,1.2,1,0.17838999999999999]
[null,1955,3,23,10,82,12,1,1.2,1,0.18630000000000002]
[null,1961,3,23,16,82,12,1,1.2,1,0.17787]
[null,1963,3,23,18,82,12,1,1.2,1,0.21802000000000002]
[null,1966,3,23,21,82,12,1,1.2,1,0.19578000000000001]
[null,1969,3,24,0,83,12,1,1.2,1,0.18831999999999999]
[null,1974,3,24,5,83,12,1,1.2,1,0.20377000000000001]
[null,1977,3,24,8,83,12,1,1.2,1,0.30856]
[null,1980,3,24,11,83,12,1,1.2,1,0.23221]
[null,1981,3,24,12,83,12,1,1.2,1,0.21719999999999998]
[null,1987,3,24,18,83,12,1,1.2,1,0.34401999999999999]
[null,1989,3,24,20,83,12,1,1.2,1,0.21346999999999999]
[null,1992,3,24,23,83,12,1,1.2,1,0.18890999999999999]
[null,1995,3,25,2,84,12,1,1.2,1,0.19109000000000001]
[null,2000,3,25,7,84,12,1,1.2,1,0.23857]
[null,2003,3,25,10,84,12,1,1.2,1,0.22497999999999999]
[null,2006,3,25,13,84,12,1,1.2,1,0.19893]
[null,2007,3,25,14,84,12,1,1.2,1,0.19535]
[null,2013,3,25,20,84,12,1,1.2,1,0.19647000000000001]
[null,2015,3,25,22,84,12,1,1.2,1,0.18624000000000002]
[null,2018,3,26,1,85,13,1,1.2,1,0.17527000000000001]
[null,2021,3,26,4,85,13,1,1.2,1,0.18930000000000002]
[null,2026,3,26,9,85,{"$f":"G2076+1","v":13},1,1.2,1,0.21251]
[null,2029,3,26,12,85,13,1,1.2,1,0.20826]
[null,2030,3,26,13,85,13,1,1.2,1,0.20736000000000002]
[null,2033,3,26,16,85,13,1,1.2,1,0.20557]
[null,2039,3,26,22,85,13,1,1.2,1,0.20132]
[null,2041,3,27,0,86,13,1,1.2,1,0.19416]
[null,2044,3,27,3,86,13,1,1.2,1,0.19215000000000002]
[null,2047,3,27,6,86,13,1,1.2,1,0.21312999999999999]
[null,2052,3,27,11,86,13,1,1.2,1,0.20476]
[null,2055,3,27,14,86,13,1,1.2,1,0.2026]
[null,2056,3,27,15,86,13,1,1.2,1,0.20715]
[null,2059,3,27,18,86,13,1,1.2,1,0.22656000000000001]
[null,2065,3,28,0,87,13,1,1.2,1,0.20179]
[null,2067,3,28,2,87,13,1,1.2,1,0.19603999999999999]
[null,2070,3,28,5,87,13,1,1.2,1,0.21052999999999999]
[null,2073,3,28,8,87,13,1,1.2,1,0.30413999999999997]
[null,2078,3,28,13,87,13,1,1.2,1,0.21059999999999998]
[null,2081,3,28,16,87,13,1,1.2,1,0.20366000000000001]
[null,2082,3,28,17,87,13,1,1.2,1,0.20515]
[null,2085,3,28,20,87,13,1,1.2,1,0.20821000000000001]
[null,2091,3,29,2,88,13,1,1.2,1,0.19612000000000002]
[null,2093,3,29,4,88,13,1,1.2,1,0.19858000000000001]
[null,2096,3,29,7,88,13,1,1.2,1,0.20552000000000001]
[null,2100,3,29,11,88,13,1,1.2,1,0.19843]
[null,2104,3,29,15,88,13,1,1.2,1,0.18969999999999998]
[null,2107,3,29,18,88,13,1,1.2,1,0.27562000000000003]
[null,2108,3,29,19,88,13,1,1.2,1,0.22859000000000002]
[null,2113,3,30,0,89,13,1,1.2,1,0.19961999999999999]
[null,2115,3,30,2,89,13,1,1.2,1,0.19341999999999998]
[null,2119,3,30,6,89,13,1,1.2,1,0.19305]
[null,2122,3,30,9,89,13,1,1.2,1,0.20558999999999999]
[null,2126,3,30,13,89,13,1,1.2,1,0.19409000000000001]
[null,2130,3,30,17,89,13,1,1.2,1,0.1973]
[null,2133,3,30,20,89,13,1,1.2,1,0.27315]
[null,2134,3,30,21,89,13,1,1.2,1,0.25141999999999998]
[null,2139,3,31,2,90,13,1,1.2,1,0.20178000000000001]
[null,2142,3,31,5,90,13,1,1.2,1,0.20701]
[null,2145,3,31,8,90,13,1,1.2,1,0.29658999999999996]
[null,2148,3,31,11,90,13,1,1.2,1,0.22925000000000001]
[null,2152,3,31,15,90,13,1,1.2,1,0.21186000000000002]
[null,2156,3,31,19,90,13,1,1.2,1,0.36182999999999998]
[null,2159,3,31,22,90,13,1,1.2,1,0.21753]
[null,2160,3,31,23,90,13,1,1.2,1,0.20932000000000001]
[null,2165,4,1,4,91,13,1,1.2,1,0.20918]
[null,2168,4,1,7,91,13,1,1.2,1,0.38424000000000003]
[null,2171,4,1,10,91,13,1,1.2,1,0.34460000000000002]
[null,2174,4,1,13,91,13,1,1.2,1,0.2586]
[null,{"$f":"B2395+1","v":2178},4,1,17,91,13,1,1.2,1,0.24337]
[null,2182,4,1,21,91,13,1,1.2,1,0.24531]
[null,2185,4,2,0,92,14,1,1.2,1,0.21096000000000001]
[null,2186,4,2,1,92,14,1,1.2,1,0.2026]
[null,2191,4,2,6,92,14,1,1.2,1,0.24575]
[null,2194,4,2,9,92,14,1,1.2,1,0.40573000000000004]
[null,2197,4,2,12,92,14,1,1.2,1,0.23784]
[null,2200,4,2,15,92,14,1,1.2,1,0.22552]
[null,2204,4,2,19,92,14,1,1.2,1,0.33354]
[null,2208,4,2,23,92,14,1,1.2,1,0.21521999999999999]
[null,2209,4,3,0,93,14,1,1.2,1,0.21669999999999998]
[null,2212,4,3,3,93,14,1,1.2,1,0.20222000000000001]
[null,2217,4,3,8,93,14,1,1.2,1,0.39735000000000004]
[null,2220,4,3,11,93,14,1,1.2,1,0.26857999999999999]
[null,2223,4,3,14,93,14,1,1.2,1,0.22700000000000001]
[null,2226,4,3,17,93,14,1,1.2,1,0.22655]
[null,2230,4,3,21,93,14,1,1.2,1,0.22775000000000001]
[null,2234,4,4,1,94,14,1,1.2,1,0.19265000000000002]
[null,2235,4,4,2,94,14,1,1.2,1,0.19316999999999998]
[null,2238,4,4,5,94,14,1,1.2,1,0.20399]
[null,2243,4,4,10,94,14,1,1.2,1,0.23497000000000001]
[null,2246,4,4,13,94,14,1,1.2,1,0.20816999999999999]
[null,2249,4,4,16,94,14,1,1.2,1,0.1913]
[null,2253,4,4,20,94,14,1,1.2,1,0.20601]
[null,2256,4,4,23,94,14,1,1.2,1,0.19287000000000001]
[null,2260,4,5,3,95,14,1,1.2,1,0.18796000000000002]
[null,2261,4,5,4,95,14,1,1.2,1,0.18871000000000002]
[null,2264,4,5,7,95,14,1,1.2,1,0.20729]
[null,2269,4,5,12,95,14,1,1.2,1,0.21453999999999998]
[null,2272,4,5,15,95,14,1,1.2,1,0.20191999999999999]
[null,2275,4,5,18,95,14,1,1.2,1,0.22819999999999999]
[null,2278,4,5,21,95,14,1,1.2,1,0.23432]
[null,2283,4,6,2,96,14,1,1.2,1,0.18499000000000002]
[null,2286,4,6,5,96,14,1,1.2,1,0.18305000000000002]
[null,2287,4,6,6,96,14,1,1.2,1,0.18103]
[null,2291,4,6,10,96,14,1,1.2,1,0.20111000000000001]
[null,2294,4,6,13,96,14,1,1.2,1,0.18640999999999999]
[null,2298,4,6,17,96,14,1,1.2,1,0.18887000000000001]
[null,2301,4,6,20,96,14,1,1.2,1,0.21603999999999998]
[null,2304,4,6,23,96,14,1,1.2,1,0.18969]
[null,2309,4,7,4,97,14,1,1.2,1,0.18103]
[null,2312,4,7,7,97,14,1,1.2,1,0.22597]
[null,2313,4,7,8,97,14,1,1.2,1,0.23977999999999999]
[null,2317,4,7,12,97,14,1,1.2,1,0.21821000000000002]
[null,2321,4,7,16,97,14,1,1.2,1,0.21530000000000002]
[null,2324,4,7,19,97,14,1,1.2,1,0.22850999999999999]
[null,2327,4,7,22,97,14,1,1.2,1,0.20723]
[null,2330,4,8,1,{"$f":"F2524+1","v":98},14,1,1.2,1,0.17849999999999999]
[null,2335,4,8,6,98,14,1,1.2,1,0.20246]
[null,2338,4,8,9,98,14,1,1.2,1,0.21127000000000001]
[null,2339,4,8,10,98,14,1,1.2,1,0.20851]
[null,2343,4,8,14,98,14,1,1.2,1,0.19425000000000001]
[null,2347,4,8,18,98,14,1,1.2,1,0.20075000000000001]
[null,2350,4,8,21,98,14,1,1.2,1,0.20388000000000001]
[null,2353,4,9,0,99,15,1,1.2,1,0.15744999999999998]
[null,2356,4,9,3,99,15,1,1.2,1,0.15221999999999999]
[null,2361,4,9,8,99,15,1,1.2,1,0.20411000000000001]
[null,2364,4,9,11,99,15,1,1.2,1,0.19522999999999999]
[null,2365,4,9,12,99,15,1,1.2,1,0.19119]
[null,2369,4,9,16,99,15,1,1.2,1,0.18663999999999997]
[null,2373,4,9,20,99,15,1,1.2,1,0.21328999999999998]
[null,2376,4,9,23,99,15,1,1.2,1,0.19738999999999998]
[null,2379,4,10,2,100,15,1,1.2,1,0.17268]
[null,2382,4,10,5,100,15,1,1.2,1,0.20471]
[null,2387,4,10,10,100,15,1,1.2,1,0.37387999999999999]
[null,2388,4,10,11,100,15,1,1.2,1,0.33050000000000002]
[null,2391,4,10,14,100,15,1,1.2,1,0.24703999999999998]
[null,2395,4,10,18,100,15,1,1.2,1,0.31683999999999996]
[null,2399,4,10,22,100,15,1,1.2,1,0.20768999999999999]
[null,2402,4,11,1,101,15,1,1.2,1,0.18372999999999998]
[null,2405,4,11,4,101,15,1,1.2,1,0.19769]
[null,2408,4,11,7,101,15,1,1.2,1,0.33229000000000003]
[null,2413,4,11,12,101,15,1,1.2,1,0.22128]
[null,2414,4,11,13,101,15,1,1.2,1,0.21493000000000001]
[null,2417,4,11,16,101,15,1,1.2,1,0.19411]
[null,2421,4,11,20,101,15,1,1.2,1,0.20157]
[null,2425,4,12,0,102,15,1,1.2,1,0.21606999999999998]
[null,2428,4,12,3,102,15,1,1.2,1,0.18486000000000002]
[null,2430,4,12,5,102,15,1,1.2,1,0.18837000000000001]
[null,2436,4,12,11,102,15,1,1.2,1,0.19934000000000002]
[null,2439,4,12,14,102,15,1,1.2,1,0.17030000000000001]
[null,2440,4,12,15,102,15,1,1.2,1,0.16836000000000001]
[null,2443,4,12,18,102,15,1,1.2,1,0.18425999999999998]
[null,2447,4,12,22,102,15,1,1.2,1,0.17351]
[null,2451,4,13,2,103,15,1,1.2,1,0.10884999999999999]
[null,2454,4,13,5,103,15,1,1.2,1,0.10467]
[null,2456,4,13,7,103,15,1,1.2,1,0.11370000000000001]
[null,2462,4,13,13,103,15,1,1.2,1,0.13983000000000001]
[null,2465,4,13,16,103,15,1,1.2,1,0.13924]
[null,2466,4,13,17,103,15,1,1.2,1,0.15155000000000002]
[null,2469,4,13,20,103,15,1,1.2,1,0.18074000000000001]
[null,2473,4,14,0,104,15,1,1.2,1,0.15021000000000001]
[null,2477,4,14,4,104,15,1,1.2,1,0.14902000000000001]
[null,2480,4,14,7,104,15,1,1.2,1,0.1968]
[null,2482,4,14,9,104,15,1,1.2,1,0.20075000000000001]
[null,2488,4,14,15,104,15,1,1.2,1,0.17552000000000001]
[null,2491,4,14,18,104,15,1,1.2,1,0.18312999999999999]
[null,2492,4,14,19,104,15,1,1.2,1,0.18702000000000002]
[null,2495,4,14,22,104,15,1,1.2,1,0.17849999999999999]
[null,2500,4,15,3,105,15,1,1.2,1,0.15178]
[null,2503,4,15,6,105,15,1,1.2,1,0.18925999999999998]
[null,2506,4,15,9,105,15,1,1.2,1,0.20150999999999999]
[null,2508,4,15,11,105,15,1,1.2,1,0.19986000000000001]
[null,2514,4,15,17,105,15,1,1.2,1,0.19486000000000001]
[null,2517,4,15,20,105,15,1,1.2,1,0.27572000000000002]
[null,2518,4,15,21,105,15,1,1.2,1,0.27699000000000001]
[null,2521,4,16,0,106,16,1,1.2,1,0.21531]
[null,2526,4,16,5,106,16,1,1.2,1,0.23330000000000001]
[null,2529,4,16,8,106,16,1,1.2,1,0.43951000000000001]
[null,2532,4,16,11,106,16,1,1.2,1,0.22278000000000001]
[null,2534,4,16,13,106,16,1,1.2,1,0.20501]
[null,2540,4,16,19,106,16,1,1.2,1,0.32827000000000001]
[null,2543,4,16,22,106,16,1,1.2,1,0.29182999999999998]
[null,2544,4,16,23,106,16,1,1.2,1,0.23636000000000001]
[null,2547,4,17,2,107,16,1,1.2,1,0.1623]
[null,2552,4,17,7,107,16,1,1.2,1,0.19044999999999998]
[null,2555,4,17,10,107,16,1,1.2,1,0.18858000000000003]
[null,2558,4,17,13,107,16,1,1.2,1,0.17268]
[null,2560,4,17,15,107,16,1,1.2,1,0.16596]
[null,2566,4,17,21,107,16,1,1.2,1,0.17380000000000001]
[null,2567,4,17,22,107,16,1,1.2,1,0.16938999999999999]
[null,2570,4,18,1,108,16,1,1.2,1,0.16619]
[null,2573,4,18,4,108,16,1,1.2,1,0.16462000000000002]
[null,2578,4,18,9,108,16,1,1.2,1,0.18447999999999998]
[null,2581,4,18,12,108,16,1,1.2,1,0.18231]
[null,2584,4,18,15,108,16,1,1.2,1,0.1691]
[null,2586,4,18,17,{"$f":"F2780+1","v":108},16,1,1.2,1,0.17881]
[null,2592,4,18,23,108,16,1,1.2,1,0.18224000000000001]
[null,2593,4,19,0,109,16,1,1.2,1,0.18440999999999999]
[null,2599,4,19,6,109,16,1,1.2,1,0.18074999999999999]
[null,2600,4,19,7,109,16,1,1.2,1,0.19134999999999999]
[null,2604,4,19,11,109,16,1,1.2,1,0.21054]
[null,2607,4,19,14,109,16,1,1.2,1,0.16431999999999999]
[null,2612,4,19,19,109,16,1,1.2,1,0.19425999999999999]
[null,2615,4,19,22,109,16,1,1.2,1,0.19486000000000001]
[null,2618,4,20,1,110,16,1,1.2,1,0.1464]
[null,2619,4,20,2,110,16,1,1.2,1,0.14774999999999999]
[null,2625,4,20,8,110,16,1,1.2,1,0.15305000000000002]
[null,{"$f":"B2843+1","v":2626},4,20,9,110,16,1,1.2,1,0.1691]
[null,2630,4,20,13,110,16,1,1.2,1,0.16544]
[null,2633,4,20,16,110,16,1,1.2,1,0.16096000000000002]
[null,2638,4,20,21,110,16,1,1.2,1,0.18590000000000001]
[null,2641,4,21,0,111,16,1,1.2,1,0.15916999999999998]
[null,2644,4,21,3,111,16,1,1.2,1,0.10070999999999999]
[null,2645,4,21,4,111,16,1,1.2,1,0.10646]
[null,2651,4,21,10,111,16,1,1.2,1,0.17268]
[null,2652,4,21,11,111,16,1,1.2,1,0.16858000000000001]
[null,2656,4,21,15,111,16,1,1.2,1,0.15365000000000001]
[null,2659,4,21,18,111,16,1,1.2,1,0.17851]
[null,2664,4,21,23,111,16,1,1.2,1,0.17104]
[null,2667,4,22,2,112,16,1,1.2,1,0.15603999999999998]
[null,2670,4,22,5,112,16,1,1.2,1,0.17268]
[null,2671,4,22,6,112,16,1,1.2,1,0.19127000000000002]
[null,2677,4,22,12,112,16,1,1.2,1,0.2392]
[null,2679,4,22,14,112,16,1,1.2,1,0.22344999999999998]
[null,2682,4,22,17,112,16,1,1.2,1,0.21725]
[null,2685,4,22,20,112,16,1,1.2,1,0.21038999999999999]
[null,{"$f":"B2907+1","v":2690},4,23,1,113,17,1,1.2,1,0.1479]
[null,2693,4,23,4,113,17,1,1.2,1,0.15783000000000003]
[null,2696,4,23,7,113,17,1,1.2,1,0.2142]
[null,2697,4,23,8,113,17,1,1.2,1,0.24271999999999999]
[null,2703,4,23,14,113,17,1,1.2,1,0.21919999999999998]
[null,2705,4,23,16,113,17,1,1.2,1,0.20463999999999999]
[null,2708,4,23,19,113,17,1,1.2,1,0.20852999999999999]
[null,2711,4,23,22,113,17,1,1.2,1,0.19621]
[null,2716,4,24,3,114,17,1,1.2,1,0.16806000000000001]
[null,2719,4,24,6,114,17,1,1.2,1,0.20494000000000001]
[null,2720,4,24,7,114,17,1,1.2,1,0.23793999999999998]
[null,2723,4,24,10,114,17,1,1.2,1,0.27288000000000001]
[null,2729,4,24,16,114,17,1,1.2,1,0.2422]
[null,2731,4,24,18,114,17,1,1.2,1,0.29833999999999999]
[null,2734,4,24,21,114,17,1,1.2,1,0.29274]
[null,2737,4,25,0,115,17,1,1.2,1,0.18709999999999999]
[null,2742,4,25,5,115,17,1,1.2,1,0.20397000000000001]
[null,2745,4,25,8,115,17,1,1.2,1,0.30222000000000004]
[null,2746,4,25,9,115,17,1,1.2,1,0.2908]
[null,2749,4,25,12,115,17,1,1.2,1,0.23122000000000001]
[null,2755,4,25,18,115,17,1,1.2,1,0.22644]
[null,2757,4,25,20,115,17,1,1.2,1,0.20793]
[null,2760,4,25,23,115,17,1,1.2,1,0.19143000000000002]
[null,2764,4,26,3,116,17,1,1.2,1,0.18412000000000001]
[null,2768,4,26,7,116,17,1,1.2,1,0.19741]
[null,2771,4,26,10,116,17,1,1.2,1,0.23949999999999999]
[null,2772,4,26,11,116,17,1,1.2,1,0.22599]
[null,2777,4,26,16,116,17,1,1.2,1,0.19957]
[null,2779,4,26,18,116,17,1,1.2,1,0.23763999999999999]
[null,2783,4,26,22,116,17,1,1.2,1,0.2039]
[null,2786,4,27,1,117,17,1,1.2,1,0.18206]
[null,2790,4,27,5,117,17,1,1.2,1,0.14324000000000001]
[null,2794,4,27,9,117,{"$f":"G2844+1","v":17},1,1.2,1,0.19706000000000001]
[null,2797,4,27,12,117,17,1,1.2,1,0.20199]
[null,2798,4,27,13,117,17,1,1.2,1,0.18355000000000002]
[null,2803,4,27,18,117,17,1,1.2,1,0.20638999999999999]
[null,2805,4,27,20,117,17,1,1.2,1,0.25305]
[null,2809,4,28,0,118,17,1,1.2,1,0.18430000000000002]
[null,2812,4,28,3,118,17,1,1.2,1,0.17959999999999998]
[null,2816,4,28,7,118,17,1,1.2,1,0.41443000000000002]
[null,2820,4,28,11,118,17,1,1.2,1,0.40323000000000003]
[null,2823,4,28,14,118,17,1,1.2,1,0.30575000000000002]
[null,2824,4,28,15,118,17,1,1.2,1,0.29313]
[null,2829,4,28,20,118,17,1,1.2,1,0.33262000000000003]
[null,2831,4,28,22,118,17,1,1.2,1,0.27088999999999996]
[null,2835,4,29,2,119,17,1,1.2,1,0.21617]
[null,2838,4,29,5,119,17,1,1.2,1,0.23780999999999999]
[null,2842,4,29,9,{"$f":"F3036+1","v":119},17,1,1.2,1,0.37911]
[null,2846,4,29,13,119,17,1,1.2,1,0.33476999999999996]
[null,2849,4,29,16,119,17,1,1.2,1,0.27318999999999999]
[null,2850,4,29,17,119,17,1,1.2,1,0.29611000000000004]
[null,2855,4,29,22,119,17,1,1.2,1,0.30395]
[null,2858,4,30,1,120,{"$f":"G2908+1","v":18},1,1.2,1,0.22191]
[null,2861,4,30,4,120,18,1,1.2,1,0.21325999999999998]
[null,2864,4,30,7,120,18,1,1.2,1,0.33537]
[null,2868,4,30,11,120,18,1,1.2,1,0.31380000000000002]
[null,2872,4,30,15,120,18,1,1.2,1,0.27021000000000001]
[null,2875,4,30,18,120,18,1,1.2,1,0.26236999999999999]
[null,2876,4,30,19,120,18,1,1.2,1,0.27945999999999999]
[null,2881,5,1,0,121,18,1,1.2,1,0.21055000000000001]
[null,2884,5,1,3,121,18,1,1.2,1,0.15524000000000002]
[null,2887,5,1,6,121,18,1,1.2,1,0.15696000000000002]
[null,2890,5,1,9,121,18,1,1.2,1,0.21046999999999999]
[null,2894,5,1,13,121,18,1,1.2,1,0.21009999999999998]
[null,2898,5,1,17,121,18,1,1.2,1,0.20613999999999999]
[null,2899,5,1,18,121,18,1,1.2,1,0.21077000000000001]
[null,2902,5,1,21,121,18,1,1.2,1,0.21897999999999998]
[null,2907,5,2,2,122,18,1,1.2,1,0.17973]
[null,2910,5,2,5,122,18,1,1.2,1,0.20996000000000001]
[null,2913,5,2,8,122,18,1,1.2,1,0.27982999999999997]
[null,2916,5,2,11,122,18,1,1.2,1,0.26862999999999998]
[null,2920,5,2,15,122,18,1,1.2,1,0.22444]
[null,2924,5,2,19,122,18,1,1.2,1,0.24825]
[null,2925,5,2,20,122,18,1,1.2,1,0.25206000000000001]
[null,2929,5,3,0,123,18,1,1.2,1,0.22599]
[null,2932,5,3,3,123,18,1,1.2,1,0.21315999999999999]
[null,2936,5,3,7,123,18,1,1.2,1,0.21592]
[null,2939,5,3,10,123,18,1,1.2,1,0.24331]
[null,2942,5,3,13,123,18,1,1.2,1,0.21883000000000002]
[null,2947,5,3,18,123,18,1,1.2,1,0.22450000000000001]
[null,2950,5,3,21,123,18,1,1.2,1,0.24771000000000001]
[null,2951,5,3,22,123,18,1,1.2,1,0.24630000000000002]
[null,2955,5,4,2,124,18,1,1.2,1,0.18509]
[null,2958,5,4,5,124,18,1,1.2,1,0.19599]
[null,2962,5,4,9,124,18,1,1.2,1,0.22434999999999999]
[null,2965,5,4,12,124,18,1,1.2,1,0.22547]
[null,2968,5,4,15,124,18,1,1.2,1,0.22465000000000002]
[null,2973,5,4,20,124,18,1,1.2,1,0.25577]
[null,2976,5,4,23,124,18,1,1.2,1,0.25286000000000003]
[null,2977,5,5,0,125,18,1,1.2,1,0.23338]
[null,2981,5,5,4,125,18,1,1.2,1,0.23099]
[null,2984,5,5,7,125,18,1,1.2,1,0.32897999999999999]
[null,2988,5,5,11,125,18,1,1.2,1,0.39532999999999996]
[null,2991,5,5,14,125,18,1,1.2,1,0.31092000000000003]
[null,2994,5,5,17,125,18,1,1.2,1,0.27599000000000001]
[null,2999,5,5,22,125,18,1,1.2,1,0.27450000000000002]
[null,3002,5,6,1,126,18,1,1.2,1,0.22391]
[null,3003,5,6,2,126,18,1,1.2,1,0.22016999999999998]
[null,3007,5,6,6,126,18,1,1.2,1,0.24681999999999998]
[null,3011,5,6,10,126,18,1,1.2,1,0.25286000000000003]
[null,3014,5,6,13,126,18,1,1.2,1,0.24443000000000001]
[null,3017,5,6,16,126,18,1,1.2,1,0.24167]
[null,3020,5,6,19,126,18,1,1.2,1,0.25712000000000002]
[null,3025,5,7,0,127,19,1,1.2,1,0.21906]
[null,3028,5,7,3,127,19,1,1.2,1,0.20831]
[null,3029,5,7,4,127,19,1,1.2,1,0.21361000000000002]
[null,3033,5,7,8,127,19,1,1.2,1,0.35452]
[null,3037,5,7,12,127,19,1,1.2,1,0.35154000000000002]
[null,3040,5,7,15,127,19,1,1.2,1,0.27577999999999997]
[null,3043,5,7,18,127,19,1,1.2,1,0.26242000000000004]
[null,3046,5,7,21,127,19,1,1.2,1,0.27577999999999997]
[null,3051,5,8,2,128,19,1,1.2,1,0.23444000000000001]
[null,3054,5,8,5,128,19,1,1.2,1,0.25026999999999999]
[null,3055,5,8,6,128,19,1,1.2,1,0.27362999999999998]
[null,3059,5,8,10,128,19,1,1.2,1,0.30758999999999997]
[null,3063,5,8,14,128,19,1,1.2,1,0.28989999999999999]
[null,3066,5,8,17,128,19,1,1.2,1,0.27572000000000002]
[null,3069,5,8,20,128,19,1,1.2,1,0.35528999999999999]
[null,3072,5,8,23,128,19,1,1.2,1,0.24646000000000001]
[null,3077,5,9,4,129,19,1,1.2,1,0.24077000000000001]
[null,3078,5,9,5,129,19,1,1.2,1,0.27010000000000001]
[null,3081,5,9,8,129,19,1,1.2,1,0.42093000000000003]
[null,3085,5,9,12,129,19,1,1.2,1,0.35898000000000002]
[null,3089,5,9,16,129,19,1,1.2,1,0.27756000000000003]
[null,3092,5,9,19,129,19,1,1.2,1,0.27547000000000005]
[null,3094,5,9,21,129,19,1,1.2,1,0.29987999999999998]
[null,3100,5,10,3,130,19,1,1.2,1,0.22033000000000003]
[null,3103,5,10,6,130,19,1,1.2,1,0.22009999999999999]
[null,3104,5,10,7,130,19,1,1.2,1,0.22458]
[null,3107,5,10,10,130,19,1,1.2,1,0.24481]
[null,3111,5,10,14,130,19,1,1.2,1,0.23763999999999999]
[null,3115,5,10,18,130,19,1,1.2,1,0.25368999999999997]
[null,3118,5,10,21,130,19,1,1.2,1,0.2457]
[null,3120,5,10,23,130,19,1,1.2,1,0.23100000000000001]
[null,3126,5,11,5,131,19,1,1.2,1,0.21189]
[null,3129,5,11,8,131,19,1,1.2,1,0.22981000000000001]
[null,3130,5,11,9,131,19,1,1.2,1,0.23936000000000002]
[null,3133,5,11,12,131,19,1,1.2,1,0.24690000000000001]
[null,3137,5,11,16,131,19,1,1.2,1,0.246]
[null,3141,5,11,20,131,19,1,1.2,1,0.25525999999999999]
[null,3144,5,11,23,131,19,1,1.2,1,0.23249]
[null,3146,5,12,1,132,19,1,1.2,1,0.22181999999999999]
[null,3152,5,12,7,132,19,1,1.2,1,0.37341000000000002]
[null,3155,5,12,10,132,19,1,1.2,1,0.48880000000000001]
[null,3156,5,12,11,132,19,1,1.2,1,0.45588000000000001]
[null,3159,5,12,14,132,19,1,1.2,1,0.38101999999999997]
[null,3163,5,12,18,132,19,1,1.2,1,0.31608999999999998]
[null,3167,5,12,22,132,19,1,1.2,1,0.27981]
[null,3170,5,13,1,133,19,1,1.2,1,0.23175000000000001]
[null,3172,5,13,3,133,19,1,1.2,1,0.22637000000000002]
[null,3178,5,13,9,133,{"$f":"G3228+1","v":19},1,1.2,1,0.41416000000000003]
[null,3181,5,13,12,133,19,1,1.2,1,0.35661999999999999]
[null,3182,5,13,13,133,19,1,1.2,1,0.31070999999999999]
[null,3185,5,13,16,133,19,1,1.2,1,0.27951999999999999]
[null,3190,5,13,21,133,19,1,1.2,1,0.29175999999999996]
[null,3193,5,14,0,134,20,1,1.2,1,0.22465000000000002]
[null,3196,5,14,3,134,20,1,1.2,1,0.22502]
[null,3198,5,14,5,134,20,1,1.2,1,0.25085000000000002]
[null,3204,5,14,11,134,20,1,1.2,1,0.48422999999999999]
[null,3207,5,14,14,134,20,1,1.2,1,0.35831999999999997]
[null,3208,5,14,15,134,20,1,1.2,1,0.35855000000000004]
[null,3211,5,14,18,134,20,1,1.2,1,0.28323999999999999]
[null,3216,5,14,23,134,20,1,1.2,1,0.24279000000000001]
[null,3219,5,15,2,135,20,1,1.2,1,0.22078999999999999]
[null,3222,5,15,5,135,20,1,1.2,1,0.23369999999999999]
[null,3224,5,15,7,135,20,1,1.2,1,0.36260999999999999]
[null,3230,5,15,13,135,20,1,1.2,1,0.30580000000000002]
[null,3233,5,15,16,135,20,1,1.2,1,0.25579000000000002]
[null,3234,5,15,17,135,20,1,1.2,1,0.26094000000000001]
[null,3237,5,15,20,135,20,1,1.2,1,0.29730000000000001]
[null,3242,5,16,1,136,{"$f":"G3292+1","v":20},1,1.2,1,0.19712000000000002]
[null,3245,5,16,4,136,20,1,1.2,1,0.19525999999999999]
[null,3250,5,16,9,136,20,1,1.2,1,0.31841000000000003]
[null,3253,5,16,12,136,20,1,1.2,1,0.31192000000000003]
[null,3256,5,16,15,136,20,1,1.2,1,0.25936999999999999]
[null,3257,5,16,16,136,20,1,1.2,1,0.25422]
[null,3263,5,16,22,136,20,1,1.2,1,0.26826]
[null,3264,5,16,23,136,20,1,1.2,1,0.24706]
[null,3268,5,17,3,137,20,1,1.2,1,0.20512]
[null,3271,5,17,6,137,20,1,1.2,1,0.20124]
[null,3276,5,17,11,137,20,1,1.2,1,0.22900999999999999]
[null,3279,5,17,14,137,20,1,1.2,1,0.21168999999999999]
[null,3282,5,17,17,137,20,1,1.2,1,0.21625]
[null,3283,5,17,18,137,20,1,1.2,1,0.23573]
[null,3289,5,18,0,138,20,1,1.2,1,0.20833000000000002]
[null,3290,5,18,1,{"$f":"F3484+1","v":138},20,1,1.2,1,0.19333]
[null,3294,5,18,5,138,20,1,1.2,1,0.16861999999999999]
[null,3297,5,18,8,138,20,1,1.2,1,0.2099]
[null,3302,5,18,13,138,20,1,1.2,1,0.22318000000000002]
[null,3305,5,18,16,138,20,1,1.2,1,0.22199000000000002]
[null,3308,5,18,19,138,20,1,1.2,1,0.24243999999999999]
[null,3309,5,18,20,138,20,1,1.2,1,0.25281999999999999]
[null,3315,5,19,2,139,20,1,1.2,1,0.20130999999999999]
[null,3316,5,19,3,139,20,1,1.2,1,0.20616000000000001]
[null,3320,5,19,7,139,20,1,1.2,1,0.37283999999999995]
[null,3323,5,19,10,139,20,1,1.2,1,0.35911000000000004]
[null,3328,5,19,15,139,20,1,1.2,1,0.28864000000000001]
[null,3331,5,19,18,139,20,1,1.2,1,0.34708999999999995]
[null,3334,5,19,21,139,20,1,1.2,1,0.35411000000000004]
[null,3335,5,19,22,139,20,1,1.2,1,0.28581000000000001]
[null,3341,5,20,4,140,20,1,1.2,1,0.22109000000000001]
[null,3342,5,20,5,140,20,1,1.2,1,0.23512]
[null,3346,5,20,9,140,20,1,1.2,1,0.34947]
[null,3349,5,20,12,140,20,1,1.2,1,0.29707]
[null,3354,5,20,17,{"$f":"F3548+1","v":140},20,1,1.2,1,0.31274999999999997]
[null,3357,5,20,20,140,20,1,1.2,1,0.39641999999999999]
[null,3360,5,20,23,140,20,1,1.2,1,0.26177]
[null,3361,5,21,0,141,21,1,1.2,1,0.24737000000000001]
[null,3367,5,21,6,141,21,1,1.2,1,0.30745]
[null,3369,5,21,8,141,21,1,1.2,1,0.39494000000000001]
[null,3372,5,21,11,141,21,1,1.2,1,0.39657999999999999]
[null,3375,5,21,14,141,21,1,1.2,1,0.31529000000000001]
[null,3380,5,21,19,141,21,1,1.2,1,0.35164000000000001]
[null,3383,5,21,22,141,21,1,1.2,1,0.25631999999999999]
[null,3386,5,22,1,142,21,1,1.2,1,0.17915]
[null,3387,5,22,2,142,21,1,1.2,1,0.14868999999999999]
[null,3393,5,22,8,142,21,1,1.2,1,0.29605000000000004]
[null,3395,5,22,10,142,21,1,1.2,1,0.26685999999999999]
[null,3398,5,22,13,142,21,1,1.2,1,0.23252]
[null,3401,5,22,16,142,21,1,1.2,1,0.26857999999999999]
[null,3406,5,22,21,142,21,1,1.2,1,0.33717999999999998]
[null,3409,5,23,0,143,21,1,1.2,1,0.21893000000000001]
[null,3412,5,23,3,143,21,1,1.2,1,0.18392]
[null,3415,5,23,6,143,21,1,1.2,1,0.25408999999999998]
[null,3417,5,23,8,143,21,1,1.2,1,0.38112999999999997]
[null,3421,5,23,12,143,21,1,1.2,1,0.35814000000000001]
[null,3424,5,23,15,143,21,1,1.2,1,0.27901999999999999]
[null,3428,5,23,19,143,21,1,1.2,1,0.31275999999999998]
[null,3432,5,23,23,143,21,1,1.2,1,0.22572]
[null,3435,5,24,2,144,21,1,1.2,1,0.21205000000000002]
[null,3436,5,24,3,144,21,1,1.2,1,0.20280000000000001]
[null,3441,5,24,8,144,21,1,1.2,1,0.22466999999999998]
[null,3443,5,24,10,144,21,1,1.2,1,0.22638]
[null,3447,5,24,14,144,21,1,1.2,1,0.18899000000000002]
[null,3450,5,24,17,144,21,1,1.2,1,0.20846999999999999]
[null,3454,5,24,21,144,21,1,1.2,1,0.23996999999999999]
[null,{"$f":"B3675+1","v":3458},5,25,1,145,21,1,1.2,1,0.17501]
[null,3461,5,25,4,145,21,1,1.2,1,0.11531]
[null,3462,5,25,5,145,21,1,1.2,1,0.11785]
[null,3467,5,25,10,145,21,1,1.2,1,0.22659000000000001]
[null,3469,5,25,12,145,21,1,1.2,1,0.22441999999999998]
[null,3473,5,25,16,145,21,1,1.2,1,0.21203]
[null,3476,5,25,19,145,21,1,1.2,1,0.26300999999999997]
[null,3480,5,25,23,145,21,1,1.2,1,0.22405]
[null,3484,5,26,3,146,21,1,1.2,1,0.14649999999999999]
[null,3487,5,26,6,146,21,1,1.2,1,0.27704000000000001]
[null,3488,5,26,7,146,21,1,1.2,1,0.38317000000000001]
[null,3493,5,26,12,146,21,1,1.2,1,0.70774000000000004]
[null,3495,5,26,14,146,21,1,1.2,1,0.48563999999999996]
[null,3499,5,26,18,146,21,1,1.2,1,0.3513]
[null,3502,5,26,21,146,21,1,1.2,1,0.32838999999999996]
[null,3506,5,27,1,147,21,1,1.2,1,0.19577]
[null,3510,5,27,5,147,21,1,1.2,1,0.20808000000000001]
[null,3513,5,27,8,147,21,1,1.2,1,0.35407]
[null,3514,5,27,9,147,21,1,1.2,1,0.37325000000000003]
[null,3519,5,27,14,147,21,1,1.2,1,0.32077999999999995]
[null,3521,5,27,16,147,21,1,1.2,1,0.27845999999999999]
[null,3525,5,27,20,147,21,1,1.2,1,0.25256000000000001]
[null,3528,5,27,23,147,21,1,1.2,1,0.20226]
[null,3532,5,28,3,148,22,1,1.2,1,0.11277]
[null,3536,5,28,7,148,22,1,1.2,1,0.27726000000000001]
[null,3539,5,28,10,148,22,1,1.2,1,0.31852999999999998]
[null,3540,5,28,11,148,22,1,1.2,1,0.3145]
[null,3545,5,28,16,148,22,1,1.2,1,0.27338000000000001]
[null,3548,5,28,19,148,22,1,1.2,1,0.28711000000000003]
[null,3551,5,28,22,148,22,1,1.2,1,0.25247999999999998]
[null,3554,5,29,1,149,22,1,1.2,1,0.19597000000000001]
[null,3558,5,29,5,149,22,1,1.2,1,0.17849999999999999]
[null,3562,5,29,9,149,{"$f":"G3612+1","v":22},1,1.2,1,0.23655999999999999]
[null,3565,5,29,12,149,22,1,1.2,1,0.23955000000000001]
[null,3566,5,29,13,149,22,1,1.2,1,0.23036999999999999]
[null,3571,5,29,18,149,22,1,1.2,1,0.23537]
[null,3574,5,29,21,149,22,1,1.2,1,0.26604]
[null,3577,5,30,0,150,22,1,1.2,1,0.22441999999999998]
[null,3580,5,30,3,150,22,1,1.2,1,0.20524000000000001]
[null,3585,5,30,8,150,22,1,1.2,1,0.29957]
[null,3588,5,30,11,150,22,1,1.2,1,0.29837999999999998]
[null,3591,5,30,14,150,22,1,1.2,1,0.25785000000000002]
[null,3593,5,30,16,150,22,1,1.2,1,0.25337999999999999]
[null,3596,5,30,19,150,22,1,1.2,1,0.30016999999999999]
[null,3600,5,30,23,150,22,1,1.2,1,0.2339]
[null,3603,5,31,2,151,22,1,1.2,1,0.15643000000000001]
[null,3606,5,31,5,151,22,1,1.2,1,0.15187999999999999]
[null,3611,5,31,10,151,22,1,1.2,1,0.22172999999999998]
[null,3614,5,31,13,151,22,1,1.2,1,0.21778]
[null,3615,5,31,14,151,22,1,1.2,1,0.21584]
[null,3619,5,31,18,151,22,1,1.2,1,0.21509]
[null,3622,5,31,21,151,22,1,1.2,1,0.21747999999999998]
[null,3626,6,1,1,152,{"$f":"G3676+1","v":22},1,1.2,1,0.1242]
[null,3629,6,1,4,152,22,1,1.2,1,0.12651000000000001]
[null,3632,6,1,7,152,22,1,1.2,1,0.11323]
[null,3637,6,1,12,152,22,1,1.2,1,0.22243000000000002]
[null,3640,6,1,15,152,22,1,1.2,1,0.22153]
[null,3641,6,1,16,152,22,1,1.2,1,0.22966999999999999]
[null,3645,6,1,20,152,22,1,1.2,1,0.25691000000000003]
[null,3648,6,1,23,152,22,1,1.2,1,0.23377000000000001]
[null,3652,6,2,3,153,22,1,1.2,1,0.20868999999999999]
[null,3655,6,2,6,153,22,1,1.2,1,0.28610000000000002]
[null,3658,6,2,9,153,22,1,1.2,1,0.36058999999999997]
[null,3663,6,2,14,153,22,1,1.2,1,0.29907999999999996]
[null,3666,6,2,17,153,22,1,1.2,1,0.28886000000000001]
[null,3667,6,2,18,153,22,1,1.2,1,0.30423]
[null,3671,6,2,22,153,22,1,1.2,1,0.31527999999999995]
[null,3674,6,3,1,{"$f":"F3868+1","v":154},22,1,1.2,1,0.2288]
[null,3678,6,3,5,154,22,1,1.2,1,0.22477]
[null,3681,6,3,8,154,22,1,1.2,1,0.39676]
[null,3684,6,3,11,154,22,1,1.2,1,0.39199000000000001]
[null,3689,6,3,16,154,22,1,1.2,1,0.33272000000000002]
[null,3692,6,3,19,154,22,1,1.2,1,0.36556]
[null,3693,6,3,20,154,22,1,1.2,1,0.35541]
[null,3697,6,4,0,155,23,1,1.2,1,0.23562]
[null,3700,6,4,3,155,23,1,1.2,1,0.21480000000000002]
[null,3704,6,4,7,155,23,1,1.2,1,0.35407]
[null,3707,6,4,10,155,23,1,1.2,1,0.40392]
[null,3710,6,4,13,155,23,1,1.2,1,0.34981000000000001]
[null,3715,6,4,18,155,23,1,1.2,1,0.31324000000000002]
[null,3718,6,4,21,155,23,1,1.2,1,0.27794000000000002]
[null,3719,6,4,22,155,23,1,1.2,1,0.27995999999999999]
[null,3723,6,5,2,156,23,1,1.2,1,0.19366999999999998]
[null,3727,6,5,6,156,23,1,1.2,1,0.23404]
[null,3730,6,5,9,156,23,1,1.2,1,0.29942000000000002]
[null,3732,6,5,11,156,23,1,1.2,1,0.30151]
[null,3738,6,5,17,{"$f":"F3932+1","v":156},23,1,1.2,1,0.24636000000000002]
[null,3741,6,5,20,156,23,1,1.2,1,0.27732999999999997]
[null,3744,6,5,23,156,23,1,1.2,1,0.23366999999999999]
[null,3745,6,6,0,157,23,1,1.2,1,0.21193999999999999]
[null,3749,6,6,4,157,23,1,1.2,1,0.19103999999999999]
[null,3753,6,6,8,157,23,1,1.2,1,0.26103999999999999]
[null,3756,6,6,11,157,23,1,1.2,1,0.23768]
[null,3758,6,6,13,157,23,1,1.2,1,0.22416999999999998]
[null,3764,6,6,19,157,23,1,1.2,1,0.28343000000000002]
[null,3767,6,6,22,157,23,1,1.2,1,0.24768000000000001]
[null,3770,6,7,1,158,23,1,1.2,1,0.19455]
[null,3771,6,7,2,158,23,1,1.2,1,0.18700999999999998]
[null,3775,6,7,6,158,23,1,1.2,1,0.19447]
[null,3779,6,7,10,158,23,1,1.2,1,0.21178999999999998]
[null,3782,6,7,13,158,23,1,1.2,1,0.21499000000000001]
[null,3784,6,7,15,158,23,1,1.2,1,0.20626]
[null,3790,6,7,21,158,23,1,1.2,1,0.25274999999999997]
[null,3793,6,8,0,159,23,1,1.2,1,0.21637999999999999]
[null,3794,6,8,1,159,23,1,1.2,1,0.17512]
[null,3797,6,8,4,159,23,1,1.2,1,0.12856000000000001]
[null,3801,6,8,8,159,23,1,1.2,1,0.15265999999999999]
[null,3805,6,8,12,159,23,1,1.2,1,0.19556999999999999]
[null,3808,6,8,15,159,23,1,1.2,1,0.18675999999999998]
[null,3810,6,8,17,159,23,1,1.2,1,0.18990000000000001]
[null,3816,6,8,23,159,23,1,1.2,1,0.22549]
[null,3819,6,9,2,160,23,1,1.2,1,0.17593999999999999]
[null,3820,6,9,3,160,23,1,1.2,1,0.15825999999999998]
[null,3823,6,9,6,160,23,1,1.2,1,0.21377000000000002]
[null,3827,6,9,10,160,23,1,1.2,1,0.27115]
[null,3831,6,9,14,160,23,1,1.2,1,0.24048]
[null,3834,6,9,17,160,23,1,1.2,1,0.23093]
[null,3836,6,9,19,160,23,1,1.2,1,0.25488]
[null,{"$f":"B4059+1","v":3842},6,10,1,161,23,1,1.2,1,0.13303999999999999]
[null,3845,6,10,4,161,23,1,1.2,1,0.11103]
[null,3846,6,10,5,161,23,1,1.2,1,0.14132]
[null,3849,6,10,8,161,23,1,1.2,1,0.31547000000000003]
[null,3853,6,10,12,161,23,1,1.2,1,0.30054999999999998]
[null,3857,6,10,16,161,23,1,1.2,1,0.28160000000000002]
[null,3860,6,10,19,161,23,1,1.2,1,0.32106999999999997]
[null,3862,6,10,21,161,23,1,1.2,1,0.27548]
[null,3868,6,11,3,162,24,1,1.2,1,0.19450999999999999]
[null,3871,6,11,6,162,24,1,1.2,1,0.25777999999999995]
[null,3872,6,11,7,162,24,1,1.2,1,0.33843000000000001]
[null,3875,6,11,10,162,24,1,1.2,1,0.44624000000000003]
[null,3879,6,11,14,162,24,1,1.2,1,0.32656999999999997]
[null,3883,6,11,18,162,24,1,1.2,1,0.31]
[null,3886,6,11,21,162,24,1,1.2,1,0.27038999999999996]
[null,3888,6,11,23,162,24,1,1.2,1,0.25390000000000001]
[null,3894,6,12,5,163,24,1,1.2,1,0.19943]
[null,3897,6,12,8,163,24,1,1.2,1,0.34597]
[null,3901,6,12,12,163,24,1,1.2,1,0.32038]
[null,3902,6,12,13,163,24,1,1.2,1,0.30626999999999999]
[null,{"$f":"B4123+1","v":3906},6,12,17,163,24,1,1.2,1,0.29255000000000003]
[null,3909,6,12,20,163,24,1,1.2,1,0.26300000000000001]
[null,3914,6,13,1,164,24,1,1.2,1,0.18209]
[null,3917,6,13,4,164,24,1,1.2,1,0.12129000000000001]
[null,3920,6,13,7,164,24,1,1.2,1,0.25869999999999999]
[null,3923,6,13,10,164,24,1,1.2,1,0.25325999999999999]
[null,3927,6,13,14,164,24,1,1.2,1,0.22096000000000002]
[null,3928,6,13,15,164,24,1,1.2,1,0.21662999999999999]
[null,3932,6,13,19,164,24,1,1.2,1,0.23840999999999998]
[null,3935,6,13,22,164,24,1,1.2,1,0.22894]
[null,3940,6,14,3,165,24,1,1.2,1,0.14596999999999999]
[null,3943,6,14,6,165,24,1,1.2,1,0.15440000000000001]
[null,3946,6,14,9,165,{"$f":"G3996+1","v":24},1,1.2,1,0.20937]
[null,3947,6,14,10,165,24,1,1.2,1,0.20765]
[null,3953,6,14,16,165,24,1,1.2,1,0.19124000000000002]
[null,3954,6,14,17,165,24,1,1.2,1,0.19384999999999999]
[null,3958,6,14,21,165,24,1,1.2,1,0.221]
[null,3961,6,15,0,166,24,1,1.2,1,0.19381999999999999]
[null,3966,6,15,5,166,24,1,1.2,1,0.12014]
[null,3969,6,15,8,166,24,1,1.2,1,0.18464]
[null,3972,6,15,11,166,24,1,1.2,1,0.2097]
[null,3973,6,15,12,166,24,1,1.2,1,0.20202000000000001]
[null,3979,6,15,18,166,24,1,1.2,1,0.19449]
[null,3980,6,15,19,166,24,1,1.2,1,0.21171000000000001]
[null,3984,6,15,23,166,24,1,1.2,1,0.20566999999999999]
[null,3987,6,16,2,167,24,1,1.2,1,0.17100000000000001]
[null,3992,6,16,7,167,24,1,1.2,1,0.30701999999999996]
[null,3995,6,16,10,167,24,1,1.2,1,0.50531000000000004]
[null,3998,6,16,13,167,24,1,1.2,1,0.27912999999999999]
[null,3999,6,16,14,167,24,1,1.2,1,0.25958999999999999]
[null,4005,6,16,20,167,24,1,1.2,1,0.26838999999999996]
[null,4006,6,16,21,167,24,1,1.2,1,0.25750000000000001]
[null,4010,6,17,1,168,{"$f":"G4060+1","v":24},1,1.2,1,0.20898]
[null,4013,6,17,4,168,24,1,1.2,1,0.20801]
[null,4018,6,17,9,168,24,1,1.2,1,0.4521]
[null,4021,6,17,12,168,24,1,1.2,1,0.32833999999999997]
[null,4024,6,17,15,168,24,1,1.2,1,0.29613]
[null,4025,6,17,16,168,24,1,1.2,1,0.27912999999999999]
[null,4031,6,17,22,168,24,1,1.2,1,0.30180000000000001]
[null,4032,6,17,23,168,24,1,1.2,1,0.26579000000000003]
[null,4036,6,18,3,169,25,1,1.2,1,0.19488999999999998]
[null,4039,6,18,6,169,25,1,1.2,1,0.26073000000000002]
[null,4044,6,18,11,169,25,1,1.2,1,0.32447000000000004]
[null,4047,6,18,14,169,25,1,1.2,1,0.37718000000000002]
[null,4050,6,18,17,169,25,1,1.2,1,0.24969]
[null,4051,6,18,18,169,25,1,1.2,1,0.26617000000000002]
[null,4057,6,19,0,170,25,1,1.2,1,0.22399000000000002]
[null,4058,6,19,1,{"$f":"F4252+1","v":170},25,1,1.2,1,0.20161999999999999]
[null,4062,6,19,5,170,25,1,1.2,1,0.18468999999999999]
[null,4066,6,19,9,170,25,1,1.2,1,0.23763000000000001]
[null,4070,6,19,13,170,25,1,1.2,1,0.22741999999999998]
[null,4073,6,19,16,170,25,1,1.2,1,0.21049000000000001]
[null,4076,6,19,19,170,25,1,1.2,1,0.20921999999999999]
[null,4079,6,19,22,170,25,1,1.2,1,0.18924000000000002]
[null,4081,6,20,0,171,25,1,1.2,1,0.17595]
[null,4085,6,20,4,171,25,1,1.2,1,0.12540000000000001]
[null,4088,6,20,7,171,25,1,1.2,1,0.20211999999999999]
[null,4092,6,20,11,171,25,1,1.2,1,0.22024000000000002]
[null,4096,6,20,15,171,25,1,1.2,1,0.18199000000000001]
[null,4099,6,20,18,171,25,1,1.2,1,0.19921]
[null,4102,6,20,21,171,25,1,1.2,1,0.18794999999999998]
[null,4105,6,21,0,172,25,1,1.2,1,0.18706]
[null,4107,6,21,2,172,25,1,1.2,1,0.15008000000000002]
[null,4111,6,21,6,172,25,1,1.2,1,0.14509]
[null,4114,6,21,9,172,25,1,1.2,1,0.18444999999999998]
[null,4118,6,21,13,172,25,1,1.2,1,0.15447999999999998]
[null,4122,6,21,17,{"$f":"F4316+1","v":172},25,1,1.2,1,0.15605000000000002]
[null,4125,6,21,20,172,25,1,1.2,1,0.18386000000000002]
[null,4126,6,21,21,172,25,1,1.2,1,0.18444999999999998]
[null,4131,6,22,2,173,25,1,1.2,1,0.14865]
[null,4133,6,22,4,173,25,1,1.2,1,0.11860999999999999]
[null,4137,6,22,8,173,25,1,1.2,1,0.13918]
[null,4140,6,22,11,173,25,1,1.2,1,0.18390999999999999]
[null,4144,6,22,15,173,25,1,1.2,1,0.17355000000000001]
[null,4148,6,22,19,173,25,1,1.2,1,0.19241]
[null,4151,6,22,22,173,25,1,1.2,1,0.21209]
[null,4152,6,22,23,173,25,1,1.2,1,0.20977999999999999]
[null,4157,6,23,4,174,25,1,1.2,1,0.15043999999999999]
[null,4159,6,23,6,174,25,1,1.2,1,0.22656000000000001]
[null,4163,6,23,10,174,25,1,1.2,1,0.25340000000000001]
[null,4166,6,23,13,174,25,1,1.2,1,0.26048000000000004]
[null,4170,6,23,17,174,25,1,1.2,1,0.31266000000000005]
[null,4174,6,23,21,174,25,1,1.2,1,0.28687000000000001]
[null,4177,6,24,0,175,25,1,1.2,1,0.22090000000000001]
[null,4178,6,24,1,175,25,1,1.2,1,0.21621000000000001]
[null,4183,6,24,6,175,25,1,1.2,1,0.26929000000000003]
[null,4185,6,24,8,175,25,1,1.2,1,0.35786000000000001]
[null,4189,6,24,12,175,25,1,1.2,1,0.35674]
[null,4192,6,24,15,175,25,1,1.2,1,0.29776999999999998]
[null,4196,6,24,19,175,25,1,1.2,1,0.32006000000000001]
[null,4200,6,24,23,175,25,1,1.2,1,0.26854]
[null,4203,6,25,2,176,26,1,1.2,1,0.21046999999999999]
[null,4204,6,25,3,176,26,1,1.2,1,0.20056000000000002]
[null,4209,6,25,8,176,26,1,1.2,1,0.33550999999999997]
[null,4211,6,25,10,176,26,1,1.2,1,0.33356999999999998]
[null,4215,6,25,14,176,26,1,1.2,1,0.30151]
[null,4218,6,25,17,176,26,1,1.2,1,0.30157999999999996]
[null,4222,6,25,21,176,26,1,1.2,1,0.28973000000000004]
[null,{"$f":"B4443+1","v":4226},6,26,1,177,26,1,1.2,1,0.22131000000000001]
[null,4229,6,26,4,177,26,1,1.2,1,0.20655000000000001]
[null,4231,6,26,6,177,26,1,1.2,1,0.27363999999999999]
[null,4234,6,26,9,177,26,1,1.2,1,0.32841999999999999]
[null,4238,6,26,13,177,26,1,1.2,1,0.31239999999999996]
[null,4241,6,26,16,177,26,1,1.2,1,0.31231999999999999]
[null,4244,6,26,19,177,26,1,1.2,1,0.36576999999999998]
[null,4249,6,27,0,178,26,1,1.2,1,0.24213999999999999]
[null,4252,6,27,3,178,26,1,1.2,1,0.20979]
[null,4255,6,27,6,178,26,1,1.2,1,0.26383999999999996]
[null,4257,6,27,8,178,26,1,1.2,1,0.33854000000000001]
[null,4260,6,27,11,178,26,1,1.2,1,0.32086999999999999]
[null,4264,6,27,15,178,26,1,1.2,1,0.25527]
[null,4267,6,27,18,178,26,1,1.2,1,0.30170999999999998]
[null,4270,6,27,21,178,26,1,1.2,1,0.26838999999999996]
[null,4275,6,28,2,179,26,1,1.2,1,0.21609]
[null,4278,6,28,5,179,26,1,1.2,1,0.20185]
[null,4281,6,28,8,179,26,1,1.2,1,0.23696999999999999]
[null,4283,6,28,10,179,26,1,1.2,1,0.24024999999999999]
[null,4286,6,28,13,179,26,1,1.2,1,0.22422]
[null,{"$f":"B4507+1","v":4290},6,28,17,179,26,1,1.2,1,0.23852999999999999]
[null,4293,6,28,20,179,26,1,1.2,1,0.26783999999999997]
[null,4296,6,28,23,179,26,1,1.2,1,0.25218000000000002]
[null,4301,6,29,4,180,26,1,1.2,1,0.16938]
[null,4304,6,29,7,180,26,1,1.2,1,0.18719999999999998]
[null,4305,6,29,8,180,26,1,1.2,1,0.18944]
[null,4309,6,29,12,180,26,1,1.2,1,0.23499]
[null,4312,6,29,15,180,26,1,1.2,1,0.20629]
[null,4316,6,29,19,180,26,1,1.2,1,0.24274000000000001]
[null,4319,6,29,22,180,26,1,1.2,1,0.24721000000000001]
[null,4322,6,30,1,181,26,1,1.2,1,0.20099]
[null,4327,6,30,6,181,26,1,1.2,1,0.2452]
[null,4330,6,30,9,181,{"$f":"G4380+1","v":26},1,1.2,1,0.31527999999999995]
[null,4331,6,30,10,181,26,1,1.2,1,0.30543999999999999]
[null,4335,6,30,14,181,26,1,1.2,1,0.27047000000000004]
[null,4338,6,30,17,181,26,1,1.2,1,0.25795000000000001]
[null,4342,6,30,21,181,26,1,1.2,1,0.26362000000000002]
[null,4345,7,1,0,182,26,1,1.2,1,0.21787999999999999]
[null,4348,7,1,3,182,26,1,1.2,1,0.18700999999999998]
[null,4353,7,1,8,182,26,1,1.2,1,0.30296000000000001]
[null,4356,7,1,11,182,26,1,1.2,1,0.28699999999999998]
[null,4357,7,1,12,182,26,1,1.2,1,0.26612000000000002]
[null,4361,7,1,16,182,26,1,1.2,1,0.25039]
[null,4364,7,1,19,182,26,1,1.2,1,0.31257999999999997]
[null,4368,7,1,23,182,26,1,1.2,1,0.23233999999999999]
[null,4371,7,2,2,183,27,1,1.2,1,0.19436]
[null,4374,7,2,5,183,27,1,1.2,1,0.20852000000000001]
[null,4379,7,2,10,183,27,1,1.2,1,0.29172000000000003]
[null,4382,7,2,13,183,27,1,1.2,1,0.27554000000000001]
[null,4383,7,2,14,183,27,1,1.2,1,0.26838999999999996]
[null,4387,7,2,18,183,27,1,1.2,1,0.24609999999999999]
[null,4390,7,2,21,183,27,1,1.2,1,0.24646999999999999]
[null,4394,7,3,1,184,{"$f":"G4444+1","v":27},1,1.2,1,0.19481999999999999]
[null,4396,7,3,3,184,27,1,1.2,1,0.18512999999999999]
[null,4402,7,3,9,184,27,1,1.2,1,0.23135]
[null,4405,7,3,12,184,27,1,1.2,1,0.22815000000000002]
[null,4408,7,3,15,184,27,1,1.2,1,0.22136]
[null,4409,7,3,16,184,27,1,1.2,1,0.21756]
[null,4413,7,3,20,184,27,1,1.2,1,0.29300999999999999]
[null,4417,7,4,0,185,27,1,1.2,1,0.21278999999999998]
[null,4420,7,4,3,185,27,1,1.2,1,0.18684999999999999]
[null,4422,7,4,5,185,27,1,1.2,1,0.19415000000000002]
[null,4428,7,4,11,185,27,1,1.2,1,0.27088000000000001]
[null,4431,7,4,14,185,27,1,1.2,1,0.22413]
[null,4434,7,4,17,185,27,1,1.2,1,0.25328000000000001]
[null,4435,7,4,18,185,27,1,1.2,1,0.27542]
[null,4439,7,4,22,185,27,1,1.2,1,0.23598]
[null,4443,7,5,2,186,27,1,1.2,1,0.18678]
[null,4446,7,5,5,186,27,1,1.2,1,0.17917]
[null,4448,7,5,7,186,27,1,1.2,1,0.20579]
[null,4454,7,5,13,186,27,1,1.2,1,0.18669999999999998]
[null,4457,7,5,16,186,27,1,1.2,1,0.18655000000000002]
[null,4460,7,5,19,186,27,1,1.2,1,0.24523]
[null,4461,7,5,20,186,27,1,1.2,1,0.24612999999999999]
[null,4465,7,6,0,187,27,1,1.2,1,0.1915]
[null,4469,7,6,4,187,27,1,1.2,1,0.16419999999999998]
[null,4472,7,6,7,187,27,1,1.2,1,0.16994999999999999]
[null,4474,7,6,9,187,27,1,1.2,1,0.19537000000000002]
[null,4480,7,6,15,187,27,1,1.2,1,0.18665000000000001]
[null,4483,7,6,18,187,27,1,1.2,1,0.21662999999999999]
[null,4484,7,6,19,187,27,1,1.2,1,0.22803999999999999]
[null,4487,7,6,22,187,27,1,1.2,1,0.22080000000000002]
[null,4491,7,7,2,188,27,1,1.2,1,0.18068000000000001]
[null,4495,7,7,6,188,27,1,1.2,1,0.23586000000000001]
[null,4498,7,7,9,188,27,1,1.2,1,0.27545999999999998]
[null,4500,7,7,11,188,27,1,1.2,1,0.28433999999999998]
[null,4506,7,7,17,{"$f":"F4700+1","v":188},27,1,1.2,1,0.28314]
[null,4509,7,7,20,188,27,1,1.2,1,0.29014999999999996]
[null,4510,7,7,21,188,27,1,1.2,1,0.26972000000000002]
[null,4513,7,8,0,189,27,1,1.2,1,0.20927999999999999]
[null,4517,7,8,4,189,27,1,1.2,1,0.18497]
[null,4521,7,8,8,189,27,1,1.2,1,0.25989999999999996]
[null,4524,7,8,11,189,27,1,1.2,1,0.23649000000000001]
[null,4526,7,8,13,189,27,1,1.2,1,0.22888]
[null,4532,7,8,19,189,27,1,1.2,1,0.21196000000000001]
[null,4535,7,8,22,189,27,1,1.2,1,0.20368]
[null,4536,7,8,23,189,27,1,1.2,1,0.18952000000000002]
[null,4539,7,9,2,190,28,1,1.2,1,0.16431000000000001]
[null,4543,7,9,6,190,28,1,1.2,1,0.19957]
[null,4547,7,9,10,190,28,1,1.2,1,0.22953999999999999]
[null,4552,7,9,15,190,28,1,1.2,1,0.21746000000000001]
[null,4555,7,9,18,190,28,1,1.2,1,0.21612000000000001]
[null,4558,7,9,21,190,28,1,1.2,1,0.21180000000000002]
[null,4561,7,10,0,191,28,1,1.2,1,0.18690000000000001]
[null,4565,7,10,4,191,28,1,1.2,1,0.17108999999999999]
[null,4566,7,10,5,191,28,1,1.2,1,0.19055000000000002]
[null,4569,7,10,8,191,28,1,1.2,1,0.29954000000000003]
[null,4573,7,10,12,191,28,1,1.2,1,0.25779000000000002]
[null,4578,7,10,17,191,28,1,1.2,1,0.26048000000000004]
[null,4581,7,10,20,191,28,1,1.2,1,0.25197999999999998]
[null,4584,7,10,23,191,28,1,1.2,1,0.21239]
[null,4587,7,11,2,192,28,1,1.2,1,0.17774999999999999]
[null,4591,7,11,6,192,28,1,1.2,1,0.22434999999999999]
[null,4592,7,11,7,192,28,1,1.2,1,0.27393000000000001]
[null,4596,7,11,11,192,28,1,1.2,1,0.27043]
[null,4599,7,11,14,192,28,1,1.2,1,0.22957]
[null,4604,7,11,19,192,28,1,1.2,1,0.26095999999999997]
[null,4607,7,11,22,192,28,1,1.2,1,0.26827000000000001]
[null,{"$f":"B4827+1","v":4610},7,12,1,193,28,1,1.2,1,0.19753999999999999]
[null,4613,7,12,4,193,28,1,1.2,1,0.18547]
[null,4617,7,12,8,193,28,1,1.2,1,0.23899000000000001]
[null,4618,7,12,9,193,28,1,1.2,1,0.24390999999999999]
[null,4622,7,12,13,193,28,1,1.2,1,0.20693999999999999]
[null,4625,7,12,16,193,28,1,1.2,1,0.19971]
[null,4630,7,12,21,193,28,1,1.2,1,0.26768999999999998]
[null,4633,7,13,0,194,28,1,1.2,1,0.20665]
[null,4636,7,13,3,194,28,1,1.2,1,0.16914999999999999]
[null,4639,7,13,6,194,28,1,1.2,1,0.13486000000000001]
[null,4643,7,13,10,194,28,1,1.2,1,0.19428000000000001]
[null,4644,7,13,11,194,28,1,1.2,1,0.20158000000000001]
[null,4648,7,13,15,194,28,1,1.2,1,0.19069999999999998]
[null,4651,7,13,18,194,28,1,1.2,1,0.20986000000000002]
[null,4656,7,13,23,194,28,1,1.2,1,0.20136000000000001]
[null,4659,7,14,2,195,28,1,1.2,1,0.15625999999999998]
[null,4662,7,14,5,195,28,1,1.2,1,0.17534]
[null,4663,7,14,6,195,28,1,1.2,1,0.21955000000000002]
[null,4669,7,14,12,195,28,1,1.2,1,0.23752000000000001]
[null,4670,7,14,13,195,28,1,1.2,1,0.23133000000000001]
[null,{"$f":"B4891+1","v":4674},7,14,17,195,28,1,1.2,1,0.23886000000000002]
[null,4677,7,14,20,195,28,1,1.2,1,0.2361]
[null,4682,7,15,1,196,28,1,1.2,1,0.19459000000000001]
[null,4685,7,15,4,196,28,1,1.2,1,0.18809999999999999]
[null,4688,7,15,7,196,28,1,1.2,1,0.23783000000000001]
[null,4689,7,15,8,196,28,1,1.2,1,0.26915]
[null,4695,7,15,14,196,28,1,1.2,1,0.24043999999999999]
[null,4696,7,15,15,196,28,1,1.2,1,0.24037]
[null,4700,7,15,19,196,28,1,1.2,1,0.29599000000000003]
[null,4703,7,15,22,196,28,1,1.2,1,0.28361000000000003]
[null,4708,7,16,3,197,29,1,1.2,1,0.19766]
[null,4711,7,16,6,197,29,1,1.2,1,0.25157000000000002]
[null,4714,7,16,9,197,{"$f":"G4764+1","v":29},1,1.2,1,0.29011000000000003]
[null,4717,7,16,12,197,29,1,1.2,1,0.27706000000000003]
[null,4719,7,16,14,197,29,1,1.2,1,0.28117000000000003]
[null,4722,7,16,17,197,29,1,1.2,1,0.26930999999999999]
[null,4726,7,16,21,197,29,1,1.2,1,0.29257]
[null,4730,7,17,1,198,29,1,1.2,1,0.21299000000000001]
[null,4734,7,17,5,198,29,1,1.2,1,0.22066999999999998]
[null,4737,7,17,8,198,29,1,1.2,1,0.32105]
[null,4740,7,17,11,198,29,1,1.2,1,0.30187999999999998]
[null,4743,7,17,14,198,29,1,1.2,1,0.27517999999999998]
[null,4745,7,17,16,198,29,1,1.2,1,0.26094000000000001]
[null,4748,7,17,19,198,29,1,1.2,1,0.31798999999999999]
[null,4752,7,17,23,198,29,1,1.2,1,0.24722]
[null,4756,7,18,3,199,29,1,1.2,1,0.20948]
[null,4760,7,18,7,199,29,1,1.2,1,0.31135000000000002]
[null,4763,7,18,10,199,29,1,1.2,1,0.29658000000000001]
[null,4766,7,18,13,199,29,1,1.2,1,0.25548999999999999]
[null,4769,7,18,16,199,29,1,1.2,1,0.25341000000000002]
[null,4771,7,18,18,199,29,1,1.2,1,0.30695]
[null,4775,7,18,22,199,29,1,1.2,1,0.29457]
[null,4778,7,19,1,200,{"$f":"G4828+1","v":29},1,1.2,1,0.21299999999999999]
[null,4782,7,19,5,200,29,1,1.2,1,0.19569999999999999]
[null,4786,7,19,9,200,29,1,1.2,1,0.22097999999999998]
[null,4789,7,19,12,200,29,1,1.2,1,0.20188999999999999]
[null,4792,7,19,15,200,29,1,1.2,1,0.19822999999999999]
[null,4795,7,19,18,200,29,1,1.2,1,0.24462]
[null,4797,7,19,20,200,29,1,1.2,1,0.24201]
[null,4801,7,20,0,201,29,1,1.2,1,0.19003]
[null,4804,7,20,3,201,29,1,1.2,1,0.15134]
[null,4808,7,20,7,201,29,1,1.2,1,0.15193999999999999]
[null,4812,7,20,11,201,29,1,1.2,1,0.19137000000000001]
[null,4815,7,20,14,201,29,1,1.2,1,0.18809000000000001]
[null,4818,7,20,17,201,29,1,1.2,1,0.19712000000000002]
[null,4821,7,20,20,201,29,1,1.2,1,0.22178999999999999]
[null,4823,7,20,22,201,29,1,1.2,1,0.21791999999999997]
[null,4827,7,21,2,202,29,1,1.2,1,0.17005000000000001]
[null,4830,7,21,5,202,29,1,1.2,1,0.18280000000000002]
[null,4834,7,21,9,202,29,1,1.2,1,0.22932]
[null,4838,7,21,13,202,29,1,1.2,1,0.23013999999999998]
[null,4841,7,21,16,202,29,1,1.2,1,0.22722999999999999]
[null,4842,7,21,17,202,{"$f":"G4892+1","v":29},1,1.2,1,0.22932]
[null,4847,7,21,22,202,29,1,1.2,1,0.21180000000000002]
[null,4849,7,22,0,203,29,1,1.2,1,0.20880000000000001]
[null,4853,7,22,4,203,29,1,1.2,1,0.19433]
[null,4856,7,22,7,203,29,1,1.2,1,0.23794999999999999]
[null,4860,7,22,11,203,29,1,1.2,1,0.24287]
[null,4864,7,22,15,203,29,1,1.2,1,0.23243]
[null,4867,7,22,18,203,29,1,1.2,1,0.24026]
[null,4868,7,22,19,203,29,1,1.2,1,0.23877000000000001]
[null,4873,7,23,0,204,30,1,1.2,1,0.20641999999999999]
[null,4875,7,23,2,204,30,1,1.2,1,0.19247999999999998]
[null,4879,7,23,6,204,30,1,1.2,1,0.22491999999999998]
[null,4882,7,23,9,204,30,1,1.2,1,0.24192]
[null,4887,7,23,14,204,30,1,1.2,1,0.23707]
[null,4890,7,23,17,{"$f":"F5084+1","v":204},30,1,1.2,1,0.23893999999999999]
[null,4893,7,23,20,204,30,1,1.2,1,0.23990999999999998]
[null,4895,7,23,22,204,30,1,1.2,1,0.23804]
[null,4898,7,24,1,205,30,1,1.2,1,0.19868]
[null,4901,7,24,4,205,30,1,1.2,1,0.19106999999999999]
[null,4905,7,24,8,205,30,1,1.2,1,0.24462]
[null,4908,7,24,11,205,30,1,1.2,1,0.2447]
[null,4913,7,24,16,205,30,1,1.2,1,0.23544999999999999]
[null,4916,7,24,19,205,30,1,1.2,1,0.23836000000000002]
[null,4919,7,24,22,205,30,1,1.2,1,0.23641999999999999]
[null,4921,7,25,0,206,30,1,1.2,1,0.21565999999999999]
[null,4924,7,25,3,206,30,1,1.2,1,0.19403000000000001]
[null,4927,7,25,6,206,30,1,1.2,1,0.23161000000000001]
[null,4931,7,25,10,206,30,1,1.2,1,0.26419999999999999]
[null,4934,7,25,13,206,30,1,1.2,1,0.23788000000000001]
[null,4939,7,25,18,206,30,1,1.2,1,0.28985]
[null,4942,7,25,21,206,30,1,1.2,1,0.26106999999999997]
[null,4945,7,26,0,207,30,1,1.2,1,0.23827000000000001]
[null,4947,7,26,2,207,30,1,1.2,1,0.21403]
[null,4950,7,26,5,207,30,1,1.2,1,0.20635000000000001]
[null,4954,7,26,9,{"$f":"F5148+1","v":207},30,1,1.2,1,0.24215]
[null,4957,7,26,12,207,30,1,1.2,1,0.21761000000000003]
[null,4960,7,26,15,207,30,1,1.2,1,0.21589]
[null,4965,7,26,20,207,30,1,1.2,1,0.29010000000000002]
[null,4968,7,26,23,207,30,1,1.2,1,0.24483000000000002]
[null,4971,7,27,2,208,30,1,1.2,1,0.21299999999999999]
[null,4973,7,27,4,208,30,1,1.2,1,0.20226]
[null,4976,7,27,7,208,30,1,1.2,1,0.21733000000000002]
[null,4980,7,27,11,208,30,1,1.2,1,0.23858000000000001]
[null,4983,7,27,14,208,30,1,1.2,1,0.23515]
[null,4986,7,27,17,208,30,1,1.2,1,0.23097000000000001]
[null,4991,7,27,22,208,30,1,1.2,1,0.26066]
[null,{"$f":"B5211+1","v":4994},7,28,1,209,30,1,1.2,1,0.21248]
[null,4995,7,28,2,209,30,1,1.2,1,0.20830000000000001]
[null,4999,7,28,6,209,30,1,1.2,1,0.27139999999999997]
[null,5002,7,28,9,209,30,1,1.2,1,0.30786999999999998]
[null,5006,7,28,13,209,30,1,1.2,1,0.26863999999999999]
[null,5009,7,28,16,209,30,1,1.2,1,0.25074000000000002]
[null,5012,7,28,19,209,30,1,1.2,1,0.25022]
[null,5017,7,29,0,210,30,1,1.2,1,0.22169999999999998]
[null,5020,7,29,3,210,30,1,1.2,1,0.20745]
[null,5021,7,29,4,210,30,1,1.2,1,0.20686000000000002]
[null,5025,7,29,8,210,30,1,1.2,1,0.31073000000000001]
[null,5028,7,29,11,210,30,1,1.2,1,0.30998999999999999]
[null,5032,7,29,15,210,30,1,1.2,1,0.26047000000000003]
[null,5034,7,29,17,210,{"$f":"G5084+1","v":30},1,1.2,1,0.26554]
[null,5039,7,29,22,210,30,1,1.2,1,0.24137999999999998]
[null,5043,7,30,2,211,31,1,1.2,1,0.21328]
[null,5046,7,30,5,211,31,1,1.2,1,0.21724000000000002]
[null,5047,7,30,6,211,31,1,1.2,1,0.23990999999999998]
[null,5051,7,30,10,211,31,1,1.2,1,0.27391000000000004]
[null,5054,7,30,13,211,31,1,1.2,1,0.26033999999999996]
[null,{"$f":"B5275+1","v":5058},7,30,17,211,31,1,1.2,1,0.23624999999999999]
[null,5060,7,30,19,211,31,1,1.2,1,0.25244]
[null,5066,7,31,1,212,31,1,1.2,1,0.20813999999999999]
[null,5069,7,31,4,212,31,1,1.2,1,0.19911999999999999]
[null,5072,7,31,7,212,31,1,1.2,1,0.24990000000000001]
[null,5073,7,31,8,212,31,1,1.2,1,0.25557000000000002]
[null,5077,7,31,12,212,31,1,1.2,1,0.2505]
[null,5080,7,31,15,212,31,1,1.2,1,0.23282]
[null,5084,7,31,19,212,31,1,1.2,1,0.24847999999999998]
[null,5086,7,31,21,212,31,1,1.2,1,0.25080000000000002]
[null,5092,8,1,3,213,31,1,1.2,1,0.20565]
[null,5095,8,1,6,213,31,1,1.2,1,0.23965]
[null,5098,8,1,9,213,{"$f":"G5148+1","v":31},1,1.2,1,0.24978999999999998]
[null,5099,8,1,10,213,31,1,1.2,1,0.24024999999999999]
[null,5103,8,1,14,213,31,1,1.2,1,0.22862000000000002]
[null,5106,8,1,17,213,31,1,1.2,1,0.24286000000000002]
[null,5110,8,1,21,213,31,1,1.2,1,0.24456999999999998]
[null,5112,8,1,23,213,31,1,1.2,1,0.22809000000000001]
[null,5118,8,2,5,214,31,1,1.2,1,0.20404]
[null,5121,8,2,8,214,31,1,1.2,1,0.22]
[null,5124,8,2,11,214,31,1,1.2,1,0.22253000000000001]
[null,5125,8,2,12,214,31,1,1.2,1,0.22074000000000002]
[null,5129,8,2,16,214,31,1,1.2,1,0.21715999999999999]
[null,5133,8,2,20,214,31,1,1.2,1,0.21828]
[null,5136,8,2,23,214,31,1,1.2,1,0.21672]
[null,5138,8,3,1,215,31,1,1.2,1,0.21234999999999998]
[null,5144,8,3,7,215,31,1,1.2,1,0.20959]
[null,5147,8,3,10,215,31,1,1.2,1,0.22562000000000001]
[null,5150,8,3,13,215,31,1,1.2,1,0.22272]
[null,5151,8,3,14,215,31,1,1.2,1,0.22115000000000001]
[null,5155,8,3,18,215,31,1,1.2,1,0.22324000000000002]
[null,5159,8,3,22,215,31,1,1.2,1,0.23815]
[null,5162,8,4,1,216,{"$f":"G5212+1","v":31},1,1.2,1,0.21719999999999998]
[null,5164,8,4,3,216,31,1,1.2,1,0.21428999999999998]
[null,5170,8,4,9,216,31,1,1.2,1,0.29564000000000001]
[null,5173,8,4,12,216,31,1,1.2,1,0.32269999999999999]
[null,5174,8,4,13,216,31,1,1.2,1,0.32330000000000003]
[null,5177,8,4,16,216,31,1,1.2,1,0.27312000000000003]
[null,5181,8,4,20,216,31,1,1.2,1,0.28400999999999998]
[null,5185,8,5,0,217,31,1,1.2,1,0.23543]
[null,5188,8,5,3,217,31,1,1.2,1,0.22103999999999999]
[null,5190,8,5,5,217,31,1,1.2,1,0.22878999999999999]
[null,5196,8,5,11,217,31,1,1.2,1,0.30281999999999998]
[null,5199,8,5,14,217,31,1,1.2,1,0.28523000000000004]
[null,5203,8,5,18,217,31,1,1.2,1,0.2944]
[null,5204,8,5,19,217,31,1,1.2,1,0.29768]
[null,5207,8,5,22,217,31,1,1.2,1,0.27181]
[null,5211,8,6,2,218,32,1,1.2,1,0.23185]
[null,5216,8,6,7,218,32,1,1.2,1,0.31557000000000002]
[null,5218,8,6,9,218,32,1,1.2,1,0.32689999999999997]
[null,5222,8,6,13,218,32,1,1.2,1,0.29976999999999998]
[null,5225,8,6,16,218,32,1,1.2,1,0.29835]
[null,5229,8,6,20,218,32,1,1.2,1,0.28895999999999999]
[null,5230,8,6,21,218,32,1,1.2,1,0.28552999999999995]
[null,5233,8,7,0,219,32,1,1.2,1,0.23982000000000001]
[null,5237,8,7,4,219,32,1,1.2,1,0.22991]
[null,5242,8,7,9,219,32,1,1.2,1,0.3014]
[null,5245,8,7,12,219,32,1,1.2,1,0.30334]
[null,5248,8,7,15,219,32,1,1.2,1,0.29111000000000004]
[null,5251,8,7,18,219,32,1,1.2,1,0.2923]
[null,5255,8,7,22,219,32,1,1.2,1,0.27723999999999999]
[null,5256,8,7,23,219,32,1,1.2,1,0.25488]
[null,5259,8,8,2,220,32,1,1.2,1,0.23804]
[null,5263,8,8,6,220,32,1,1.2,1,0.29798000000000002]
[null,5268,8,8,11,220,32,1,1.2,1,0.39876999999999996]
[null,5271,8,8,14,220,32,1,1.2,1,0.28776000000000002]
[null,5274,8,8,17,{"$f":"F5468+1","v":220},32,1,1.2,1,0.28717000000000004]
[null,5277,8,8,20,220,32,1,1.2,1,0.27487]
[null,5281,8,9,0,221,32,1,1.2,1,0.24734]
[null,5282,8,9,1,221,32,1,1.2,1,0.23407]
[null,5285,8,9,4,221,32,1,1.2,1,0.21878999999999998]
[null,5289,8,9,8,221,32,1,1.2,1,0.23854]
[null,5294,8,9,13,221,32,1,1.2,1,0.24495]
[null,5297,8,9,16,221,32,1,1.2,1,0.2419]
[null,5300,8,9,19,221,32,1,1.2,1,0.24428]
[null,5303,8,9,22,221,32,1,1.2,1,0.24875999999999998]
[null,5307,8,10,2,222,32,1,1.2,1,0.19755]
[null,5308,8,10,3,222,32,1,1.2,1,0.19621]
[null,5312,8,10,7,222,32,1,1.2,1,0.22058000000000003]
[null,5315,8,10,10,222,32,1,1.2,1,0.24436000000000002]
[null,5320,8,10,15,222,32,1,1.2,1,0.24309]
[null,5323,8,10,18,222,32,1,1.2,1,0.24555000000000002]
[null,5326,8,10,21,222,32,1,1.2,1,0.24302000000000001]
[null,5329,8,11,0,223,32,1,1.2,1,7.3650000000000007E-2]
[null,5333,8,11,4,223,32,1,1.2,1,0.16363]
[null,5334,8,11,5,223,32,1,1.2,1,0.20812999999999998]
[null,5338,8,11,9,{"$f":"F5532+1","v":223},32,1,1.2,1,0.26061000000000001]
[null,5341,8,11,12,223,32,1,1.2,1,0.25770999999999999]
[null,5346,8,11,17,223,32,1,1.2,1,0.25292999999999999]
[null,5349,8,11,20,223,32,1,1.2,1,0.26300000000000001]
[null,5352,8,11,23,223,32,1,1.2,1,0.23407]
[null,5353,8,12,0,224,32,1,1.2,1,0.23721]
[null,5359,8,12,6,224,32,1,1.2,1,0.25473000000000001]
[null,5360,8,12,7,224,32,1,1.2,1,0.30287999999999998]
[null,5364,8,12,11,224,32,1,1.2,1,0.26516000000000001]
[null,5368,8,12,15,224,32,1,1.2,1,0.26047000000000003]
[null,5371,8,12,18,224,32,1,1.2,1,0.26336999999999999]
[null,5375,8,12,22,224,32,1,1.2,1,0.25667000000000001]
[null,{"$f":"B5595+1","v":5378},8,13,1,225,33,1,1.2,1,0.22200999999999999]
[null,5381,8,13,4,225,33,1,1.2,1,0.22022]
[null,5383,8,13,6,225,33,1,1.2,1,0.25309999999999999]
[null,5386,8,13,9,225,33,1,1.2,1,0.29193999999999998]
[null,5390,8,13,13,225,33,1,1.2,1,0.32042000000000004]
[null,5394,8,13,17,225,33,1,1.2,1,0.33116000000000001]
[null,5397,8,13,20,225,33,1,1.2,1,0.27755000000000002]
[null,5401,8,14,0,226,33,1,1.2,1,0.23729]
[null,5404,8,14,3,226,33,1,1.2,1,0.22066999999999998]
[null,5407,8,14,6,226,33,1,1.2,1,0.25966]
[null,5409,8,14,8,226,33,1,1.2,1,0.3029]
[null,5412,8,14,11,226,33,1,1.2,1,0.29052]
[null,5416,8,14,15,226,33,1,1.2,1,0.27389999999999998]
[null,5420,8,14,19,226,33,1,1.2,1,0.30513000000000001]
[null,5424,8,14,23,226,33,1,1.2,1,0.24944]
[null,5427,8,15,2,227,33,1,1.2,1,0.22246000000000002]
[null,5430,8,15,5,227,33,1,1.2,1,0.23901]
[null,5433,8,15,8,227,33,1,1.2,1,0.29014999999999996]
[null,5435,8,15,10,227,33,1,1.2,1,0.30610000000000004]
[null,5438,8,15,13,227,33,1,1.2,1,0.28672000000000003]
[null,{"$f":"B5659+1","v":5442},8,15,17,227,33,1,1.2,1,0.25286999999999998]
[null,5446,8,15,21,227,33,1,1.2,1,0.26130000000000003]
[null,5450,8,16,1,228,33,1,1.2,1,0.22184999999999999]
[null,5453,8,16,4,228,33,1,1.2,1,0.21581]
[null,5456,8,16,7,228,33,1,1.2,1,0.23154]
[null,5459,8,16,10,228,33,1,1.2,1,0.25546999999999997]
[null,5461,8,16,12,228,33,1,1.2,1,0.24943000000000001]
[null,5465,8,16,16,228,33,1,1.2,1,0.2475]
[null,5468,8,16,19,228,33,1,1.2,1,0.24861000000000003]
[null,5472,8,16,23,228,33,1,1.2,1,0.23571999999999999]
[null,5476,8,17,3,229,33,1,1.2,1,0.20188]
[null,5479,8,17,6,229,33,1,1.2,1,0.22686000000000001]
[null,5482,8,17,9,229,{"$f":"G5532+1","v":33},1,1.2,1,0.24653999999999998]
[null,5485,8,17,12,229,33,1,1.2,1,0.25070999999999999]
[null,5487,8,17,14,229,33,1,1.2,1,0.24311000000000002]
[null,5491,8,17,18,229,33,1,1.2,1,0.24675999999999998]
[null,5494,8,17,21,229,33,1,1.2,1,0.24041999999999999]
[null,5498,8,18,1,230,33,1,1.2,1,0.21253999999999998]
[null,5502,8,18,5,230,33,1,1.2,1,0.22387000000000001]
[null,5505,8,18,8,230,33,1,1.2,1,0.27612999999999999]
[null,5508,8,18,11,230,33,1,1.2,1,0.27300000000000002]
[null,5511,8,18,14,230,33,1,1.2,1,0.26793]
[null,5513,8,18,16,230,33,1,1.2,1,0.26204]
[null,5517,8,18,20,230,33,1,1.2,1,0.25324999999999998]
[null,5520,8,18,23,230,33,1,1.2,1,0.23282]
[null,5524,8,19,3,231,33,1,1.2,1,0.21799000000000002]
[null,5528,8,19,7,231,33,1,1.2,1,0.26562999999999998]
[null,5531,8,19,10,231,33,1,1.2,1,0.27241000000000004]
[null,5533,8,19,12,231,33,1,1.2,1,0.26785999999999999]
[null,5536,8,19,15,231,33,1,1.2,1,0.26823000000000002]
[null,5539,8,19,18,231,33,1,1.2,1,0.26473000000000002]
[null,5543,8,19,22,231,33,1,1.2,1,0.25496000000000002]
[null,5546,8,20,1,232,{"$f":"G5596+1","v":34},1,1.2,1,0.21634999999999999]
[null,5550,8,20,5,232,34,1,1.2,1,0.23097000000000001]
[null,5554,8,20,9,232,34,1,1.2,1,0.29113]
[null,5557,8,20,12,232,34,1,1.2,1,0.28464]
[null,5559,8,20,14,232,34,1,1.2,1,0.27606999999999998]
[null,5562,8,20,17,232,34,1,1.2,1,0.27793000000000001]
[null,5565,8,20,20,232,34,1,1.2,1,0.29866000000000004]
[null,5569,8,21,0,233,34,1,1.2,1,0.21084]
[null,5572,8,21,3,233,34,1,1.2,1,0.21054]
[null,5576,8,21,7,233,34,1,1.2,1,0.29008999999999996]
[null,5580,8,21,11,233,34,1,1.2,1,0.27488000000000001]
[null,5583,8,21,14,233,34,1,1.2,1,0.27935000000000004]
[null,5585,8,21,16,233,34,1,1.2,1,0.27100000000000002]
[null,5588,8,21,19,233,34,1,1.2,1,0.30581999999999998]
[null,5591,8,21,22,233,34,1,1.2,1,0.2757]
[null,5595,8,22,2,234,34,1,1.2,1,0.22670999999999999]
[null,5598,8,22,5,234,34,1,1.2,1,0.25139]
[null,5603,8,22,10,234,34,1,1.2,1,0.30438999999999999]
[null,5606,8,22,13,234,34,1,1.2,1,0.28076000000000001]
[null,5609,8,22,16,234,34,1,1.2,1,0.26547999999999999]
[null,5611,8,22,18,234,34,1,1.2,1,0.26205000000000001]
[null,5614,8,22,21,234,34,1,1.2,1,0.26749000000000001]
[null,5617,8,23,0,235,34,1,1.2,1,0.22828000000000001]
[null,5621,8,23,4,235,34,1,1.2,1,0.21693999999999999]
[null,5624,8,23,7,235,34,1,1.2,1,0.23006000000000001]
[null,5629,8,23,12,235,34,1,1.2,1,0.25407000000000002]
[null,5632,8,23,15,235,34,1,1.2,1,0.25124000000000002]
[null,5635,8,23,18,235,34,1,1.2,1,0.25228]
[null,5637,8,23,20,235,34,1,1.2,1,0.25346999999999997]
[null,5640,8,23,23,235,34,1,1.2,1,0.23871000000000001]
[null,5644,8,24,3,236,34,1,1.2,1,0.21500999999999998]
[null,5647,8,24,6,236,34,1,1.2,1,0.21359]
[null,5650,8,24,9,236,34,1,1.2,1,0.24424000000000001]
[null,5655,8,24,14,236,34,1,1.2,1,0.24922999999999998]
[null,5658,8,24,17,{"$f":"F5852+1","v":236},34,1,1.2,1,0.25108999999999998]
[null,5661,8,24,20,236,34,1,1.2,1,0.26765]
[null,5663,8,24,22,236,34,1,1.2,1,0.25997000000000003]
[null,5666,8,25,1,237,34,1,1.2,1,0.21940999999999999]
[null,5670,8,25,5,237,34,1,1.2,1,0.23319999999999999]
[null,5673,8,25,8,237,34,1,1.2,1,0.28926999999999997]
[null,5676,8,25,11,237,34,1,1.2,1,0.30752999999999997]
[null,5681,8,25,16,237,34,1,1.2,1,0.29851]
[null,5684,8,25,19,237,34,1,1.2,1,0.31812000000000001]
[null,5685,8,25,20,237,34,1,1.2,1,0.31058999999999998]
[null,5689,8,26,0,238,34,1,1.2,1,0.24667]
[null,5692,8,26,3,238,34,1,1.2,1,0.23988999999999999]
[null,5696,8,26,7,238,34,1,1.2,1,0.32726]
[null,{"$f":"B5915+1","v":5698},8,26,9,238,34,1,1.2,1,0.38749]
[null,5703,8,26,14,238,34,1,1.2,1,0.3286]
[null,5707,8,26,18,238,34,1,1.2,1,0.32606000000000002]
[null,5710,8,26,21,238,34,1,1.2,1,0.30570999999999998]
[null,5711,8,26,22,238,34,1,1.2,1,0.28111000000000003]
[null,5715,8,27,2,239,35,1,1.2,1,0.22290000000000001]
[null,5718,8,27,5,239,35,1,1.2,1,0.23363999999999999]
[null,5722,8,27,9,{"$f":"F5916+1","v":239},35,1,1.2,1,0.32891000000000004]
[null,5724,8,27,11,239,35,1,1.2,1,0.30625000000000002]
[null,5729,8,27,16,239,35,1,1.2,1,0.28373000000000004]
[null,5733,8,27,20,239,35,1,1.2,1,0.31302999999999997]
[null,5736,8,27,23,239,35,1,1.2,1,0.24609]
[null,5737,8,28,0,240,35,1,1.2,1,0.22866999999999998]
[null,5741,8,28,4,240,35,1,1.2,1,0.22016999999999998]
[null,5744,8,28,7,240,35,1,1.2,1,0.30610999999999999]
[null,5748,8,28,11,240,35,1,1.2,1,0.29918]
[null,5750,8,28,13,240,35,1,1.2,1,0.28926000000000002]
[null,5755,8,28,18,240,35,1,1.2,1,0.31236999999999998]
[null,5759,8,28,22,240,35,1,1.2,1,0.27845999999999999]
[null,{"$f":"B5979+1","v":5762},8,29,1,241,35,1,1.2,1,0.22838]
[null,5763,8,29,2,241,35,1,1.2,1,0.22756000000000001]
[null,5767,8,29,6,241,35,1,1.2,1,0.25289]
[null,5770,8,29,9,241,35,1,1.2,1,0.31637999999999999]
[null,5774,8,29,13,241,35,1,1.2,1,0.29008]
[null,5776,8,29,15,241,35,1,1.2,1,0.26294999999999996]
[null,5782,8,29,21,241,35,1,1.2,1,0.26467000000000002]
[null,5785,8,30,0,242,35,1,1.2,1,0.23748]
[null,5788,8,30,3,242,35,1,1.2,1,0.23255999999999999]
[null,5789,8,30,4,242,35,1,1.2,1,0.23255999999999999]
[null,5793,8,30,8,242,35,1,1.2,1,0.25730000000000003]
[null,5796,8,30,11,242,35,1,1.2,1,0.25924000000000003]
[null,5800,8,30,15,242,35,1,1.2,1,0.25648000000000004]
[null,5802,8,30,17,242,{"$f":"G5852+1","v":35},1,1.2,1,0.25894]
[null,5808,8,30,23,242,35,1,1.2,1,0.24634999999999999]
[null,5811,8,31,2,243,35,1,1.2,1,0.23468]
[null,5814,8,31,5,243,35,1,1.2,1,0.23296]
[null,5815,8,31,6,243,35,1,1.2,1,0.23377999999999999]
[null,5819,8,31,10,243,35,1,1.2,1,0.25866]
[null,5823,8,31,14,243,35,1,1.2,1,0.25680000000000003]
[null,{"$f":"B6043+1","v":5826},8,31,17,243,35,1,1.2,1,0.25657999999999997]
[null,5828,8,31,19,243,35,1,1.2,1,0.26000999999999996]
[null,5834,9,1,1,244,35,1,1.2,1,0.23213999999999999]
[null,5837,9,1,4,244,35,1,1.2,1,0.23371]
[null,5840,9,1,7,244,35,1,1.2,1,0.30366000000000004]
[null,5841,9,1,8,244,35,1,1.2,1,0.32348000000000005]
[null,5845,9,1,12,244,35,1,1.2,1,0.30164999999999997]
[null,5849,9,1,16,244,35,1,1.2,1,0.27900000000000003]
[null,5854,9,1,21,244,35,1,1.2,1,0.27817999999999998]
[null,5856,9,1,23,244,35,1,1.2,1,0.246]
[null,5860,9,2,3,245,35,1,1.2,1,0.23882]
[null,5863,9,2,6,245,35,1,1.2,1,0.26706000000000002]
[null,5867,9,2,10,245,35,1,1.2,1,0.32397000000000004]
[null,5868,9,2,11,245,35,1,1.2,1,0.32911000000000001]
[null,5871,9,2,14,245,35,1,1.2,1,0.28963]
[null,5875,9,2,18,245,35,1,1.2,1,0.29908999999999997]
[null,5880,9,2,23,245,35,1,1.2,1,0.24843000000000001]
[null,5882,9,3,1,246,36,1,1.2,1,0.24121999999999999]
[null,5886,9,3,5,246,36,1,1.2,1,0.25523000000000001]
[null,5889,9,3,8,246,36,1,1.2,1,0.30132999999999999]
[null,5893,9,3,12,246,36,1,1.2,1,0.29291]
[null,5894,9,3,13,246,36,1,1.2,1,0.28986000000000001]
[null,5897,9,3,16,246,36,1,1.2,1,0.27711999999999998]
[null,5901,9,3,20,246,36,1,1.2,1,0.28881000000000001]
[null,5906,9,4,1,247,36,1,1.2,1,0.23174]
[null,5908,9,4,3,247,36,1,1.2,1,0.23136000000000001]
[null,5912,9,4,7,247,36,1,1.2,1,0.27842]
[null,5915,9,4,10,247,36,1,1.2,1,0.29011999999999999]
[null,5919,9,4,14,247,36,1,1.2,1,0.27448]
[null,5920,9,4,15,247,36,1,1.2,1,0.27217000000000002]
[null,5923,9,4,18,247,36,1,1.2,1,0.28192]
[null,5927,9,4,22,247,36,1,1.2,1,0.25548999999999999]
[null,5932,9,5,3,248,36,1,1.2,1,0.23845]
[null,5935,9,5,6,248,36,1,1.2,1,0.27085000000000004]
[null,5938,9,5,9,248,36,1,1.2,1,0.34435000000000004]
[null,5941,9,5,12,248,36,1,1.2,1,0.27822000000000002]
[null,5945,9,5,16,248,36,1,1.2,1,0.27405000000000002]
[null,5946,9,5,17,248,36,1,1.2,1,0.28954000000000002]
[null,5949,9,5,20,248,36,1,1.2,1,0.31724000000000002]
[null,5953,9,6,0,249,36,1,1.2,1,0.24671000000000001]
[null,5958,9,6,5,249,36,1,1.2,1,0.24001]
[null,5961,9,6,8,249,36,1,1.2,1,0.25691000000000003]
[null,5964,9,6,11,249,36,1,1.2,1,0.26748]
[null,5967,9,6,14,249,36,1,1.2,1,0.25818000000000002]
[null,5971,9,6,18,249,36,1,1.2,1,0.26741000000000004]
[null,5972,9,6,19,249,36,1,1.2,1,0.27462999999999999]
[null,5975,9,6,22,249,36,1,1.2,1,0.25572]
[null,5979,9,7,2,250,36,1,1.2,1,0.23793999999999998]
[null,5984,9,7,7,250,36,1,1.2,1,0.25059999999999999]
[null,5987,9,7,10,250,36,1,1.2,1,0.26295999999999997]
[null,5990,9,7,13,250,36,1,1.2,1,0.26050000000000001]
[null,5993,9,7,16,250,36,1,1.2,1,0.25983000000000001]
[null,5997,9,7,20,250,36,1,1.2,1,0.29542000000000002]
[null,5998,9,7,21,250,36,1,1.2,1,0.27398]
[null,6002,9,8,1,251,36,1,1.2,1,0.23072000000000001]
[null,6005,9,8,4,251,36,1,1.2,1,0.23333000000000001]
[null,6010,9,8,9,251,36,1,1.2,1,0.39145999999999997]
[null,6013,9,8,12,251,36,1,1.2,1,0.28946]
[null,6016,9,8,15,251,36,1,1.2,1,0.28208999999999995]
[null,6019,9,8,18,251,36,1,1.2,1,0.31975999999999999]
[null,6021,9,8,20,251,36,1,1.2,1,0.37983999999999996]
[null,6024,9,8,23,251,36,1,1.2,1,0.24390000000000001]
[null,6028,9,9,3,252,36,1,1.2,1,0.23086999999999999]
[null,6032,9,9,7,252,36,1,1.2,1,0.34067999999999998]
[null,6035,9,9,10,252,36,1,1.2,1,0.34805000000000003]
[null,6039,9,9,14,252,36,1,1.2,1,0.25446999999999997]
[null,6042,9,9,17,{"$f":"F6236+1","v":252},36,1,1.2,1,0.30710999999999999]
[null,6045,9,9,20,252,36,1,1.2,1,0.34917000000000004]
[null,6047,9,9,22,252,36,1,1.2,1,0.28208999999999995]
[null,6050,9,10,1,253,37,1,1.2,1,0.23472999999999999]
[null,6054,9,10,5,253,37,1,1.2,1,0.20971000000000001]
[null,6058,9,10,9,253,{"$f":"G6108+1","v":37},1,1.2,1,0.34370999999999996]
[null,6061,9,10,12,253,37,1,1.2,1,0.30448000000000003]
[null,6065,9,10,16,253,37,1,1.2,1,0.27529999999999999]
[null,6068,9,10,19,253,37,1,1.2,1,0.34423000000000004]
[null,6071,9,10,22,253,37,1,1.2,1,0.27514999999999995]
[null,6073,9,11,0,254,37,1,1.2,1,0.23887]
[null,6076,9,11,3,254,37,1,1.2,1,0.23455000000000001]
[null,6080,9,11,7,254,37,1,1.2,1,0.34211999999999998]
[null,6084,9,11,11,254,37,1,1.2,1,0.34211999999999998]
[null,6087,9,11,14,254,37,1,1.2,1,0.30557000000000001]
[null,6091,9,11,18,254,37,1,1.2,1,0.37858999999999998]
[null,6094,9,11,21,254,37,1,1.2,1,0.31739999999999996]
[null,6097,9,12,0,255,37,1,1.2,1,0.24383000000000002]
[null,6099,9,12,2,255,37,1,1.2,1,0.23921999999999999]
[null,6102,9,12,5,255,37,1,1.2,1,0.24577000000000002]
[null,6106,9,12,9,{"$f":"F6300+1","v":255},37,1,1.2,1,0.35577999999999999]
[null,6110,9,12,13,255,37,1,1.2,1,0.31938]
[null,6114,9,12,17,255,37,1,1.2,1,0.28767000000000004]
[null,6117,9,12,20,255,37,1,1.2,1,0.29957999999999996]
[null,6120,9,12,23,255,37,1,1.2,1,0.24502000000000002]
[null,6123,9,13,2,256,37,1,1.2,1,0.24487]
[null,6125,9,13,4,256,37,1,1.2,1,0.24390999999999999]
[null,6128,9,13,7,256,37,1,1.2,1,0.26124999999999998]
[null,6132,9,13,11,256,37,1,1.2,1,0.27568999999999999]
[null,6136,9,13,15,256,37,1,1.2,1,0.26177]
[null,6140,9,13,19,256,37,1,1.2,1,0.27412999999999998]
[null,6143,9,13,22,256,37,1,1.2,1,0.26139999999999997]
[null,{"$f":"B6363+1","v":6146},9,14,1,257,37,1,1.2,1,0.24339]
[null,6149,9,14,4,257,37,1,1.2,1,0.23981]
[null,6151,9,14,6,257,37,1,1.2,1,0.24196999999999999]
[null,6154,9,14,9,257,37,1,1.2,1,0.25195000000000001]
[null,6158,9,14,13,257,37,1,1.2,1,0.25052999999999997]
[null,6162,9,14,17,257,37,1,1.2,1,0.26088]
[null,6166,9,14,21,257,37,1,1.2,1,0.26719999999999999]
[null,6169,9,15,0,258,37,1,1.2,1,0.24324000000000001]
[null,6172,9,15,3,258,37,1,1.2,1,0.24048]
[null,6175,9,15,6,258,37,1,1.2,1,0.27948000000000001]
[null,6177,9,15,8,258,37,1,1.2,1,0.35667000000000004]
[null,6181,9,15,12,258,37,1,1.2,1,0.32727000000000001]
[null,6184,9,15,15,258,37,1,1.2,1,0.30092000000000002]
[null,6188,9,15,19,258,37,1,1.2,1,0.37178]
[null,6192,9,15,23,258,37,1,1.2,1,0.24725999999999998]
[null,6195,9,16,2,259,37,1,1.2,1,0.24743999999999999]
[null,6197,9,16,4,259,37,1,1.2,1,0.24990000000000001]
[null,6200,9,16,7,259,37,1,1.2,1,0.37398999999999999]
[null,6203,9,16,10,259,37,1,1.2,1,0.35700999999999999]
[null,6207,9,16,14,259,37,1,1.2,1,0.30468000000000001]
[null,{"$f":"B6427+1","v":6210},9,16,17,259,37,1,1.2,1,0.36125999999999997]
[null,6214,9,16,21,259,37,1,1.2,1,0.30662]
[null,6218,9,17,1,260,38,1,1.2,1,0.24461000000000002]
[null,6221,9,17,4,260,38,1,1.2,1,0.24893000000000001]
[null,6223,9,17,6,260,38,1,1.2,1,0.28018999999999999]
[null,6226,9,17,9,260,38,1,1.2,1,0.34212999999999999]
[null,6229,9,17,12,260,38,1,1.2,1,0.30810999999999999]
[null,6233,9,17,16,260,38,1,1.2,1,0.28875000000000001]
[null,6236,9,17,19,260,38,1,1.2,1,0.36475999999999997]
[null,6240,9,17,23,260,38,1,1.2,1,0.25704000000000005]
[null,6244,9,18,3,261,38,1,1.2,1,0.24762000000000001]
[null,6247,9,18,6,261,38,1,1.2,1,0.30545999999999995]
[null,6249,9,18,8,261,38,1,1.2,1,0.35557]
[null,6252,9,18,11,261,38,1,1.2,1,0.31812000000000001]
[null,6255,9,18,14,261,38,1,1.2,1,0.28946]
[null,6259,9,18,18,261,38,1,1.2,1,0.34931000000000001]
[null,6262,9,18,21,261,38,1,1.2,1,0.30807000000000001]
[null,6266,9,19,1,262,38,1,1.2,1,0.24743999999999999]
[null,6270,9,19,5,262,38,1,1.2,1,0.22071000000000002]
[null,6273,9,19,8,262,38,1,1.2,1,0.37427999999999995]
[null,6275,9,19,10,262,38,1,1.2,1,0.37019000000000002]
[null,6278,9,19,13,262,38,1,1.2,1,0.30854999999999999]
[null,6281,9,19,16,262,38,1,1.2,1,0.30869999999999997]
[null,6285,9,19,20,262,38,1,1.2,1,0.36446000000000001]
[null,6288,9,19,23,262,38,1,1.2,1,0.28227999999999998]
[null,6293,9,20,4,263,38,1,1.2,1,0.24843999999999999]
[null,6296,9,20,7,263,38,1,1.2,1,0.27129999999999999]
[null,6299,9,20,10,263,38,1,1.2,1,0.31157000000000001]
[null,6301,9,20,12,263,38,1,1.2,1,0.32542000000000004]
[null,6304,9,20,15,263,38,1,1.2,1,0.27122000000000002]
[null,6307,9,20,18,263,38,1,1.2,1,0.34560000000000002]
[null,6311,9,20,22,263,38,1,1.2,1,0.30114999999999997]
[null,6314,9,21,1,264,{"$f":"G6364+1","v":38},1,1.2,1,0.24156]
[null,6319,9,21,6,264,38,1,1.2,1,0.23895]
[null,6322,9,21,9,264,38,1,1.2,1,0.26262000000000002]
[null,6325,9,21,12,264,38,1,1.2,1,0.25026999999999999]
[null,6327,9,21,14,264,38,1,1.2,1,0.18587999999999999]
[null,6330,9,21,17,264,38,1,1.2,1,0.22703999999999999]
[null,6333,9,21,20,264,38,1,1.2,1,0.29038999999999998]
[null,6336,9,21,23,264,38,1,1.2,1,0.106]
[null,6341,9,22,4,265,38,1,1.2,1,8.0620000000000011E-2]
[null,6345,9,22,8,265,38,1,1.2,1,0.30452999999999997]
[null,6348,9,22,11,265,38,1,1.2,1,0.22049000000000002]
[null,6349,9,22,12,265,38,1,1.2,1,0.19615000000000002]
[null,6353,9,22,16,265,38,1,1.2,1,0.21743999999999999]
[null,6356,9,22,19,265,38,1,1.2,1,0.36386000000000002]
[null,6360,9,22,23,265,38,1,1.2,1,0.25183]
[null,6362,9,23,1,{"$f":"F6556+1","v":266},38,1,1.2,1,0.24597999999999998]
[null,6367,9,23,6,266,38,1,1.2,1,0.33024000000000003]
[null,6371,9,23,10,266,38,1,1.2,1,0.32771]
[null,6374,9,23,13,266,38,1,1.2,1,0.30127999999999999]
[null,6375,9,23,14,266,38,1,1.2,1,0.2989]
[null,6379,9,23,18,266,38,1,1.2,1,0.36879000000000001]
[null,6382,9,23,21,266,38,1,1.2,1,0.35226999999999997]
[null,6386,9,24,1,267,39,1,1.2,1,0.22531000000000001]
[null,6388,9,24,3,267,39,1,1.2,1,0.19322999999999999]
[null,6393,9,24,8,267,39,1,1.2,1,0.37172000000000005]
[null,6397,9,24,12,267,39,1,1.2,1,0.25448999999999999]
[null,6400,9,24,15,267,39,1,1.2,1,0.27539999999999998]
[null,6401,9,24,16,267,39,1,1.2,1,0.29810000000000003]
[null,6405,9,24,20,267,39,1,1.2,1,0.34708]
[null,6408,9,24,23,267,39,1,1.2,1,0.22724]
[null,6412,9,25,3,268,39,1,1.2,1,0.18868000000000001]
[null,6414,9,25,5,268,39,1,1.2,1,0.21228]
[null,6419,9,25,10,268,39,1,1.2,1,0.35919999999999996]
[null,6423,9,25,14,268,39,1,1.2,1,0.22687000000000002]
[null,6426,9,25,17,{"$f":"F6620+1","v":268},39,1,1.2,1,0.26229000000000002]
[null,6427,9,25,18,268,39,1,1.2,1,0.31239]
[null,6431,9,25,22,268,39,1,1.2,1,0.23422999999999999]
[null,6434,9,26,1,269,39,1,1.2,1,0.21264]
[null,6438,9,26,5,269,39,1,1.2,1,0.19158]
[null,6440,9,26,7,269,39,1,1.2,1,0.35055999999999998]
[null,6445,9,26,12,269,39,1,1.2,1,0.25604000000000005]
[null,6449,9,26,16,269,39,1,1.2,1,0.24026]
[null,6452,9,26,19,269,39,1,1.2,1,0.32689000000000001]
[null,6453,9,26,20,269,39,1,1.2,1,0.31981999999999999]
[null,6457,9,27,0,270,39,1,1.2,1,0.22030000000000002]
[null,6460,9,27,3,270,39,1,1.2,1,0.21337999999999999]
[null,6464,9,27,7,270,39,1,1.2,1,0.24687000000000001]
[null,{"$f":"B6683+1","v":6466},9,27,9,270,39,1,1.2,1,0.28452999999999995]
[null,6472,9,27,15,270,39,1,1.2,1,0.20906]
[null,6475,9,27,18,270,39,1,1.2,1,0.29264000000000001]
[null,6478,9,27,21,270,39,1,1.2,1,0.24797999999999998]
[null,6479,9,27,22,270,39,1,1.2,1,0.25096000000000002]
[null,6483,9,28,2,271,39,1,1.2,1,0.21606]
[null,6486,9,28,5,271,39,1,1.2,1,0.18756]
[null,6490,9,28,9,{"$f":"F6684+1","v":271},39,1,1.2,1,0.24233000000000002]
[null,6492,9,28,11,271,39,1,1.2,1,0.24442]
[null,6498,9,28,17,271,39,1,1.2,1,0.24539]
[null,6501,9,28,20,271,39,1,1.2,1,0.30187999999999998]
[null,6505,9,29,0,272,39,1,1.2,1,0.19097999999999998]
[null,6506,9,29,1,272,{"$f":"G6556+1","v":39},1,1.2,1,0.17818000000000001]
[null,6509,9,29,4,272,39,1,1.2,1,0.16828000000000001]
[null,6512,9,29,7,272,39,1,1.2,1,0.40167999999999998]
[null,6518,9,29,13,272,39,1,1.2,1,0.28527999999999998]
[null,6520,9,29,15,272,39,1,1.2,1,0.29793000000000003]
[null,6524,9,29,19,272,39,1,1.2,1,0.47067999999999999]
[null,6527,9,29,22,272,39,1,1.2,1,0.27605000000000002]
[null,6531,9,30,2,273,39,1,1.2,1,0.23482]
[null,6532,9,30,3,273,39,1,1.2,1,0.22647999999999999]
[null,6535,9,30,6,273,39,1,1.2,1,0.33112999999999998]
[null,6539,9,30,10,273,39,1,1.2,1,0.40608]
[null,6544,9,30,15,273,39,1,1.2,1,0.34467999999999999]
[null,6546,9,30,17,273,39,1,1.2,1,0.36037999999999998]
[null,6550,9,30,21,273,39,1,1.2,1,0.34020999999999996]
[null,6553,10,1,0,274,40,1,1.2,1,0.24396999999999999]
[null,6557,10,1,4,274,40,1,1.2,1,0.22618000000000002]
[null,6558,10,1,5,274,40,1,1.2,1,0.26577999999999996]
[null,6561,10,1,8,274,40,1,1.2,1,0.45311000000000001]
[null,6565,10,1,12,274,40,1,1.2,1,0.39438999999999996]
[null,6570,10,1,17,274,{"$f":"G6620+1","v":40},1,1.2,1,0.40741000000000005]
[null,6572,10,1,19,274,40,1,1.2,1,0.51690000000000003]
[null,6576,10,1,23,274,40,1,1.2,1,0.26585000000000003]
[null,6579,10,2,2,275,40,1,1.2,1,0.23594000000000001]
[null,6583,10,2,6,275,40,1,1.2,1,0.3528]
[null,6584,10,2,7,275,40,1,1.2,1,0.44642999999999999]
[null,6587,10,2,10,275,40,1,1.2,1,0.38695999999999997]
[null,6591,10,2,14,275,40,1,1.2,1,0.34445999999999999]
[null,6596,10,2,19,275,40,1,1.2,1,0.47173999999999999]
[null,6598,10,2,21,275,40,1,1.2,1,0.37639]
[null,6602,10,3,1,276,40,1,1.2,1,0.22337000000000001]
[null,6605,10,3,4,276,40,1,1.2,1,0.23288999999999999]
[null,6609,10,3,8,276,40,1,1.2,1,0.28089999999999998]
[null,6610,10,3,9,276,40,1,1.2,1,0.26400999999999997]
[null,6613,10,3,12,276,40,1,1.2,1,0.25895000000000001]
[null,6617,10,3,16,276,40,1,1.2,1,0.23288999999999999]
[null,6622,10,3,21,276,40,1,1.2,1,0.26735999999999999]
[null,6624,10,3,23,276,40,1,1.2,1,0.23549999999999999]
[null,6628,10,4,3,277,40,1,1.2,1,0.22359999999999999]
[null,6631,10,4,6,277,40,1,1.2,1,0.20157]
[null,6635,10,4,10,277,40,1,1.2,1,0.24406999999999998]
[null,6636,10,4,11,277,40,1,1.2,1,0.24406999999999998]
[null,6639,10,4,14,277,40,1,1.2,1,0.18049999999999999]
[null,6643,10,4,18,277,40,1,1.2,1,0.29707]
[null,6648,10,4,23,277,40,1,1.2,1,0.17887]
[null,6651,10,5,2,278,40,1,1.2,1,0.18156]
[null,6654,10,5,5,278,40,1,1.2,1,0.20977000000000001]
[null,6657,10,5,8,278,40,1,1.2,1,0.22986999999999999]
[null,6661,10,5,12,278,40,1,1.2,1,0.2382]
[null,6662,10,5,13,278,40,1,1.2,1,0.24111000000000002]
[null,6665,10,5,16,278,40,1,1.2,1,0.24423]
[null,6670,10,5,21,278,40,1,1.2,1,0.26671]
[null,6673,10,6,0,279,40,1,1.2,1,0.21096000000000001]
[null,6677,10,6,4,279,40,1,1.2,1,0.19197999999999998]
[null,6680,10,6,7,279,40,1,1.2,1,0.39288999999999996]
[null,6683,10,6,10,279,40,1,1.2,1,0.33832999999999996]
[null,6685,10,6,12,279,40,1,1.2,1,0.23128000000000001]
[null,6688,10,6,15,279,40,1,1.2,1,0.21840000000000001]
[null,6692,10,6,19,279,40,1,1.2,1,0.34175]
[null,6696,10,6,23,279,40,1,1.2,1,0.10295]
[null,6699,10,7,2,280,40,1,1.2,1,0.11217000000000001]
[null,6703,10,7,6,280,40,1,1.2,1,0.25040000000000001]
[null,6706,10,7,9,280,40,1,1.2,1,0.32044]
[null,6709,10,7,12,280,40,1,1.2,1,0.24875999999999998]
[null,6711,10,7,14,280,40,1,1.2,1,0.23008000000000001]
[null,6714,10,7,17,280,40,1,1.2,1,0.23588000000000001]
[null,6718,10,7,21,280,40,1,1.2,1,0.21653]
[null,{"$f":"B6939+1","v":6722},10,8,1,281,41,1,1.2,1,0.11552]
[null,6725,10,8,4,281,41,1,1.2,1,0.12326000000000001]
[null,6729,10,8,8,281,41,1,1.2,1,0.41169]
[null,6732,10,8,11,281,41,1,1.2,1,0.37179000000000001]
[null,6735,10,8,14,281,41,1,1.2,1,0.31968999999999997]
[null,6737,10,8,16,281,41,1,1.2,1,0.26342000000000004]
[null,6740,10,8,19,281,41,1,1.2,1,0.27622000000000002]
[null,6744,10,8,23,281,41,1,1.2,1,0.22977]
[null,6748,10,9,3,282,41,1,1.2,1,0.18884999999999999]
[null,6751,10,9,6,282,41,1,1.2,1,0.25591999999999998]
[null,6755,10,9,10,282,41,1,1.2,1,0.26582]
[null,6758,10,9,13,282,41,1,1.2,1,0.25442999999999999]
[null,6761,10,9,16,282,41,1,1.2,1,0.25531999999999999]
[null,6763,10,9,18,282,41,1,1.2,1,0.26983999999999997]
[null,6766,10,9,21,282,41,1,1.2,1,0.25889999999999996]
[null,6770,10,10,1,283,41,1,1.2,1,0.20163999999999999]
[null,6774,10,10,5,283,41,1,1.2,1,0.22969999999999999]
[null,6777,10,10,8,283,41,1,1.2,1,0.26244999999999996]
[null,6781,10,10,12,283,41,1,1.2,1,0.25798000000000004]
[null,6784,10,10,15,283,41,1,1.2,1,0.25255]
[null,6787,10,10,18,283,41,1,1.2,1,0.25992000000000004]
[null,6789,10,10,20,283,41,1,1.2,1,0.25819999999999999]
[null,6792,10,10,23,283,41,1,1.2,1,0.23468]
[null,6796,10,11,3,284,41,1,1.2,1,0.22716]
[null,6800,10,11,7,284,41,1,1.2,1,0.24793000000000001]
[null,6803,10,11,10,284,41,1,1.2,1,0.26921]
[null,6807,10,11,14,284,41,1,1.2,1,0.24212]
[null,6810,10,11,17,{"$f":"F7004+1","v":284},41,1,1.2,1,0.27426999999999996]
[null,6813,10,11,20,284,41,1,1.2,1,0.27426999999999996]
[null,6815,10,11,22,284,41,1,1.2,1,0.24665999999999999]
[null,6818,10,12,1,285,41,1,1.2,1,0.23044000000000001]
[null,6822,10,12,5,285,41,1,1.2,1,0.23022000000000001]
[null,6826,10,12,9,285,{"$f":"G6876+1","v":41},1,1.2,1,0.24324999999999999]
[null,6830,10,12,13,285,41,1,1.2,1,0.24421000000000001]
[null,6833,10,12,16,285,41,1,1.2,1,0.24689]
[null,6835,10,12,18,285,41,1,1.2,1,0.27697000000000005]
[null,6838,10,12,21,285,41,1,1.2,1,0.25724000000000002]
[null,6841,10,13,0,286,41,1,1.2,1,0.23104]
[null,6844,10,13,3,286,41,1,1.2,1,0.22939999999999999]
[null,6848,10,13,7,286,41,1,1.2,1,0.30480000000000002]
[null,6852,10,13,11,286,41,1,1.2,1,0.31812999999999997]
[null,6856,10,13,15,286,41,1,1.2,1,0.28076000000000001]
[null,6859,10,13,18,286,41,1,1.2,1,0.31083]
[null,6861,10,13,20,286,41,1,1.2,1,0.27524999999999999]
[null,6864,10,13,23,286,41,1,1.2,1,0.24734]
[null,6867,10,14,2,287,41,1,1.2,1,0.23125999999999999]
[null,6871,10,14,6,287,41,1,1.2,1,0.26832]
[null,6874,10,14,9,{"$f":"F7068+1","v":287},41,1,1.2,1,0.29073000000000004]
[null,6878,10,14,13,287,41,1,1.2,1,0.27242]
[null,6882,10,14,17,287,41,1,1.2,1,0.36069000000000001]
[null,6885,10,14,20,287,41,1,1.2,1,0.27085000000000004]
[null,6887,10,14,22,287,41,1,1.2,1,0.25835000000000002]
[null,6890,10,15,1,288,{"$f":"G6940+1","v":42},1,1.2,1,0.22889999999999999]
[null,6893,10,15,4,288,42,1,1.2,1,0.23083999999999999]
[null,6897,10,15,8,288,42,1,1.2,1,0.28852999999999995]
[null,6900,10,15,11,288,42,1,1.2,1,0.28145999999999999]
[null,6904,10,15,15,288,42,1,1.2,1,0.27744000000000002]
[null,6908,10,15,19,288,42,1,1.2,1,0.27900000000000003]
[null,6911,10,15,22,288,42,1,1.2,1,0.25569999999999998]
[null,6913,10,16,0,289,42,1,1.2,1,0.22736000000000001]
[null,6916,10,16,3,289,42,1,1.2,1,0.22468000000000002]
[null,6919,10,16,6,289,42,1,1.2,1,0.26033999999999996]
[null,6923,10,16,10,289,42,1,1.2,1,0.30747000000000002]
[null,6926,10,16,13,289,42,1,1.2,1,0.28469]
[null,6930,10,16,17,289,42,1,1.2,1,0.28743999999999997]
[null,6934,10,16,21,289,42,1,1.2,1,0.26637]
[null,6937,10,17,0,290,42,1,1.2,1,0.23116999999999999]
[null,6939,10,17,2,290,42,1,1.2,1,0.2273]
[null,6942,10,17,5,290,42,1,1.2,1,0.23436999999999999]
[null,6945,10,17,8,290,42,1,1.2,1,0.28029999999999999]
[null,6949,10,17,12,290,42,1,1.2,1,0.26674999999999999]
[null,6952,10,17,15,290,42,1,1.2,1,0.25901000000000002]
[null,6956,10,17,19,290,42,1,1.2,1,0.26549]
[null,6960,10,17,23,290,42,1,1.2,1,0.23749999999999999]
[null,6963,10,18,2,291,42,1,1.2,1,0.22857]
[null,6965,10,18,4,291,42,1,1.2,1,0.22805]
[null,6968,10,18,7,291,42,1,1.2,1,0.23921999999999999]
[null,6971,10,18,10,291,42,1,1.2,1,0.24852000000000002]
[null,6975,10,18,14,291,42,1,1.2,1,0.22999]
[null,{"$f":"B7195+1","v":6978},10,18,17,291,42,1,1.2,1,0.25061]
[null,6982,10,18,21,291,42,1,1.2,1,0.22783]
[null,6986,10,19,1,292,42,1,1.2,1,0.15728]
[null,6987,10,19,2,292,42,1,1.2,1,0.11170000000000001]
[null,6991,10,19,6,292,42,1,1.2,1,0.19592999999999999]
[null,6994,10,19,9,292,42,1,1.2,1,0.22140000000000001]
[null,6997,10,19,12,292,42,1,1.2,1,0.22697999999999999]
[null,7000,10,19,15,292,42,1,1.2,1,0.22072999999999998]
[null,7005,10,19,20,292,42,1,1.2,1,0.23033000000000001]
[null,7009,10,20,0,293,42,1,1.2,1,6.0920000000000002E-2]
[null,7012,10,20,3,293,42,1,1.2,1,3.5970000000000002E-2]
[null,7013,10,20,4,293,42,1,1.2,1,4.6770000000000006E-2]
[null,7017,10,20,8,293,42,1,1.2,1,0.24962000000000001]
[null,7020,10,20,11,293,42,1,1.2,1,0.24359]
[null,7023,10,20,14,293,42,1,1.2,1,0.24112999999999998]
[null,7026,10,20,17,293,42,1,1.2,1,0.25230000000000002]
[null,7031,10,20,22,293,42,1,1.2,1,0.24046000000000001]
[null,7035,10,21,2,294,42,1,1.2,1,0.20038999999999998]
[null,7038,10,21,5,294,42,1,1.2,1,0.22615000000000002]
[null,7039,10,21,6,294,42,1,1.2,1,0.25146999999999997]
[null,7043,10,21,10,294,42,1,1.2,1,0.26501999999999998]
[null,7046,10,21,13,294,42,1,1.2,1,0.24819999999999998]
[null,7050,10,21,17,294,42,1,1.2,1,0.24537]
[null,7052,10,21,19,294,42,1,1.2,1,0.24640999999999999]
[null,7057,10,22,0,295,43,1,1.2,1,0.19278999999999999]
[null,7061,10,22,4,295,43,1,1.2,1,0.19137999999999999]
[null,7064,10,22,7,295,43,1,1.2,1,0.24722]
[null,7065,10,22,8,295,43,1,1.2,1,0.24640000000000001]
[null,7069,10,22,12,295,43,1,1.2,1,0.24387]
[null,7072,10,22,15,295,43,1,1.2,1,0.24752000000000002]
[null,7076,10,22,19,295,43,1,1.2,1,0.25780000000000003]
[null,7078,10,22,21,295,43,1,1.2,1,0.23427000000000001]
[null,7083,10,23,2,296,43,1,1.2,1,0.19086]
[null,7087,10,23,6,296,43,1,1.2,1,0.23427000000000001]
[null,7090,10,23,9,296,43,1,1.2,1,0.25229000000000001]
[null,7091,10,23,10,296,43,1,1.2,1,0.25222]
[null,7095,10,23,14,296,43,1,1.2,1,0.24924000000000002]
[null,7098,10,23,17,296,43,1,1.2,1,0.25140000000000001]
[null,7102,10,23,21,296,43,1,1.2,1,0.23762]
[null,7104,10,23,23,296,43,1,1.2,1,0.20858000000000002]
[null,7109,10,24,4,297,43,1,1.2,1,0.16485]
[null,7113,10,24,8,297,43,1,1.2,1,0.23804]
[null,7116,10,24,11,297,43,1,1.2,1,0.24168999999999999]
[null,7117,10,24,12,297,43,1,1.2,1,0.23588000000000001]
[null,7121,10,24,16,297,43,1,1.2,1,0.22747000000000001]
[null,7124,10,24,19,297,43,1,1.2,1,0.23066999999999999]
[null,7128,10,24,23,297,43,1,1.2,1,0.1449]
[null,7130,10,25,1,{"$f":"F7324+1","v":298},43,1,1.2,1,7.0050000000000001E-2]
[null,7135,10,25,6,298,43,1,1.2,1,0.16563999999999998]
[null,7139,10,25,10,298,43,1,1.2,1,0.22408]
[null,7142,10,25,13,298,43,1,1.2,1,0.22550000000000001]
[null,7143,10,25,14,298,43,1,1.2,1,0.22459999999999999]
[null,7147,10,25,18,298,43,1,1.2,1,0.29205000000000003]
[null,7150,10,25,21,298,43,1,1.2,1,0.22609000000000001]
[null,7156,10,26,3,299,43,1,1.2,1,0.10847]
[null,7158,10,26,5,299,43,1,1.2,1,5.0619999999999998E-2]
[null,7162,10,26,9,299,43,1,1.2,1,0.12856999999999999]
[null,7165,10,26,12,299,43,1,1.2,1,0.16519999999999999]
[null,7169,10,26,16,299,43,1,1.2,1,0.15671000000000002]
[null,{"$f":"B7387+1","v":7170},10,26,17,299,43,1,1.2,1,0.20979]
[null,7173,10,26,20,299,43,1,1.2,1,0.22036]
[null,7176,10,26,23,299,43,1,1.2,1,4.4069999999999998E-2]
[null,7182,10,27,5,300,43,1,1.2,1,1.489E-2]
[null,7184,10,27,7,300,43,1,1.2,1,0.17152000000000001]
[null,7188,10,27,11,300,43,1,1.2,1,0.22721]
[null,7191,10,27,14,300,43,1,1.2,1,0.22750999999999999]
[null,7195,10,27,18,300,43,1,1.2,1,0.24173]
[null,7196,10,27,19,300,43,1,1.2,1,0.24121000000000001]
[null,7199,10,27,22,300,43,1,1.2,1,0.22928999999999999]
[null,7202,10,28,1,301,43,1,1.2,1,2.6429999999999999E-2]
[null,7208,10,28,7,301,43,1,1.2,1,0.21803999999999998]
[null,7210,10,28,9,301,{"$f":"G7260+1","v":43},1,1.2,1,0.23561000000000001]
[null,7214,10,28,13,301,43,1,1.2,1,0.22928000000000001]
[null,7217,10,28,16,301,43,1,1.2,1,0.23225999999999999]
[null,7221,10,28,20,301,43,1,1.2,1,0.23501]
[null,7222,10,28,21,301,43,1,1.2,1,0.22816]
[null,7225,10,29,0,302,44,1,1.2,1,3.6400000000000002E-2]
[null,7229,10,29,4,302,44,1,1.2,1,3.3570000000000003E-2]
[null,{"$f":"B7451+1","v":7234},10,29,9,302,44,1,1.2,1,0.24296000000000001]
[null,7236,10,29,11,302,44,1,1.2,1,0.34702]
[null,7240,10,29,15,302,44,1,1.2,1,0.24556]
[null,7243,10,29,18,302,44,1,1.2,1,0.37329000000000001]
[null,7247,10,29,22,302,44,1,1.2,1,0.23335]
[null,7248,10,29,23,302,44,1,1.2,1,0.22725000000000001]
[null,7251,10,30,2,303,44,1,1.2,1,0.13063999999999998]
[null,7255,10,30,6,303,44,1,1.2,1,0.21990000000000001]
[null,7260,10,30,11,303,44,1,1.2,1,0.34667000000000003]
[null,7262,10,30,13,303,44,1,1.2,1,0.33766000000000002]
[null,7266,10,30,17,303,44,1,1.2,1,0.24334]
[null,7269,10,30,20,303,44,1,1.2,1,0.34673999999999999]
[null,7273,10,31,0,304,44,1,1.2,1,0.22056999999999999]
[null,7274,10,31,1,304,{"$f":"G7324+1","v":44},1,1.2,1,0.21453999999999998]
[null,7277,10,31,4,304,44,1,1.2,1,0.19369]
[null,7281,10,31,8,304,44,1,1.2,1,0.24215]
[null,7286,10,31,13,304,44,1,1.2,1,0.23977000000000001]
[null,7288,10,31,15,304,44,1,1.2,1,0.23709]
[null,7292,10,31,19,304,44,1,1.2,1,0.36669000000000002]
[null,7295,10,31,22,304,44,1,1.2,1,0.22875000000000001]
[null,7299,11,1,2,305,44,1,1.2,1,0.14641999999999999]
[null,7300,11,1,3,305,44,1,1.2,1,0.12841]
[null,7303,11,1,6,305,44,1,1.2,1,0.10064000000000001]
[null,7307,11,1,10,305,44,1,1.2,1,0.19353999999999999]
[null,7312,11,1,15,305,44,1,1.2,1,0.15111000000000002]
[null,7314,11,1,17,305,44,1,1.2,1,0.21371999999999999]
[null,7318,11,1,21,305,44,1,1.2,1,0.16340000000000002]
[null,7321,11,2,0,306,44,1,1.2,1,0.12893000000000002]
[null,7323,11,2,2,306,44,1,1.2,1,0.10659]
[null,7326,11,2,5,306,44,1,1.2,1,8.4629999999999997E-2]
[null,7329,11,2,8,306,44,1,1.2,1,0.10085]
[null,7334,11,2,13,306,44,1,1.2,1,0.20967]
[null,7337,11,2,16,306,44,1,1.2,1,0.11477]
[null,7341,11,2,20,306,44,1,1.2,1,0.21897999999999998]
[null,7344,11,2,23,306,44,1,1.2,1,0.11126999999999999]
[null,7347,11,3,2,307,44,1,1.2,1,3.4459999999999998E-2]
[null,7349,11,3,4,307,44,1,1.2,1,1.451E-2]
[null,7352,11,3,7,307,44,1,1.2,1,0.21562999999999999]
[null,7355,11,3,10,307,44,1,1.2,1,0.22746]
[null,7360,11,3,15,307,44,1,1.2,1,0.23163]
[null,7363,11,3,18,307,44,1,1.2,1,0.23885000000000001]
[null,7367,11,3,22,307,44,1,1.2,1,0.18644999999999998]
[null,7370,11,4,1,308,44,1,1.2,1,4.8379999999999999E-2]
[null,7373,11,4,4,308,44,1,1.2,1,7.3020000000000002E-2]
[null,7375,11,4,6,308,44,1,1.2,1,0.13963999999999999]
[null,7378,11,4,9,308,44,1,1.2,1,0.23604]
[null,7381,11,4,12,308,44,1,1.2,1,0.23291000000000001]
[null,7386,11,4,17,{"$f":"F7580+1","v":308},44,1,1.2,1,0.24102000000000001]
[null,7389,11,4,20,308,44,1,1.2,1,0.32744000000000001]
[null,7393,11,5,0,309,45,1,1.2,1,0.20984]
[null,7396,11,5,3,309,45,1,1.2,1,0.19396000000000002]
[null,7399,11,5,6,309,45,1,1.2,1,0.22416999999999998]
[null,7401,11,5,8,309,45,1,1.2,1,0.24612999999999999]
[null,7404,11,5,11,309,45,1,1.2,1,0.23965]
[null,7408,11,5,15,309,45,1,1.2,1,0.23816999999999999]
[null,7412,11,5,19,309,45,1,1.2,1,0.23727000000000001]
[null,7415,11,5,22,309,45,1,1.2,1,0.22878999999999999]
[null,7419,11,6,2,310,45,1,1.2,1,0.17838999999999999]
[null,7422,11,6,5,310,45,1,1.2,1,0.21434]
[null,7425,11,6,8,310,45,1,1.2,1,0.24284999999999998]
[null,7427,11,6,10,310,45,1,1.2,1,0.24746000000000001]
[null,7430,11,6,13,310,45,1,1.2,1,0.25185000000000002]
[null,7434,11,6,17,310,45,1,1.2,1,0.26695999999999998]
[null,7438,11,6,21,310,45,1,1.2,1,0.30454000000000003]
[null,7441,11,7,0,311,45,1,1.2,1,0.22691999999999998]
[null,7445,11,7,4,311,45,1,1.2,1,0.19277]
[null,7448,11,7,7,311,45,1,1.2,1,0.23711000000000002]
[null,7451,11,7,10,311,45,1,1.2,1,0.25548999999999999]
[null,7453,11,7,12,311,45,1,1.2,1,0.24753]
[null,7456,11,7,15,311,45,1,1.2,1,0.23808000000000001]
[null,7460,11,7,19,311,45,1,1.2,1,0.24165]
[null,7464,11,7,23,311,45,1,1.2,1,0.22186]
[null,7467,11,8,2,312,45,1,1.2,1,0.17590999999999998]
[null,7471,11,8,6,312,45,1,1.2,1,0.17427999999999999]
[null,7474,11,8,9,312,45,1,1.2,1,0.20990999999999999]
[null,7477,11,8,12,312,45,1,1.2,1,0.21659999999999999]
[null,7479,11,8,14,312,45,1,1.2,1,0.20931]
[null,7482,11,8,17,312,45,1,1.2,1,0.23787]
[null,7486,11,8,21,312,45,1,1.2,1,0.223]
[null,{"$f":"B7707+1","v":7490},11,9,1,313,45,1,1.2,1,0.17746000000000001]
[null,7493,11,9,4,313,45,1,1.2,1,0.15662999999999999]
[null,7497,11,9,8,313,45,1,1.2,1,0.16919999999999999]
[null,7499,11,9,10,313,45,1,1.2,1,0.17938999999999999]
[null,7502,11,9,13,313,45,1,1.2,1,0.18875999999999998]
[null,7505,11,9,16,313,45,1,1.2,1,0.19939999999999999]
[null,7508,11,9,19,313,45,1,1.2,1,0.23480000000000001]
[null,7512,11,9,23,313,45,1,1.2,1,0.21353]
[null,7516,11,10,3,314,45,1,1.2,1,0.18043000000000001]
[null,7520,11,10,7,314,45,1,1.2,1,0.23748]
[null,7523,11,10,10,314,45,1,1.2,1,0.24231]
[null,7525,11,10,12,314,45,1,1.2,1,0.23918999999999999]
[null,7528,11,10,15,314,45,1,1.2,1,0.25175999999999998]
[null,7531,11,10,18,314,45,1,1.2,1,0.25183]
[null,7534,11,10,21,314,45,1,1.2,1,0.23056000000000001]
[null,7538,11,11,1,315,45,1,1.2,1,0.19313999999999998]
[null,7542,11,11,5,315,45,1,1.2,1,0.18919999999999998]
[null,7546,11,11,9,315,45,1,1.2,1,0.25041000000000002]
[null,7549,11,11,12,315,45,1,1.2,1,0.24706]
[null,7551,11,11,14,315,45,1,1.2,1,0.24281999999999998]
[null,{"$f":"B7771+1","v":7554},11,11,17,315,45,1,1.2,1,0.25272]
[null,7557,11,11,20,315,45,1,1.2,1,0.24186000000000002]
[null,7560,11,11,23,315,45,1,1.2,1,0.22133]
[null,7564,11,12,3,316,46,1,1.2,1,0.17662]
[null,7568,11,12,7,316,46,1,1.2,1,0.23255999999999999]
[null,7572,11,12,11,316,46,1,1.2,1,0.24633000000000002]
[null,7575,11,12,14,316,46,1,1.2,1,0.24215999999999999]
[null,7577,11,12,16,316,46,1,1.2,1,0.24424000000000001]
[null,7580,11,12,19,316,46,1,1.2,1,0.24722]
[null,7583,11,12,22,316,46,1,1.2,1,0.23449999999999999]
[null,7587,11,13,2,317,46,1,1.2,1,0.20916999999999999]
[null,7590,11,13,5,317,46,1,1.2,1,0.19756000000000001]
[null,7594,11,13,9,317,{"$f":"G7644+1","v":46},1,1.2,1,0.40106999999999998]
[null,7598,11,13,13,317,46,1,1.2,1,0.3841]
[null,7601,11,13,16,317,46,1,1.2,1,0.3498]
[null,7603,11,13,18,317,46,1,1.2,1,0.43164999999999998]
[null,7606,11,13,21,317,46,1,1.2,1,0.34310000000000002]
[null,7609,11,14,0,318,46,1,1.2,1,0.22211]
[null,7613,11,14,4,318,46,1,1.2,1,0.19325999999999999]
[null,7616,11,14,7,318,46,1,1.2,1,0.24318999999999999]
[null,7620,11,14,11,318,46,1,1.2,1,0.25235000000000002]
[null,7624,11,14,15,318,46,1,1.2,1,0.24498]
[null,7627,11,14,18,318,46,1,1.2,1,0.24811000000000002]
[null,7629,11,14,20,318,46,1,1.2,1,0.23858000000000001]
[null,7632,11,14,23,318,46,1,1.2,1,0.22243000000000002]
[null,7635,11,15,2,319,46,1,1.2,1,0.19366]
[null,7638,11,15,5,319,46,1,1.2,1,0.18525]
[null,7643,11,15,10,319,46,1,1.2,1,0.22968]
[null,7646,11,15,13,319,46,1,1.2,1,0.22946]
[null,7650,11,15,17,319,46,1,1.2,1,0.23815999999999998]
[null,7651,11,15,18,319,46,1,1.2,1,0.24010000000000001]
[null,7655,11,15,22,319,46,1,1.2,1,0.22572999999999999]
[null,7658,11,16,1,320,{"$f":"G7708+1","v":46},1,1.2,1,0.19836000000000001]
[null,7661,11,16,4,320,46,1,1.2,1,0.17505999999999999]
[null,7664,11,16,7,320,46,1,1.2,1,0.18853]
[null,7669,11,16,12,320,46,1,1.2,1,0.22700999999999999]
[null,7672,11,16,15,320,46,1,1.2,1,0.21362]
[null,7676,11,16,19,320,46,1,1.2,1,0.23824999999999999]
[null,7677,11,16,20,320,46,1,1.2,1,0.23222000000000001]
[null,7681,11,17,0,321,46,1,1.2,1,0.20862999999999998]
[null,7684,11,17,3,321,46,1,1.2,1,0.18287999999999999]
[null,7687,11,17,6,321,46,1,1.2,1,0.21592]
[null,7690,11,17,9,321,46,1,1.2,1,0.24592]
[null,7695,11,17,14,321,46,1,1.2,1,0.25240000000000001]
[null,7699,11,17,18,321,46,1,1.2,1,0.44257000000000002]
[null,7702,11,17,21,321,46,1,1.2,1,0.23683999999999999]
[null,7703,11,17,22,321,46,1,1.2,1,0.23222000000000001]
[null,7707,11,18,2,322,46,1,1.2,1,0.21740000000000001]
[null,7710,11,18,5,322,46,1,1.2,1,0.20912999999999998]
[null,7713,11,18,8,322,46,1,1.2,1,0.24872999999999998]
[null,7716,11,18,11,322,46,1,1.2,1,0.24865000000000001]
[null,7721,11,18,16,322,46,1,1.2,1,0.24894999999999998]
[null,7725,11,18,20,322,46,1,1.2,1,0.27030999999999999]
[null,7728,11,18,23,322,46,1,1.2,1,0.23116]
[null,7729,11,19,0,323,47,1,1.2,1,0.22700000000000001]
[null,7733,11,19,4,323,47,1,1.2,1,0.21242]
[null,7736,11,19,7,323,47,1,1.2,1,0.24636000000000002]
[null,7739,11,19,10,323,47,1,1.2,1,0.44657999999999998]
[null,7742,11,19,13,323,47,1,1.2,1,0.40497000000000005]
[null,7747,11,19,18,323,47,1,1.2,1,0.44925999999999999]
[null,7751,11,19,22,323,47,1,1.2,1,0.35176000000000002]
[null,7754,11,20,1,324,47,1,1.2,1,0.24963999999999997]
[null,7755,11,20,2,324,47,1,1.2,1,0.23371]
[null,7759,11,20,6,324,47,1,1.2,1,0.24086000000000002]
[null,7762,11,20,9,324,47,1,1.2,1,0.43266000000000004]
[null,7766,11,20,13,324,47,1,1.2,1,0.35808000000000001]
[null,7768,11,20,15,324,47,1,1.2,1,0.37192999999999998]
[null,7773,11,20,20,324,47,1,1.2,1,0.43422000000000005]
[null,7777,11,21,0,325,47,1,1.2,1,0.24502000000000002]
[null,7780,11,21,3,325,47,1,1.2,1,0.22939999999999999]
[null,7781,11,21,4,325,47,1,1.2,1,0.22553000000000001]
[null,7785,11,21,8,325,47,1,1.2,1,0.3901]
[null,7788,11,21,11,325,47,1,1.2,1,0.40476999999999996]
[null,7792,11,21,15,325,47,1,1.2,1,0.33777999999999997]
[null,7794,11,21,17,325,47,1,1.2,1,0.38742000000000004]
[null,7799,11,21,22,325,47,1,1.2,1,0.25224999999999997]
[null,7803,11,22,2,326,47,1,1.2,1,0.23211000000000001]
[null,7807,11,22,6,326,47,1,1.2,1,0.22867999999999999]
[null,7808,11,22,7,326,47,1,1.2,1,0.23486000000000001]
[null,7811,11,22,10,326,47,1,1.2,1,0.24528]
[null,7814,11,22,13,326,47,1,1.2,1,0.24483000000000002]
[null,7820,11,22,19,326,47,1,1.2,1,0.25428000000000001]
[null,7822,11,22,21,326,47,1,1.2,1,0.24334]
[null,7825,11,23,0,327,47,1,1.2,1,0.22928000000000001]
[null,7829,11,23,4,327,47,1,1.2,1,0.20921000000000001]
[null,7833,11,23,8,327,47,1,1.2,1,0.22246000000000002]
[null,7834,11,23,9,{"$f":"F8028+1","v":327},47,1,1.2,1,0.22283]
[null,7837,11,23,12,327,47,1,1.2,1,0.23071]
[null,7840,11,23,15,327,47,1,1.2,1,0.23003999999999999]
[null,7846,11,23,21,327,47,1,1.2,1,0.2293]
[null,7848,11,23,23,327,47,1,1.2,1,0.21643000000000001]
[null,7851,11,24,2,328,47,1,1.2,1,0.10848000000000001]
[null,7855,11,24,6,328,47,1,1.2,1,0.19418000000000002]
[null,7859,11,24,10,328,47,1,1.2,1,0.24506999999999998]
[null,7860,11,24,11,328,47,1,1.2,1,0.24671000000000001]
[null,7863,11,24,14,328,47,1,1.2,1,0.24678]
[null,7866,11,24,17,328,47,1,1.2,1,0.25296000000000002]
[null,7872,11,24,23,328,47,1,1.2,1,0.23272000000000001]
[null,{"$f":"B8091+1","v":7874},11,25,1,329,47,1,1.2,1,0.22386]
[null,7878,11,25,5,329,47,1,1.2,1,0.22111]
[null,7881,11,25,8,329,47,1,1.2,1,0.41863]
[null,7885,11,25,12,329,47,1,1.2,1,0.4042]
[null,7886,11,25,13,329,47,1,1.2,1,0.39438000000000001]
[null,7889,11,25,16,329,47,1,1.2,1,0.42622000000000004]
[null,7892,11,25,19,329,47,1,1.2,1,0.50612000000000001]
[null,7898,11,26,1,{"$f":"F8092+1","v":330},48,1,1.2,1,0.23180000000000001]
[null,7900,11,26,3,330,48,1,1.2,1,0.22302000000000002]
[null,7904,11,26,7,330,48,1,1.2,1,0.28269]
[null,7907,11,26,10,330,48,1,1.2,1,0.37998999999999999]
[null,7911,11,26,14,330,48,1,1.2,1,0.29793999999999998]
[null,7912,11,26,15,330,48,1,1.2,1,0.34673999999999999]
[null,7915,11,26,18,330,48,1,1.2,1,0.42641000000000001]
[null,7919,11,26,22,330,48,1,1.2,1,0.24600999999999998]
[null,7924,11,27,3,331,48,1,1.2,1,0.22094]
[null,7926,11,27,5,331,48,1,1.2,1,0.22459000000000001]
[null,7930,11,27,9,331,48,1,1.2,1,0.28849000000000002]
[null,7933,11,27,12,331,48,1,1.2,1,0.27071000000000001]
[null,7937,11,27,16,331,48,1,1.2,1,0.30782999999999999]
[null,{"$f":"B8155+1","v":7938},11,27,17,331,48,1,1.2,1,0.36013000000000001]
[null,7941,11,27,20,331,48,1,1.2,1,0.26662000000000002]
[null,7945,11,28,0,332,48,1,1.2,1,0.22867999999999999]
[null,7950,11,28,5,332,48,1,1.2,1,0.22391999999999998]
[null,7952,11,28,7,332,48,1,1.2,1,0.24199999999999999]
[null,7956,11,28,11,332,48,1,1.2,1,0.25673000000000001]
[null,7959,11,28,14,332,48,1,1.2,1,0.25152000000000002]
[null,7963,11,28,18,332,48,1,1.2,1,0.25777]
[null,7964,11,28,19,332,48,1,1.2,1,0.25352999999999998]
[null,7967,11,28,22,332,48,1,1.2,1,0.23693999999999998]
[null,7972,11,29,3,333,48,1,1.2,1,0.22374000000000002]
[null,7975,11,29,6,333,48,1,1.2,1,0.22575000000000001]
[null,7978,11,29,9,333,{"$f":"G8028+1","v":48},1,1.2,1,0.23721]
[null,7982,11,29,13,333,48,1,1.2,1,0.24331]
[null,7985,11,29,16,333,48,1,1.2,1,0.24643000000000001]
[null,7987,11,29,18,333,48,1,1.2,1,0.25544]
[null,7990,11,29,21,333,48,1,1.2,1,0.24040999999999998]
[null,7993,11,30,0,334,48,1,1.2,1,0.23371]
[null,7998,11,30,5,334,48,1,1.2,1,0.22515000000000002]
[null,8001,11,30,8,334,48,1,1.2,1,0.23169999999999999]
[null,8004,11,30,11,334,48,1,1.2,1,0.2445]
[null,8008,11,30,15,334,48,1,1.2,1,0.24212]
[null,8011,11,30,18,334,48,1,1.2,1,0.25468999999999997]
[null,8013,11,30,20,334,48,1,1.2,1,0.25]
[null,8016,11,30,23,334,48,1,1.2,1,0.24002999999999999]
[null,8019,12,1,2,335,48,1,1.2,1,0.22240000000000001]
[null,8024,12,1,7,335,48,1,1.2,1,0.24374999999999999]
[null,8027,12,1,10,335,48,1,1.2,1,0.25916]
[null,8030,12,1,13,335,48,1,1.2,1,0.25431999999999999]
[null,8034,12,1,17,335,48,1,1.2,1,0.26950000000000002]
[null,8037,12,1,20,335,48,1,1.2,1,0.25453999999999999]
[null,8039,12,1,22,335,48,1,1.2,1,0.24509]
[null,8042,12,2,1,336,{"$f":"G8092+1","v":48},1,1.2,1,0.23108999999999999]
[null,8045,12,2,4,336,48,1,1.2,1,0.22200999999999999]
[null,8050,12,2,9,336,48,1,1.2,1,0.47927999999999998]
[null,8053,12,2,12,336,48,1,1.2,1,0.47139999999999999]
[null,8057,12,2,16,336,48,1,1.2,1,0.42377999999999999]
[null,8060,12,2,19,336,48,1,1.2,1,0.50732999999999995]
[null,8063,12,2,22,336,48,1,1.2,1,0.35757]
[null,8065,12,3,0,337,49,1,1.2,1,0.26427]
[null,8068,12,3,3,337,49,1,1.2,1,0.23793999999999998]
[null,8071,12,3,6,337,49,1,1.2,1,0.26100000000000001]
[null,8076,12,3,11,337,49,1,1.2,1,0.48025999999999996]
[null,8079,12,3,14,337,49,1,1.2,1,0.48079]
[null,8083,12,3,18,337,49,1,1.2,1,0.61657000000000006]
[null,8086,12,3,21,337,49,1,1.2,1,0.43867]
[null,8089,12,4,0,338,49,1,1.2,1,0.23652000000000001]
[null,8091,12,4,2,338,49,1,1.2,1,0.23168]
[null,8094,12,4,5,338,49,1,1.2,1,0.23347000000000001]
[null,8098,12,4,9,338,49,1,1.2,1,0.47616000000000003]
[null,8102,12,4,13,338,49,1,1.2,1,0.49097000000000002]
[null,8105,12,4,16,338,49,1,1.2,1,0.47802]
[null,8109,12,4,20,338,49,1,1.2,1,0.37698000000000004]
[null,8112,12,4,23,338,49,1,1.2,1,0.24916999999999997]
[null,8115,12,5,2,339,49,1,1.2,1,0.23057]
[null,8117,12,5,4,339,49,1,1.2,1,0.22856000000000001]
[null,8120,12,5,7,339,49,1,1.2,1,0.35697000000000001]
[null,8124,12,5,11,339,49,1,1.2,1,0.38918999999999998]
[null,8128,12,5,15,339,49,1,1.2,1,0.25363000000000002]
[null,8131,12,5,18,339,49,1,1.2,1,0.32877000000000001]
[null,8135,12,5,22,339,49,1,1.2,1,0.24112999999999998]
[null,8137,12,6,0,340,49,1,1.2,1,0.23413999999999999]
[null,8142,12,6,5,340,49,1,1.2,1,0.22950999999999999]
[null,8143,12,6,6,340,49,1,1.2,1,0.23085]
[null,8146,12,6,9,340,49,1,1.2,1,0.23598]
[null,8150,12,6,13,340,49,1,1.2,1,0.26112999999999997]
[null,8154,12,6,17,{"$f":"F8348+1","v":340},49,1,1.2,1,0.36043999999999998]
[null,8157,12,6,20,340,49,1,1.2,1,0.26186999999999999]
[null,8161,12,7,0,341,49,1,1.2,1,0.22928999999999999]
[null,8163,12,7,2,341,49,1,1.2,1,0.21981999999999999]
[null,8166,12,7,5,341,49,1,1.2,1,0.21156]
[null,8169,12,7,8,341,49,1,1.2,1,0.22219999999999998]
[null,8172,12,7,11,341,49,1,1.2,1,0.23216999999999999]
[null,8176,12,7,15,341,49,1,1.2,1,0.23016]
[null,8180,12,7,19,341,49,1,1.2,1,0.23901]
[null,8183,12,7,22,341,49,1,1.2,1,0.22934000000000002]
[null,8187,12,8,2,342,49,1,1.2,1,0.15808000000000003]
[null,8189,12,8,4,342,49,1,1.2,1,0.16253999999999999]
[null,8192,12,8,7,342,49,1,1.2,1,0.23738000000000001]
[null,8195,12,8,10,342,49,1,1.2,1,0.24659999999999999]
[null,8198,12,8,13,342,49,1,1.2,1,0.24525999999999998]
[null,8202,12,8,17,342,49,1,1.2,1,0.26563999999999999]
[null,8206,12,8,21,342,49,1,1.2,1,0.24348]
[null,8210,12,9,1,343,49,1,1.2,1,0.23366999999999999]
[null,8213,12,9,4,343,49,1,1.2,1,0.22884000000000002]
[null,8215,12,9,6,343,49,1,1.2,1,0.23619999999999999]
[null,8218,12,9,9,{"$f":"F8412+1","v":343},49,1,1.2,1,0.45365]
[null,8221,12,9,12,343,49,1,1.2,1,0.45588999999999996]
[null,8224,12,9,15,343,49,1,1.2,1,0.3745]
[null,8228,12,9,19,343,49,1,1.2,1,0.38767000000000001]
[null,8232,12,9,23,343,49,1,1.2,1,0.22853999999999999]
[null,8236,12,10,3,344,50,1,1.2,1,0.11122]
[null,8239,12,10,6,344,50,1,1.2,1,0.11226]
[null,8241,12,10,8,344,50,1,1.2,1,0.23368]
[null,8244,12,10,11,344,50,1,1.2,1,0.23673]
[null,8247,12,10,14,344,50,1,1.2,1,0.23605999999999999]
[null,8250,12,10,17,344,50,1,1.2,1,0.24015]
[null,8254,12,10,21,344,50,1,1.2,1,0.23055]
[null,{"$f":"B8475+1","v":8258},12,11,1,345,50,1,1.2,1,0.17074]
[null,8262,12,11,5,345,50,1,1.2,1,0.11381999999999999]
[null,8265,12,11,8,345,50,1,1.2,1,0.23665]
[null,8267,12,11,10,345,50,1,1.2,1,0.23338]
[null,8270,12,11,13,345,50,1,1.2,1,0.23069999999999999]
[null,8273,12,11,16,345,50,1,1.2,1,0.23738999999999999]
[null,8277,12,11,20,345,50,1,1.2,1,0.23568]
[null,8280,12,11,23,345,50,1,1.2,1,0.19774]
[null,8284,12,12,3,346,50,1,1.2,1,0.10324]
[null,8288,12,12,7,346,50,1,1.2,1,0.23430999999999999]
[null,8289,12,12,8,346,50,1,1.2,1,0.24249000000000001]
[null,8293,12,12,12,346,50,1,1.2,1,0.23802999999999999]
[null,8294,12,12,13,346,50,1,1.2,1,0.23446]
[null,8295,12,12,14,346,50,1,1.2,1,0.23422999999999999]
[null,8296,12,12,15,346,50,1,1.2,1,0.23736000000000002]
[null,8297,12,12,16,346,50,1,1.2,1,0.24546000000000001]
[null,8298,12,12,17,346,{"$f":"G8348+1","v":50},1,1.2,1,0.24703]
[null,8299,12,12,18,346,50,1,1.2,1,0.24747]
[null,8300,12,12,19,346,50,1,1.2,1,0.24323]
[null,8301,12,12,20,346,50,1,1.2,1,0.23727999999999999]
[null,8302,12,12,21,346,50,1,1.2,1,0.22999]
[null,8303,12,12,22,346,50,1,1.2,1,0.2288]
[null,8304,12,12,23,346,50,1,1.2,1,0.22403999999999999]
[null,8305,12,13,0,347,50,1,1.2,1,0.14936000000000002]
[null,8306,12,13,1,347,50,1,1.2,1,0.16700000000000001]
[null,8307,12,13,2,347,50,1,1.2,1,0.10468999999999999]
[null,8308,12,13,3,347,50,1,1.2,1,0.14856]
[null,8309,12,13,4,347,50,1,1.2,1,0.17154]
[null,8310,12,13,5,347,50,1,1.2,1,0.17912]
[null,8311,12,13,6,347,50,1,1.2,1,0.17591999999999999]
[null,8312,12,13,7,347,50,1,1.2,1,0.17882000000000001]
[null,8313,12,13,8,347,50,1,1.2,1,0.21138999999999999]
[null,8314,12,13,9,347,50,1,1.2,1,0.22841999999999998]
[null,8315,12,13,10,347,50,1,1.2,1,0.23229]
[null,8316,12,13,11,347,50,1,1.2,1,0.2334]
[null,8317,12,13,12,347,50,1,1.2,1,0.23413999999999999]
[null,8318,12,13,13,347,50,1,1.2,1,0.23138999999999998]
[null,8319,12,13,14,347,50,1,1.2,1,0.23094999999999999]
[null,8320,12,13,15,347,50,1,1.2,1,0.23272999999999999]
[null,8321,12,13,16,347,50,1,1.2,1,0.23718999999999998]
[null,{"$f":"B8539+1","v":8322},12,13,17,347,50,1,1.2,1,0.24054]
[null,8323,12,13,18,347,50,1,1.2,1,0.24262]
[null,8324,12,13,19,347,50,1,1.2,1,0.24002000000000001]
[null,8325,12,13,20,347,50,1,1.2,1,0.23429]
[null,8326,12,13,21,347,50,1,1.2,1,0.23086999999999999]
[null,8327,12,13,22,347,50,1,1.2,1,0.22968]
[null,8328,12,13,23,347,50,1,1.2,1,0.22857]
[null,8329,12,14,0,348,50,1,1.2,1,0.22581999999999999]
[null,8330,12,14,1,348,50,1,1.2,1,0.22624]
[null,8331,12,14,2,348,50,1,1.2,1,0.22325999999999999]
[null,8332,12,14,3,348,50,1,1.2,1,0.22103]
[null,8333,12,14,4,348,50,1,1.2,1,0.21909999999999999]
[null,8334,12,14,5,348,50,1,1.2,1,0.22222]
[null,8335,12,14,6,348,50,1,1.2,1,0.22244999999999998]
[null,8336,12,14,7,348,50,1,1.2,1,0.22118000000000002]
[null,8337,12,14,8,348,50,1,1.2,1,0.22281999999999999]
[null,8338,12,14,9,348,50,1,1.2,1,0.22742999999999999]
[null,8339,12,14,10,348,50,1,1.2,1,0.23093]
[null,8340,12,14,11,348,50,1,1.2,1,0.23419999999999999]
[null,8341,12,14,12,348,50,1,1.2,1,0.23271]
[null,8342,12,14,13,348,50,1,1.2,1,0.22928999999999999]
[null,8343,12,14,14,348,50,1,1.2,1,0.22862000000000002]
[null,8344,12,14,15,348,50,1,1.2,1,0.22855]
[null,8345,12,14,16,348,50,1,1.2,1,0.23152]
[null,8346,12,14,17,{"$f":"F8540+1","v":348},50,1,1.2,1,0.23449]
[null,8347,12,14,18,348,50,1,1.2,1,0.23419999999999999]
[null,8348,12,14,19,348,50,1,1.2,1,0.23130000000000001]
[null,8349,12,14,20,348,50,1,1.2,1,0.22988]
[null,8350,12,14,21,348,50,1,1.2,1,0.22675999999999999]
[null,8351,12,14,22,348,50,1,1.2,1,0.22459999999999999]
[null,8352,12,14,23,348,50,1,1.2,1,0.22325999999999999]
[null,8353,12,15,0,349,50,1,1.2,1,0.21559999999999999]
[null,8354,12,15,1,349,50,1,1.2,1,0.20251]
[null,8355,12,15,2,349,50,1,1.2,1,0.19075999999999999]
[null,8356,12,15,3,349,50,1,1.2,1,0.18593000000000001]
[null,8357,12,15,4,349,50,1,1.2,1,0.18972]
[null,8358,12,15,5,349,50,1,1.2,1,0.20013999999999998]
[null,8359,12,15,6,349,50,1,1.2,1,0.21129000000000001]
[null,8360,12,15,7,349,50,1,1.2,1,0.22371000000000002]
[null,8361,12,15,8,349,50,1,1.2,1,0.23174]
[null,8362,12,15,9,349,{"$f":"G8412+1","v":50},1,1.2,1,0.23397000000000001]
[null,8363,12,15,10,349,50,1,1.2,1,0.23427000000000001]
[null,8364,12,15,11,349,50,1,1.2,1,0.23449]
[null,8365,12,15,12,349,50,1,1.2,1,0.23383000000000001]
[null,8366,12,15,13,349,50,1,1.2,1,0.23352999999999999]
[null,8367,12,15,14,349,50,1,1.2,1,0.23457]
[null,8368,12,15,15,349,50,1,1.2,1,0.23754]
[null,8369,12,15,16,349,50,1,1.2,1,0.24201]
[null,8370,12,15,17,349,50,1,1.2,1,0.24371999999999999]
[null,8371,12,15,18,349,50,1,1.2,1,0.24415999999999999]
[null,8372,12,15,19,349,50,1,1.2,1,0.24037]
[null,8373,12,15,20,349,50,1,1.2,1,0.23554]
[null,8374,12,15,21,349,50,1,1.2,1,0.23047999999999999]
[null,8375,12,15,22,349,50,1,1.2,1,0.23003000000000001]
[null,8376,12,15,23,349,50,1,1.2,1,0.22802]
[null,8377,12,16,0,350,50,1,1.2,1,0.22386]
[null,8378,12,16,1,350,50,1,1.2,1,0.22206999999999999]
[null,8379,12,16,2,350,50,1,1.2,1,0.22059000000000001]
[null,8380,12,16,3,350,50,1,1.2,1,0.21984000000000001]
[null,8381,12,16,4,350,50,1,1.2,1,0.21977000000000002]
[null,8382,12,16,5,350,50,1,1.2,1,0.22103]
[null,8383,12,16,6,350,50,1,1.2,1,0.22363999999999998]
[null,8384,12,16,7,350,50,1,1.2,1,0.23263999999999999]
[null,8385,12,16,8,350,50,1,1.2,1,0.24468000000000001]
[null,{"$f":"B8603+1","v":8386},12,16,9,350,50,1,1.2,1,0.24728999999999998]
[null,8387,12,16,10,350,50,1,1.2,1,0.24684]
[null,8388,12,16,11,350,50,1,1.2,1,0.24483000000000002]
[null,8389,12,16,12,350,50,1,1.2,1,0.24118999999999999]
[null,8390,12,16,13,350,50,1,1.2,1,0.24037]
[null,8391,12,16,14,350,50,1,1.2,1,0.24208000000000002]
[null,8392,12,16,15,350,50,1,1.2,1,0.24528]
[null,8393,12,16,16,350,50,1,1.2,1,0.25219999999999998]
[null,8394,12,16,17,350,50,1,1.2,1,0.25352999999999998]
[null,8395,12,16,18,350,50,1,1.2,1,0.25294]
[null,8396,12,16,19,350,50,1,1.2,1,0.25114999999999998]
[null,8397,12,16,20,350,50,1,1.2,1,0.24067]
[null,8398,12,16,21,350,50,1,1.2,1,0.23263999999999999]
[null,8399,12,16,22,350,50,1,1.2,1,0.23025999999999999]
[null,8400,12,16,23,350,50,1,1.2,1,0.22645999999999999]
[null,8401,12,17,0,351,51,1,1.2,1,0.22222]
[null,8402,12,17,1,351,51,1,1.2,1,0.21836000000000003]
[null,8403,12,17,2,351,51,1,1.2,1,0.2072]
[null,8404,12,17,3,351,51,1,1.2,1,0.19581999999999999]
[null,8405,12,17,4,351,51,1,1.2,1,0.19106000000000001]
[null,8406,12,17,5,351,51,1,1.2,1,0.21211000000000002]
[null,8407,12,17,6,351,51,1,1.2,1,0.22134000000000001]
[null,8408,12,17,7,351,51,1,1.2,1,0.23369000000000001]
[null,8409,12,17,8,351,51,1,1.2,1,0.24433000000000002]
[null,8410,12,17,9,{"$f":"F8604+1","v":351},51,1,1.2,1,0.24916999999999997]
[null,8411,12,17,10,351,51,1,1.2,1,0.24969]
[null,8412,12,17,11,351,51,1,1.2,1,0.24567]
[null,8413,12,17,12,351,51,1,1.2,1,0.24768000000000001]
[null,8414,12,17,13,351,51,1,1.2,1,0.24403]
[null,8415,12,17,14,351,51,1,1.2,1,0.24924000000000002]
[null,8416,12,17,15,351,51,1,1.2,1,0.25184000000000001]
[null,8417,12,17,16,351,51,1,1.2,1,0.2697]
[null,8418,12,17,17,351,51,1,1.2,1,0.27900000000000003]
[null,8419,12,17,18,351,51,1,1.2,1,0.28681000000000001]
[null,8420,12,17,19,351,51,1,1.2,1,0.26955000000000001]
[null,8421,12,17,20,351,51,1,1.2,1,0.25817000000000001]
[null,8422,12,17,21,351,51,1,1.2,1,0.24872]
[null,8423,12,17,22,351,51,1,1.2,1,0.24209999999999998]
[null,8424,12,17,23,351,51,1,1.2,1,0.23049]
[null,8425,12,18,0,352,51,1,1.2,1,0.22231000000000001]
[null,8426,12,18,1,352,{"$f":"G8476+1","v":51},1,1.2,1,0.22112000000000001]
[null,8427,12,18,2,352,51,1,1.2,1,0.21971000000000002]
[null,8428,12,18,3,352,51,1,1.2,1,0.21650999999999998]
[null,8429,12,18,4,352,51,1,1.2,1,0.21612999999999999]
[null,8430,12,18,5,352,51,1,1.2,1,0.21844]
[null,8431,12,18,6,352,51,1,1.2,1,0.22134000000000001]
[null,8432,12,18,7,352,51,1,1.2,1,0.24136000000000002]
[null,8433,12,18,8,352,51,1,1.2,1,0.26033000000000001]
[null,8434,12,18,9,352,51,1,1.2,1,0.26077999999999996]
[null,8435,12,18,10,352,51,1,1.2,1,0.25334000000000001]
[null,8436,12,18,11,352,51,1,1.2,1,0.24990999999999999]
[null,8437,12,18,12,352,51,1,1.2,1,0.24433000000000002]
[null,8438,12,18,13,352,51,1,1.2,1,0.24224999999999999]
[null,8439,12,18,14,352,51,1,1.2,1,0.24180000000000001]
[null,8440,12,18,15,352,51,1,1.2,1,0.24195]
[null,8441,12,18,16,352,51,1,1.2,1,0.24127999999999999]
[null,8442,12,18,17,352,51,1,1.2,1,0.23927000000000001]
[null,8443,12,18,18,352,51,1,1.2,1,0.23912]
[null,8444,12,18,19,352,51,1,1.2,1,0.23555000000000001]
[null,8445,12,18,20,352,51,1,1.2,1,0.23644999999999999]
[null,8446,12,18,21,352,51,1,1.2,1,0.23154]
[null,8447,12,18,22,352,51,1,1.2,1,0.22640000000000002]
[null,8448,12,18,23,352,51,1,1.2,1,0.2235]
[null,8449,12,19,0,353,51,1,1.2,1,0.21852000000000002]
[null,{"$f":"B8667+1","v":8450},12,19,1,353,51,1,1.2,1,5.8990000000000001E-2]
[null,8451,12,19,2,353,51,1,1.2,1,3.6999999999999999E-4]
[null,8452,12,19,3,353,51,1,1.2,1,1.4999999999999999E-4]
[null,8453,12,19,4,353,51,1,1.2,1,5.2000000000000006E-4]
[null,8454,12,19,5,353,51,1,1.2,1,2.9899999999999999E-2]
[null,8455,12,19,6,353,51,1,1.2,1,0.21811000000000003]
[null,8456,12,19,7,353,51,1,1.2,1,0.22562000000000001]
[null,8457,12,19,8,353,51,1,1.2,1,0.24131]
[null,8458,12,19,9,353,51,1,1.2,1,0.23886000000000002]
[null,8459,12,19,10,353,51,1,1.2,1,0.23602999999999999]
[null,8460,12,19,11,353,51,1,1.2,1,0.23699999999999999]
[null,8461,12,19,12,353,51,1,1.2,1,0.23455000000000001]
[null,8462,12,19,13,353,51,1,1.2,1,0.23566000000000001]
[null,8463,12,19,14,353,51,1,1.2,1,0.23089999999999999]
[null,8464,12,19,15,353,51,1,1.2,1,0.23000999999999999]
[null,8465,12,19,16,353,51,1,1.2,1,0.23105000000000001]
[null,8466,12,19,17,353,51,1,1.2,1,0.23283000000000001]
[null,8467,12,19,18,353,51,1,1.2,1,0.23483999999999999]
[null,8468,12,19,19,353,51,1,1.2,1,0.23194000000000001]
[null,8469,12,19,20,353,51,1,1.2,1,0.22837000000000002]
[null,8470,12,19,21,353,51,1,1.2,1,0.22434999999999999]
[null,8471,12,19,22,353,51,1,1.2,1,0.22421000000000002]
[null,8472,12,19,23,353,51,1,1.2,1,0.22137999999999999]
[null,8473,12,20,0,354,51,1,1.2,1,0.21625]
[null,8474,12,20,1,{"$f":"F8668+1","v":354},51,1,1.2,1,0.21343000000000001]
[null,8475,12,20,2,354,51,1,1.2,1,0.20763000000000001]
[null,8476,12,20,3,354,51,1,1.2,1,0.20308999999999999]
[null,8477,12,20,4,354,51,1,1.2,1,0.15093999999999999]
[null,8478,12,20,5,354,51,1,1.2,1,0.15078999999999998]
[null,8479,12,20,6,354,51,1,1.2,1,0.15034]
[null,8480,12,20,7,354,51,1,1.2,1,0.20993000000000001]
[null,8481,12,20,8,354,51,1,1.2,1,0.21559]
[null,8482,12,20,9,354,51,1,1.2,1,0.21997]
[null,8483,12,20,10,354,51,1,1.2,1,0.22153999999999999]
[null,8484,12,20,11,354,51,1,1.2,1,0.22272999999999998]
[null,8485,12,20,12,354,51,1,1.2,1,0.22294999999999998]
[null,8486,12,20,13,354,51,1,1.2,1,0.22258]
[null,8487,12,20,14,354,51,1,1.2,1,0.22206000000000001]
[null,8488,12,20,15,354,51,1,1.2,1,0.22265000000000001]
[null,8489,12,20,16,354,51,1,1.2,1,0.22399000000000002]
[null,8490,12,20,17,354,{"$f":"G8540+1","v":51},1,1.2,1,0.22622]
[null,8491,12,20,18,354,51,1,1.2,1,0.22674]
[null,8492,12,20,19,354,51,1,1.2,1,0.22569999999999998]
[null,8493,12,20,20,354,51,1,1.2,1,0.22353999999999999]
[null,8494,12,20,21,354,51,1,1.2,1,0.22228000000000001]
[null,8495,12,20,22,354,51,1,1.2,1,0.22169]
[null,8496,12,20,23,354,51,1,1.2,1,0.22056999999999999]
[null,8497,12,21,0,355,51,1,1.2,1,0.21618000000000001]
[null,8498,12,21,1,355,51,1,1.2,1,0.216]
[null,8499,12,21,2,355,51,1,1.2,1,0.21303]
[null,8500,12,21,3,355,51,1,1.2,1,0.21221000000000001]
[null,8501,12,21,4,355,51,1,1.2,1,0.21206]
[null,8502,12,21,5,355,51,1,1.2,1,0.21265999999999999]
[null,8503,12,21,6,355,51,1,1.2,1,0.21428999999999998]
[null,8504,12,21,7,355,51,1,1.2,1,0.21697]
[null,8505,12,21,8,355,51,1,1.2,1,0.2195]
[null,8506,12,21,9,355,51,1,1.2,1,0.21941999999999998]
[null,8507,12,21,10,355,51,1,1.2,1,0.22061]
[null,8508,12,21,11,355,51,1,1.2,1,0.22218000000000002]
[null,8509,12,21,12,355,51,1,1.2,1,0.22277000000000002]
[null,8510,12,21,13,355,51,1,1.2,1,0.22291999999999998]
[null,8511,12,21,14,355,51,1,1.2,1,0.22299000000000002]
[null,8512,12,21,15,355,51,1,1.2,1,0.22337000000000001]
[null,8513,12,21,16,355,51,1,1.2,1,0.22559999999999999]
[null,{"$f":"B8731+1","v":8514},12,21,17,355,51,1,1.2,1,0.22722999999999999]
[null,8515,12,21,18,355,51,1,1.2,1,0.22790000000000002]
[null,8516,12,21,19,355,51,1,1.2,1,0.22722999999999999]
[null,8517,12,21,20,355,51,1,1.2,1,0.22559999999999999]
[null,8518,12,21,21,355,51,1,1.2,1,0.22350999999999999]
[null,8519,12,21,22,355,51,1,1.2,1,0.22262000000000001]
[null,8520,12,21,23,355,51,1,1.2,1,0.22099000000000002]
[null,8521,12,22,0,356,51,1,1.2,1,0.21727000000000002]
[null,8522,12,22,1,356,51,1,1.2,1,-0.10034]
[null,8523,12,22,2,356,51,1,1.2,1,-9.06E-2]
[null,8524,12,22,3,356,51,1,1.2,1,-0.20336000000000001]
[null,8525,12,22,4,356,51,1,1.2,1,-0.22947000000000001]
[null,8526,12,22,5,356,51,1,1.2,1,-0.10986]
[null,8527,12,22,6,356,51,1,1.2,1,0.21325]
[null,8528,12,22,7,356,51,1,1.2,1,0.22112999999999999]
[null,8529,12,22,8,356,51,1,1.2,1,0.22478000000000001]
[null,8530,12,22,9,356,51,1,1.2,1,0.22619]
[null,8531,12,22,10,356,51,1,1.2,1,0.22627]
[null,8532,12,22,11,356,51,1,1.2,1,0.22627]
[null,8533,12,22,12,356,51,1,1.2,1,0.22522999999999999]
[null,8534,12,22,13,356,51,1,1.2,1,0.22515000000000002]
[null,8535,12,22,14,356,51,1,1.2,1,0.22559999999999999]
[null,8536,12,22,15,356,51,1,1.2,1,0.22566999999999998]
[null,8537,12,22,16,356,51,1,1.2,1,0.22656000000000001]
[null,8538,12,22,17,{"$f":"F8732+1","v":356},51,1,1.2,1,0.22783]
[null,8539,12,22,18,356,51,1,1.2,1,0.22783]
[null,8540,12,22,19,356,51,1,1.2,1,0.22634000000000001]
[null,8541,12,22,20,356,51,1,1.2,1,0.22493000000000002]
[null,8542,12,22,21,356,51,1,1.2,1,0.22299000000000002]
[null,8543,12,22,22,356,51,1,1.2,1,0.22091]
[null,8544,12,22,23,356,51,1,1.2,1,0.21697]
[null,8545,12,23,0,357,51,1,1.2,1,0.21071999999999999]
[null,8546,12,23,1,357,51,1,1.2,1,0.21193999999999999]
[null,8547,12,23,2,357,51,1,1.2,1,0.20762]
[null,8548,12,23,3,357,51,1,1.2,1,0.20294000000000001]
[null,8549,12,23,4,357,51,1,1.2,1,0.19988999999999998]
[null,8550,12,23,5,357,51,1,1.2,1,0.20085]
[null,8551,12,23,6,357,51,1,1.2,1,0.21283000000000002]
[null,8552,12,23,7,357,51,1,1.2,1,0.21819]
[null,8553,12,23,8,357,51,1,1.2,1,0.22406000000000001]
[null,8554,12,23,9,357,{"$f":"G8604+1","v":51},1,1.2,1,0.22547999999999999]
[null,8555,12,23,10,357,51,1,1.2,1,0.22577]
[null,8556,12,23,11,357,51,1,1.2,1,0.22591999999999998]
[null,8557,12,23,12,357,51,1,1.2,1,0.22488]
[null,8558,12,23,13,357,51,1,1.2,1,0.22450999999999999]
[null,8559,12,23,14,357,51,1,1.2,1,0.22503000000000001]
[null,8560,12,23,15,357,51,1,1.2,1,0.22518000000000002]
[null,8561,12,23,16,357,51,1,1.2,1,0.22644]
[null,8562,12,23,17,357,51,1,1.2,1,0.22778000000000001]
[null,8563,12,23,18,357,51,1,1.2,1,0.23202]
[null,8564,12,23,19,357,51,1,1.2,1,0.23068]
[null,8565,12,23,20,357,51,1,1.2,1,0.22912000000000002]
[null,8566,12,23,21,357,51,1,1.2,1,0.22481000000000001]
[null,8567,12,23,22,357,51,1,1.2,1,0.22212999999999999]
[null,8568,12,23,23,357,51,1,1.2,1,0.22094]
[null,8569,12,24,0,358,52,1,1.2,1,0.21453999999999998]
[null,8570,12,24,1,358,52,1,1.2,1,0.21790000000000001]
[null,8571,12,24,2,358,52,1,1.2,1,0.20383999999999999]
[null,8572,12,24,3,358,52,1,1.2,1,0.18784999999999999]
[null,8573,12,24,4,358,52,1,1.2,1,0.13049000000000002]
[null,8574,12,24,5,358,52,1,1.2,1,0.17244999999999999]
[null,8575,12,24,6,358,52,1,1.2,1,0.21365999999999999]
[null,8576,12,24,7,358,52,1,1.2,1,0.21790000000000001]
[null,8577,12,24,8,358,52,1,1.2,1,0.21990999999999999]
[null,{"$f":"B8795+1","v":8578},12,24,9,358,52,1,1.2,1,0.22281000000000001]
[null,8579,12,24,10,358,52,1,1.2,1,0.22475000000000001]
[null,8580,12,24,11,358,52,1,1.2,1,0.22571000000000002]
[null,8581,12,24,12,358,52,1,1.2,1,0.22503999999999999]
[null,8582,12,24,13,358,52,1,1.2,1,0.22356000000000001]
[null,8583,12,24,14,358,52,1,1.2,1,0.22325999999999999]
[null,8584,12,24,15,358,52,1,1.2,1,0.22371000000000002]
[null,8585,12,24,16,358,52,1,1.2,1,0.22481999999999999]
[null,8586,12,24,17,358,52,1,1.2,1,0.22697999999999999]
[null,8587,12,24,18,358,52,1,1.2,1,0.22415000000000002]
[null,8588,12,24,19,358,52,1,1.2,1,0.22191999999999998]
[null,8589,12,24,20,358,52,1,1.2,1,0.21975999999999998]
[null,8590,12,24,21,358,52,1,1.2,1,0.21872]
[null,8591,12,24,22,358,52,1,1.2,1,0.21880000000000002]
[null,8592,12,24,23,358,52,1,1.2,1,0.21924000000000002]
[null,8593,12,25,0,359,52,1,1.2,1,0.21790000000000001]
[null,8594,12,25,1,359,52,1,1.2,1,0.21894]
[null,8595,12,25,2,359,52,1,1.2,1,0.21574000000000002]
[null,8596,12,25,3,359,52,1,1.2,1,0.21193999999999999]
[null,8597,12,25,4,359,52,1,1.2,1,0.21127000000000001]
[null,8598,12,25,5,359,52,1,1.2,1,0.21209]
[null,8599,12,25,6,359,52,1,1.2,1,0.21647999999999998]
[null,8600,12,25,7,359,52,1,1.2,1,0.21990000000000001]
[null,8601,12,25,8,359,52,1,1.2,1,0.22116999999999998]
[null,8602,12,25,9,{"$f":"F8796+1","v":359},52,1,1.2,1,0.22212999999999999]
[null,8603,12,25,10,359,52,1,1.2,1,0.22303000000000001]
[null,8604,12,25,11,359,52,1,1.2,1,0.22466]
[null,8605,12,25,12,359,52,1,1.2,1,0.22533]
[null,8606,12,25,13,359,52,1,1.2,1,0.22444]
[null,8607,12,25,14,359,52,1,1.2,1,0.22474]
[null,8608,12,25,15,359,52,1,1.2,1,0.22488999999999998]
[null,8609,12,25,16,359,52,1,1.2,1,0.22741999999999998]
[null,8610,12,25,17,359,52,1,1.2,1,0.22957]
[null,8611,12,25,18,359,52,1,1.2,1,0.23047000000000001]
[null,8612,12,25,19,359,52,1,1.2,1,0.22994999999999999]
[null,8613,12,25,20,359,52,1,1.2,1,0.22950000000000001]
[null,8614,12,25,21,359,52,1,1.2,1,0.22727]
[null,8615,12,25,22,359,52,1,1.2,1,0.22533]
[null,8616,12,25,23,359,52,1,1.2,1,0.2266]
[null,8617,12,26,0,360,52,1,1.2,1,0.22325]
[null,8618,12,26,1,360,{"$f":"G8668+1","v":52},1,1.2,1,0.22318000000000002]
[null,8619,12,26,2,360,52,1,1.2,1,0.22087000000000001]
[null,8620,12,26,3,360,52,1,1.2,1,0.21953]
[null,8621,12,26,4,360,52,1,1.2,1,0.21953]
[null,8622,12,26,5,360,52,1,1.2,1,0.21975]
[null,8623,12,26,6,360,52,1,1.2,1,0.22116999999999998]
[null,8624,12,26,7,360,52,1,1.2,1,0.2228]
[null,8625,12,26,8,360,52,1,1.2,1,0.22355]
[null,8626,12,26,9,360,52,1,1.2,1,0.22459000000000001]
[null,8627,12,26,10,360,52,1,1.2,1,0.23150999999999999]
[null,8628,12,26,11,360,52,1,1.2,1,0.24109999999999998]
[null,8629,12,26,12,360,52,1,1.2,1,0.23657]
[null,8630,12,26,13,360,52,1,1.2,1,0.23426]
[null,8631,12,26,14,360,52,1,1.2,1,0.23388999999999999]
[null,8632,12,26,15,360,52,1,1.2,1,0.23388999999999999]
[null,8633,12,26,16,360,52,1,1.2,1,0.23641999999999999]
[null,8634,12,26,17,360,52,1,1.2,1,0.24221999999999999]
[null,8635,12,26,18,360,52,1,1.2,1,0.24259]
[null,8636,12,26,19,360,52,1,1.2,1,0.24051]
[null,8637,12,26,20,360,52,1,1.2,1,0.23776]
[null,8638,12,26,21,360,52,1,1.2,1,0.23426]
[null,8639,12,26,22,360,52,1,1.2,1,0.23300000000000001]
[null,8640,12,26,23,360,52,1,1.2,1,0.22919999999999999]
[null,8641,12,27,0,361,52,1,1.2,1,0.22541]
[null,{"$f":"B8859+1","v":8642},12,27,1,361,52,1,1.2,1,0.22287999999999999]
[null,8643,12,27,2,361,52,1,1.2,1,0.21737000000000001]
[null,8644,12,27,3,361,52,1,1.2,1,0.21633000000000002]
[null,8645,12,27,4,361,52,1,1.2,1,0.21640999999999999]
[null,8646,12,27,5,361,52,1,1.2,1,0.217]
[null,8647,12,27,6,361,52,1,1.2,1,0.22012999999999999]
[null,8648,12,27,7,361,52,1,1.2,1,0.22369999999999998]
[null,8649,12,27,8,361,52,1,1.2,1,0.22525999999999999]
[null,8650,12,27,9,361,52,1,1.2,1,0.23069000000000001]
[null,8651,12,27,10,361,52,1,1.2,1,0.23426]
[null,8652,12,27,11,361,52,1,1.2,1,0.23530000000000001]
[null,8653,12,27,12,361,52,1,1.2,1,0.24184999999999998]
[null,8654,12,27,13,361,52,1,1.2,1,0.24868999999999999]
[null,8655,12,27,14,361,52,1,1.2,1,0.24229000000000001]
[null,8656,12,27,15,361,52,1,1.2,1,0.23768]
[null,8657,12,27,16,361,52,1,1.2,1,0.23776]
[null,8658,12,27,17,361,52,1,1.2,1,0.24794999999999998]
[null,8659,12,27,18,361,52,1,1.2,1,0.26006999999999997]
[null,8660,12,27,19,361,52,1,1.2,1,0.27651999999999999]
[null,8661,12,27,20,361,52,1,1.2,1,0.25144]
[null,8662,12,27,21,361,52,1,1.2,1,0.23447999999999999]
[null,8663,12,27,22,361,52,1,1.2,1,0.23538000000000001]
[null,8664,12,27,23,361,52,1,1.2,1,0.23128000000000001]
[null,8665,12,28,0,362,52,1,1.2,1,0.22474]
[null,8666,12,28,1,{"$f":"F8860+1","v":362},52,1,1.2,1,0.22563]
[null,8667,12,28,2,362,52,1,1.2,1,0.22228000000000001]
[null,8668,12,28,3,362,52,1,1.2,1,0.22109000000000001]
[null,8669,12,28,4,362,52,1,1.2,1,0.22094]
[null,8670,12,28,5,362,52,1,1.2,1,0.22131999999999999]
[null,8671,12,28,6,362,52,1,1.2,1,0.2228]
[null,8672,12,28,7,362,52,1,1.2,1,0.22391999999999998]
[null,8673,12,28,8,362,52,1,1.2,1,0.22608]
[null,8674,12,28,9,362,52,1,1.2,1,0.23002]
[null,8675,12,28,10,362,52,1,1.2,1,0.23069000000000001]
[null,8676,12,28,11,362,52,1,1.2,1,0.24719999999999998]
[null,8677,12,28,12,362,52,1,1.2,1,0.26624999999999999]
[null,8678,12,28,13,362,52,1,1.2,1,0.26386999999999999]
[null,8679,12,28,14,362,52,1,1.2,1,0.25977999999999996]
[null,8680,12,28,15,362,52,1,1.2,1,0.24928999999999998]
[null,8681,12,28,16,362,52,1,1.2,1,0.25011]
[null,8682,12,28,17,362,{"$f":"G8732+1","v":52},1,1.2,1,0.27435999999999999]
[null,8683,12,28,18,362,52,1,1.2,1,0.31274000000000002]
[null,8684,12,28,19,362,52,1,1.2,1,0.29772000000000004]
[null,8685,12,28,20,362,52,1,1.2,1,0.26327]
[null,8686,12,28,21,362,52,1,1.2,1,0.25813999999999998]
[null,8687,12,28,22,362,52,1,1.2,1,0.25806999999999997]
[null,8688,12,28,23,362,52,1,1.2,1,0.24787000000000001]
[null,8689,12,29,0,363,52,1,1.2,1,0.23701]
[null,8690,12,29,1,363,52,1,1.2,1,0.23768]
[null,8691,12,29,2,363,52,1,1.2,1,0.22703999999999999]
[null,8692,12,29,3,363,52,1,1.2,1,0.22600000000000001]
[null,8693,12,29,4,363,52,1,1.2,1,0.22719]
[null,8694,12,29,5,363,52,1,1.2,1,0.23016999999999999]
[null,8695,12,29,6,363,52,1,1.2,1,0.23322000000000001]
[null,8696,12,29,7,363,52,1,1.2,1,0.26774000000000003]
[null,8697,12,29,8,363,52,1,1.2,1,0.27049000000000001]
[null,8698,12,29,9,363,52,1,1.2,1,0.27994000000000002]
[null,8699,12,29,10,363,52,1,1.2,1,0.30196000000000001]
[null,8700,12,29,11,363,52,1,1.2,1,0.30813000000000001]
[null,8701,12,29,12,363,52,1,1.2,1,0.33476]
[null,8702,12,29,13,363,52,1,1.2,1,0.34310000000000002]
[null,8703,12,29,14,363,52,1,1.2,1,0.32799]
[null,8704,12,29,15,363,52,1,1.2,1,0.32621]
[null,8705,12,29,16,363,52,1,1.2,1,0.34347000000000005]
[null,{"$f":"B8923+1","v":8706},12,29,17,363,52,1,1.2,1,0.38595000000000002]
[null,8707,12,29,18,363,52,1,1.2,1,0.43237000000000003]
[null,8708,12,29,19,363,52,1,1.2,1,0.43645999999999996]
[null,8709,12,29,20,363,52,1,1.2,1,0.37537999999999999]
[null,8710,12,29,21,363,52,1,1.2,1,0.30202999999999997]
[null,8711,12,29,22,363,52,1,1.2,1,0.25612999999999997]
[null,8712,12,29,23,363,52,1,1.2,1,0.24512]
[null,8713,12,30,0,364,52,1,1.2,1,0.23150999999999999]
[null,8714,12,30,1,364,52,1,1.2,1,0.22199000000000002]
[null,8715,12,30,2,364,52,1,1.2,1,0.21731]
[null,8716,12,30,3,364,52,1,1.2,1,0.21515000000000001]
[null,8717,12,30,4,364,52,1,1.2,1,0.21440999999999999]
[null,8718,12,30,5,364,52,1,1.2,1,0.21515000000000001]
[null,8719,12,30,6,364,52,1,1.2,1,0.21790000000000001]
[null,8720,12,30,7,364,52,1,1.2,1,0.22213999999999998]
[null,8721,12,30,8,364,52,1,1.2,1,0.23330000000000001]
[null,8722,12,30,9,364,52,1,1.2,1,0.23918]
[null,8723,12,30,10,364,52,1,1.2,1,0.23985000000000001]
[null,8724,12,30,11,364,52,1,1.2,1,0.24453999999999998]
[null,8725,12,30,12,364,52,1,1.2,1,0.24208000000000002]
[null,8726,12,30,13,364,52,1,1.2,1,0.23805999999999999]
[null,8727,12,30,14,364,52,1,1.2,1,0.23613000000000001]
[null,8728,12,30,15,364,52,1,1.2,1,0.23516000000000001]
[null,8729,12,30,16,364,52,1,1.2,1,0.23791999999999999]
[null,8730,12,30,17,{"$f":"F8924+1","v":364},52,1,1.2,1,0.24259999999999998]
[null,8731,12,30,18,364,52,1,1.2,1,0.24483000000000002]
[null,8732,12,30,19,364,52,1,1.2,1,0.2394]
[null,8733,12,30,20,364,52,1,1.2,1,0.23441999999999999]
[null,8734,12,30,21,364,52,1,1.2,1,0.22994999999999999]
[null,8735,12,30,22,364,52,1,1.2,1,0.22794999999999999]
[null,8736,12,30,23,364,52,1,1.2,1,0.22438]
[null,8737,12,31,0,365,53,1,1.2,1,0.22021000000000002]
[null,8738,12,31,1,365,53,1,1.2,1,0.21593999999999999]
[null,8739,12,31,2,365,53,1,1.2,1,0.20968999999999999]
[null,8740,12,31,3,365,53,1,1.2,1,0.20283999999999999]
[null,8741,12,31,4,365,53,1,1.2,1,0.20119999999999999]
[null,8742,12,31,5,365,53,1,1.2,1,0.20232]
[null,8743,12,31,6,365,53,1,1.2,1,0.20849999999999999]
[null,8744,12,31,7,365,53,1,1.2,1,0.21065]
[null,8745,12,31,8,365,53,1,1.2,1,0.21459999999999999]
[null,8746,12,31,9,365,{"$f":"G8796+1","v":53},1,1.2,1,0.21921000000000002]
[null,8747,12,31,10,365,53,1,1.2,1,0.22122]
[null,8748,12,31,11,365,53,1,1.2,1,0.22219]
[null,8749,12,31,12,365,53,1,1.2,1,0.22188999999999998]
[null,8750,12,31,13,365,53,1,1.2,1,0.22137000000000001]
[null,8751,12,31,14,365,53,1,1.2,1,0.22093000000000002]
[null,8752,12,31,15,365,53,1,1.2,1,0.22093000000000002]
[null,8753,12,31,16,365,53,1,1.2,1,0.22278999999999999]
[null,8754,12,31,17,365,53,1,1.2,1,0.22524]
[null,8755,12,31,18,365,53,1,1.2,1,0.22591]
[null,8756,12,31,19,365,53,1,1.2,1,0.22308]
[null,8757,12,31,20,365,53,1,1.2,1,0.21950999999999998]
[null,8758,12,31,21,365,53,1,1.2,1,0.21653]
[null,8759,12,31,22,365,53,1,1.2,1,0.21452000000000002]
[null,8760,12,31,23,365,53,1,1.2,1,0.21296000000000001]
[null,"SUM",null,null,null,null,null,{"$f":"SUM(H219:H8978)","v":8760},{"$f":"SUM(I219:I8978)","v":10512.000000000531},{"$f":"SUM(J219:J8978)","v":8760},{"$f":"SUM(K219:K8978)","v":2099.4253200000076}]
["xx","xx","xx","xx","xx","xx","xx","xx","xx","xx","xx",null,"xx","xx","xx","xx","xx"]
[null,null,null,null,null,null,null,"Mioddeltimeforbrug, kW","Pct of daily consumption"]
[null,null,null,null,0,null,null,{"$f":"SUMIF($E$219:$E$8978,0,H$219:H$8978)/365","v":1},{"$f":"H8982/$H$9006","v":4.1666666666666664E-2}]
[null,null,null,null,{"$f":"E8982+1","v":1},null,null,{"$f":"SUMIF($E$219:$E$8978,1,H$219:H$8978)/365","v":1},{"$f":"H8983/$H$9006","v":4.1666666666666664E-2}]
[null,null,null,null,{"$f":"E8983+1","v":2},null,null,{"$f":"SUMIF($E$219:$E$8978,2,H$219:H$8978)/365","v":1},4.1666666666666664E-2]
[null,null,null,null,3,null,null,{"$f":"SUMIF($E$219:$E$8978,3,H$219:H$8978)/365","v":1},4.1666666666666664E-2]
[null,null,null,null,4,null,null,{"$f":"SUMIF($E$219:$E$8978,4,H$219:H$8978)/365","v":1},4.1666666666666664E-2]
[null,null,null,null,5,null,null,{"$f":"SUMIF($E$219:$E$8978,5,H$219:H$8978)/365","v":1},4.1666666666666664E-2]
[null,null,null,null,6,null,null,{"$f":"SUMIF($E$219:$E$8978,6,H$219:H$8978)/365","v":1},4.1666666666666664E-2]
[null,null,null,null,7,null,null,{"$f":"SUMIF($E$219:$E$8978,7,H$219:H$8978)/365","v":1},4.1666666666666664E-2]
[null,null,null,null,8,null,null,{"$f":"SUMIF($E$219:$E$8978,8,H$219:H$8978)/365","v":1},4.1666666666666664E-2]
[null,null,null,null,9,null,null,{"$f":"SUMIF($E$219:$E$8978,9,H$219:H$8978)/365","v":1},4.1666666666666664E-2]
[null,null,null,null,10,null,null,{"$f":"SUMIF($E$219:$E$8978,10,H$219:H$8978)/365","v":1},4.1666666666666664E-2]
[null,null,null,null,11,null,null,{"$f":"SUMIF($E$219:$E$8978,11,H$219:H$8978)/365","v":1},4.1666666666666664E-2]
[null,null,null,null,12,null,null,{"$f":"SUMIF($E$219:$E$8978,12,H$219:H$8978)/365","v":1},4.1666666666666664E-2]
[null,null,null,null,13,null,null,{"$f":"SUMIF($E$219:$E$8978,13,H$219:H$8978)/365","v":1},4.1666666666666664E-2]
[null,null,null,null,14,null,null,{"$f":"SUMIF($E$219:$E$8978,14,H$219:H$8978)/365","v":1},4.1666666666666664E-2]
[null,null,null,null,15,null,null,{"$f":"SUMIF($E$219:$E$8978,15,H$219:H$8978)/365","v":1},4.1666666666666664E-2]
[null,null,null,null,16,null,null,{"$f":"SUMIF($E$219:$E$8978,16,H$219:H$8978)/365","v":1},4.1666666666666664E-2]
[null,null,null,null,17,null,null,{"$f":"SUMIF($E$219:$E$8978,17,H$219:H$8978)/365","v":1},4.1666666666666664E-2]
[null,null,null,null,18,null,null,{"$f":"SUMIF($E$219:$E$8978,18,H$219:H$8978)/365","v":1},4.1666666666666664E-2]
[null,null,null,null,19,null,null,{"$f":"SUMIF($E$219:$E$8978,19,H$219:H$8978)/365","v":1},4.1666666666666664E-2]
[null,null,null,null,{"$f":"E9001+1","v":20},null,null,{"$f":"SUMIF($E$219:$E$8978,20,H$219:H$8978)/365","v":1},4.1666666666666664E-2]
[null,null,null,null,21,null,null,{"$f":"SUMIF($E$219:$E$8978,21,H$219:H$8978)/365","v":1},4.1666666666666664E-2]
[null,null,null,null,22,null,null,{"$f":"SUMIF($E$219:$E$8978,22,H$219:H$8978)/365","v":1},4.1666666666666664E-2]
[null,null,null,null,23,null,null,{"$f":"SUMIF($E$219:$E$8978,23,H$219:H$8978)/365","v":1},4.1666666666666664E-2]
[null,null,null,null,null,null,null,{"$f":"SUM(H8982:H9005)","v":24},{"$f":"SUM(I8982:I9005)","v":0.99999999999999956}]
[]
[null,null,null,null,null,null,"min",{"$f":"MIN(H$219:H$8978)","v":1}]
[null,null,null,null,null,null,"max",{"$f":"MAX(H$219:H$8978)","v":1}]
[null,null,null,null,null,null,"mean",{"$f":"AVERAGE(H$219:H$8978)","v":1}]

{"sheet":"MAIN","index":6,"n_rows":77,"n_cols":55,"rows_kept":77,"cut":false,"hidden":false,"merged":[[3,2,3,15]]}
["PVBAT 1.1 (version 30 november 2016) "]
[null,null,null,null,null,"tjek 1-3 ",null,{"$f":"model!AY1","v":3.2013947048881164E-10}," ",{"$f":"model!AY3","v":0.66666666665878438},null,null,null,null,null,null," "]
[null,null,"Inddata der kan varieres ",null,null,null,null,null,null,null,null,null,null,null,null,null,null,null,null,"Energi ",null,null,null,null,null,null,null,null,null,null,null,null,null,null,null,null,"Økonomi",null,null,null,null,null,null,null,null,"GRAFER "]
[null,null,"Den faktor f (0-999) der skrives i det gule felt ganges på værdier for basisberegning nr. 1 som  er de date der er sat ind i sheet \"ID\". Gælder ikke hvor der er en Excel kommentar, se da denne. "]
[null,null,"PV kapa-citet","Batterikapacitet","Battericyklus ved fuld","Batteri eff.","Batteri styring","Elpris type","Pris solceller","Pris batte-rier og reinvest.","Ren-te","Elpris køb","Elpris salg","Forbrug 1/2","max\nkøb","max\nsalg","Til note",null,null,"Elforbrug","Pct. dækket forbrug","PV produktion","Batteri-tab","PV til direkte forbrug","Elfor-brug fra batteri","Elforbrug direkte fra elnet","PV til batteri-oplad-ning","Elkøb fra elnet til batteri","Ikke dækket elfor-brug","EL solgt til elnettet","Ikke udnyttet el fra PV (spild)","Dækn. af egetforbr. med PV","Solgt i pct af produk-tion","Spild i pct af produk-tion","CO₂ indhold","Investe-ringer inkl. moms","Heraf solcel-ler inkl. moms","Heraf batteri inkl. moms","Heraf rein-vest. i batteri ","Driftsud-gifter inkl. moms","Heraf finansiering, støtte fratrukket","Heraf køb af el ","Heraf salg af el (minus)","Pris pr. kWh leveret",null,"PV effekt, kW","Batteri kapacitet, kWh","Batteripris","Elpris køb","Elpris salg","Dækning med PV","Solgt i pct af produk-tion","Spild i pct af produk-tion","Pris, kr/kWh","Dækning af forbrug %"]
[null,null,"kW/f","kWh/f","cyc/f","%","1/0",null,"kr./kWp / f","kr./kWh / f","%","kr./kWh / f","kr./kWh / f",null,"kW/f","kW/f",null,null,null,"kWh/år","%","kWh/år","kWh/år","kWh/år","kWh/år","kWh/år","kWh/år","kWh/år","kWh/år","kWh/år","kWh/år","%","%","%","Tons","tkr.","tkr. ","tkr. ","tkr. ","tkr./år","tkr./år","tkr./år","tkr./år","kr./kWh"]
[]
[null,1,204,120,6000,0.9,0,1,12000,6000,0.03,2.2749999999999999,0.74,1,99,99,null,null,null,216000.00000000055,0.99999999999999811,190748.5938059999,2312.358891457071,79094.457794776652,23123.588914570715,113781.95329065277,25437.281139361123,0,1.1102230246251565E-16,83686.103165770211,2530.7517060920882,0.48394323580619136,0.43872461388041911,1.3267472412750676E-2,32.769202547708005,5045.1044229377758,3060,900,251.45856621615994,429.02276688271735,191.7357041064505,258.85394373623461,-61.92771634266996,1.9862165133459124]
[]
[null,2,null,0.5,null,null,null,null,null,null,null,null,null,null,null,null,null,null,null,216000.00000000055,0.99999999999999856,190748.5938059999,1225.2187741326652,79094.457794776652,12252.187741326659,124653.35446389692,13478.073182125983,0,2.6645352591003757E-15,95586.644888094525,2589.4179410029237,0.42857653230047321,0.50111323486510495,1.3575030302118405E-2,35.900166085602294,4376.6670942348901,3060,450,153.78826739535518,416.8626676488613,168.99706670760736,283.58638140536476,-70.734117217189976,1.9299197576336151,null,{"$f":"IF(ISBLANK(C10),C$8,C10*C$8)","v":204},{"$f":"IF(ISBLANK(D10),D$8,D10*D$8)","v":60},{"$f":"IF(ISBLANK(J10),J$8,J10*J$8)","v":6000},{"$f":"IF(ISBLANK(L10),L$8,L10*L$8)","v":2.2749999999999999},{"$f":"IF(ISBLANK(M10),M$8,M10*M$8)","v":0.74},{"$f":"AF10","v":0.42857653230047321},{"$f":"AG10","v":0.50111323486510495},{"$f":"AH10","v":1.3575030302118405E-2},{"$f":"AR10","v":1.9299197576336151},{"$f":"U10","v":0.99999999999999856}]
[null,{"$f":"B10+1","v":3},null,null,null,null,null,null,null,null,null,null,null,null,null,null,null,null,null,null,null,null,null,null,null,null,null,null,null,null,null,null,null,null,null,null,null,null,null,null,null,null,null,null,null,{"$f":"IF(ISBLANK(C11),C$8,C11*C$8)","v":204},{"$f":"IF(ISBLANK(D11),D$8,D11*D$8)","v":120},{"$f":"IF(ISBLANK(J11),J$8,J11*J$8)","v":6000},{"$f":"IF(ISBLANK(L11),L$8,L11*L$8)","v":2.2749999999999999},{"$f":"IF(ISBLANK(M11),M$8,M11*M$8)","v":0.74},0,0,0,0,0]
[null,{"$f":"B11+1","v":4},null,null,null,null,null,null,null,null,null,null,null,null,null,null,null,null,null,null,null,null,null,null,null,null,null,null,null,null,null,null,null,null,null,null,null,null,null,null,null,null,null,null,null,204,120,6000,2.2749999999999999,0.74,0,0,0,0,0]
[null,5,null,null,null,null,null,null,null,null,null,null,null,null,null,null,null,null,null,null,null,null,null,null,null,null,null,null,null,null,null,null,null,null,null,null,null,null,null,null,null,null,null,null,null,204,120,6000,2.2749999999999999,0.74,0,0,0,0,0]
[null,6,null,null,null,null,null,null,null,null,null,null,null,null,null,null,null,null,null,null,null,null,null,null,null,null,null,null,null,null,null,null,null,null,null,null,null,null,null,null,null,null,null,null,null,204,120,6000,2.2749999999999999,0.74,0,0,0,0,0]
[null,7,null,null,null,null,null,null,null,null,null,null,null,null,null,null,null,null,null,null,null,null,null,null,null,null,null,null,null,null,null,null,null,null,null,null,null,null,null,null,null,null,null,null,null,204,120,6000,2.2749999999999999,0.74,0,0,0,0,0]
[null,8,null,null,null,null,null,null,null,null,null,null,null,null,null,null,null,null,null,null,null,null,null,null,null,null,null,null,null,null,null,null,null,null,null,null,null,null,null,null,null,null,null,null,null,204,120,6000,2.2749999999999999,0.74,0,0,0,0,0]
[null,9,null,null,null,null,null,null,null,null,null,null,null,null,null,null,null,null,null,null,null,null,null,null,null,null,null,null,null,null,null,null,null,null,null,null,null,null,null,null,null,null,null,null,null,204,120,6000,2.2749999999999999,0.74,0,0,0,0,0]
[null,10,null,null,null,null,null,null,null,null,null,null,null,null,null,null,null,null,null,null,null,null,null,null,null,null,null,null,null,null,null,null,null,null,null,null,null,null,null,null,null,null,null,null,null,204,120,6000,2.2749999999999999,0.74,0,0,0,0,0]
[null,11,null,null,null,null,null,null,null,null,null,null,null,null,null,null,null,null,null,null,null,null,null,null,null,null,null,null,null,null,null,null,null,null,null,null,null,null,null,null,null,null,null,null,null,204,120,6000,2.2749999999999999,0.74,0,0,0,0,0]
[null,12,null,null,null,null,null,null,null,null,null,null,null,null,null,null,null,null,null,null,null,null,null,null,null,null,null,null,null,null,null,null,null,null,null,null,null,null,null,null,null,null,null,null,null,204,120,6000,2.2749999999999999,0.74,0,0,0,0,0]
[null,13,null,null,null,null,null,null,null,null,null,null,null,null,null,null,null,null,null,null,null,null,null,null,null,null,null,null,null,null,null,null,null,null,null,null,null,null,null,null,null,null,null,null,null,204,120,6000,2.2749999999999999,0.74,0,0,0,0,0]
[null,14,null,null,null,null,null,null,null,null,null,null,null,null,null,null,null,null,null,null,null,null,null,null,null,null,null,null,null,null,null,null,null,null,null,null,null,null,null,null,null,null,null,null,null,204,120,6000,2.2749999999999999,0.74,0,0,0,0,0]
[null,15,null,null,null,null,null,null,null,null,null,null,null,null,null,null,null,null,null,null,null,null,null,null,null,null,null,null,null,null,null,null,null,null,null,null,null,null,null,null,null,null,null,null,null,204,120,6000,2.2749999999999999,0.74,0,0,0,0,0]
[null,16,null,null,null,null,null,null,null,null,null,null,null,null,null,null,null,null,null,null,null,null,null,null,null,null,null,null,null,null,null,null,null,null,null,null,null,null,null,null,null,null,null,null,null,204,120,6000,2.2749999999999999,0.74,0,0,0,0,0]
[null,17,null,null,null,null,null,null,null,null,null,null,null,null,null,null,null,null,null,null,null,null,null,null,null,null,null,null,null,null,null,null,null,null,null,null,null,null,null,null,null,null,null,null,null,204,120,6000,2.2749999999999999,0.74,0,0,0,0,0]
[null,18,null,null,null,null,null,null,null,null,null,null,null,null,null,null,null,null,null,null,null,null,null,null,null,null,null,null,null,null,null,null,null,null,null,null,null,null,null,null,null,null,null,null,null,204,120,6000,2.2749999999999999,0.74,0,0,0,0,0]
[null,19,null,null,null,null,null,null,null,null,null,null,null,null,null,null,null,null,null,null,null,null,null,null,null,null,null,null,null,null,null,null,null,null,null,null,null,null,null,null,null,null,null,null,null,204,120,6000,2.2749999999999999,0.74,0,0,0,0,0]
[null,null,null,null,null,null,null,null,null,null,null,null,null,null,null,null,null,null,null,null,null,null,null,null,null,null,null,null,null,null,null,null,null,null,null,null,null,null,null,null,null,null,null,null,null,204,120,6000,2.2749999999999999,0.74,0,0,0,0,0]
[null,null,null,null,null,null,null,null,null,null,null,null,null,null," "]
[]
[]
[]
[]
[]
[]
[]
[]
[]
[]
[]
[]
[]
[]
[]
[]
[]
[]
[]
[null,"Inddata der kan varieres ",null,null,null,null,null,null,null,null,null,null,null,null,null,null,null,null,null,"Resultat af beregning, energi"]
[null,null,{"$f":"C5","v":"PV kapa-citet"},{"$f":"D5","v":"Batterikapacitet"},"Battericyklus ved fuld","Batteri eff.","Batteri styring","Elpris type","Pris solceller","Pris batte-rier og reinvest.","Ren-te","Elpris køb","Elpris salg","Forbrug 1/2","max\nkøb","max\nsalg",null,null,null,"Elforbrug","Pct. dækket forbrug","PV produktion","Batteri-tab","PV til direkte forbrug","Elfor-brug fra batteri","Elforbrug direkte fra elnet","PV til batteri-oplad-ning","Elkøb fra elnet til batteri","Ikke dækket elfor-brug","EL solgt til elnettet","Ikke udnyttet el fra PV (spild)","Dækn. af egetforbr. med PV","Solgt i pct af produk-tion","Spild i pct af produk-tion","CO₂ indhold",{"$f":"AJ5","v":"Investe-ringer inkl. moms"},{"$f":"AK5","v":"Heraf solcel-ler inkl. moms"},"Heraf batterier","Heraf reinvesteringer i batterier","Driftsud-gifter inkl. moms","Heraf finansiering, støtte fratrukket","Heraf køb af el ","Heraf salg af el (minus)","Pris pr. kWh leveret"]
[null,null,{"$f":"ID!AG62","v":204},{"$f":"ID!K76","v":120},{"$f":"ID!K80","v":6000},{"$f":"ID!K90","v":0.9},{"$f":"ID!Y93","v":0},{"$f":"ID!K115","v":1},{"$f":"ID!AE71","v":12000},{"$f":"ID!K87","v":6000},{"$f":"ID!K108","v":0.03},{"$f":"ID!K117","v":2.2749999999999999},{"$f":"ID!K118","v":0.74},{"$f":"ID!Y4","v":1},{"$f":"ID!K120","v":99},{"$f":"ID!K121","v":99},null,null,null,{"$f":"model!M8789","v":216000.00000000055},{"$f":"BR!AB54","v":0.99999999999999856},{"$f":"model!AK8789","v":190748.5938059999},{"$f":"model!AN8789+model!AU8789","v":1225.2187741326652},{"$f":"model!AQ8789","v":79094.457794776652},{"$f":"model!AT8789","v":12252.187741326659},{"$f":"model!AX8789","v":124653.35446389692},{"$f":"model!AZ8789","v":13478.073182125983},{"$f":"model!GE8789","v":0},{"$f":"model!GN8789","v":2.6645352591003757E-15},{"$f":"model!GO8789","v":95586.644888094525},{"$f":"model!GP8789","v":2589.4179410029237},{"$f":"(model!AK8789-model!GP8789-model!GO8789)/model!M8789","v":0.42857653230047321},{"$f":"(model!GO8789)/model!AK8789","v":0.50111323486510495},{"$f":"model!GP8789/model!AK8789","v":1.3575030302118405E-2},{"$f":"model!HV8789/1000","v":35.900166085602294},{"$f":"BR!AB28/1000","v":4376.6670942348901},{"$f":"BR!AB20*(1+ID!Y103)/1000","v":3060},{"$f":"BR!AB21*(1+ID!Y103)/1000","v":450},{"$f":"BR!AB22*(1+ID!Y103)/1000","v":153.78826739535518},{"$f":"BR!AB51/1000","v":416.8626676488613},{"$f":"BR!AB43/1000","v":168.99706670760736},{"$f":"BR!AB44/1000","v":283.58638140536476},{"$f":"BR!AB45/1000","v":-70.734117217189976},{"$f":"BR!AB55","v":1.9299197576336151}]
[]
[]
[null,"BNR",2]
[]
[]
[null,null,"Fsol","Fbat","Fbatcyc","Fbateff","Fbatstyr1","fElpristype","Fsolpris","Fbatpris","Frente","Felpriskøb","Felprissalg","Forbrug12","Fmaxkøb","Fmaxsalg",null,null,null,null,null,null,{"$f":"INDEX(Fsol,1)","v":1}]
[null,1,1,1,1,{"$f":"F8","v":0.9},{"$f":"G8","v":0},{"$f":"H8","v":1},1,1,{"$f":"K8","v":0.03},1,1,{"$f":"N8","v":1},1,1]
[null,2,{"$f":"IF(ISNUMBER(C10),C10,1)","v":1},{"$f":"IF(ISNUMBER(D10),D10,1)","v":0.5},{"$f":"IF(ISNUMBER(E10),E10,1)","v":1},{"$f":"IF(ISNUMBER(F10),F10,F$8)","v":0.9},{"$f":"IF(ISNUMBER(G10),G10,G$8)","v":0},{"$f":"IF(ISNUMBER(H10),H10,H$8)","v":1},{"$f":"IF(ISNUMBER(I10),I10,1)","v":1},{"$f":"IF(ISNUMBER(J10),J10,1)","v":1},{"$f":"IF(ISNUMBER(K10),K10,K$8)","v":0.03},1,1,{"$f":"IF(ISNUMBER(N10),N10,N$8)","v":1},1,1]
[null,3,{"$f":"IF(ISNUMBER(C11),C11,1)","v":1},1,1,{"$f":"IF(ISNUMBER(F11),F11,F$8)","v":0.9},{"$f":"IF(ISNUMBER(G11),G11,G$8)","v":0},1,{"$f":"IF(ISNUMBER(I11),I11,1)","v":1},1,{"$f":"IF(ISNUMBER(K11),K11,K$8)","v":0.03},1,1,{"$f":"IF(ISNUMBER(N11),N11,N$8)","v":1},1,1]
[null,4,1,1,1,0.9,0,1,1,1,0.03,1,1,1,1,1]
[null,5,1,1,1,0.9,0,1,1,1,0.03,1,1,1,1,1]
[null,6,1,1,1,0.9,0,1,1,1,0.03,1,1,1,1,1]
[null,7,1,1,1,0.9,0,1,1,1,0.03,1,1,1,1,1]
[null,8,1,1,1,0.9,0,1,1,1,0.03,1,1,1,1,1]
[null,9,1,1,1,0.9,0,1,1,1,0.03,1,1,1,1,1]
[null,10,1,1,1,0.9,0,1,1,1,0.03,1,1,1,1,1]
[null,11,1,1,1,0.9,0,1,1,1,0.03,1,1,1,1,1]
[null,12,1,1,1,0.9,0,1,1,1,0.03,1,1,1,1,1]
[null,13,1,1,1,0.9,0,1,1,1,0.03,1,1,1,1,1]
[null,14,1,1,1,0.9,0,1,1,1,0.03,1,1,1,1,1]
[null,15,1,1,1,0.9,0,1,1,1,0.03,1,1,1,1,1]
[null,16,1,1,1,0.9,0,1,1,1,0.03,1,1,1,1,1]
[null,17,1,1,1,0.9,0,1,1,1,0.03,1,1,1,1,1]
[null,18,1,1,1,0.9,0,1,1,1,0.03,1,1,1,1,1]
[null,19,1,1,1,0.9,0,1,1,1,0.03,1,1,1,1,1]
[null,20,1,1,1,0.9,0,1,1,1,0.03,1,1,1,1,1]

{"sheet":"graf1","index":7,"n_rows":79,"n_cols":274,"rows_kept":79,"cut":false,"hidden":false,"merged":[]}
[null,{"$f":"MAIN!A1","v":"PVBAT 1.1 (version 30 november 2016) "},null,null,null,null,null,null,null,null,null,null,null,null,null,null,null,null,null,null,null,null,null,null,null,null,null,null,null,null,null,null,null,null,null,null,null,null,null,null,null,null,null,null,null,null,null,null,null,null,null,null,null,null,null,null,null,null,null,null,null,null,null,null,null,null,null,null,null,null,null,null,null,null,null,null,null,null,null,null,null,null,null,null,null,null,null,null,null,null,null,null,null,null,null,null,null,null,null,null,null,null,null,null,null,null,null,null,null,null,null,null,null,null,null,null,null,null,null,null,null,null,null,null,null,null,null,null,null,null,null,null,null,null,null,null,null,null,null,null,null,null,null,null,null,null,null,null,null,null,null,null,null,null,null,null,null,null,null,null,null,null,null,null,null,null,null,null,null,null,null,null,null,null,null,null,null,null,null,null,null,null,null,null,null,null,null,null,null,null,null,null,null,null,null,null,null,null,null,null,null,null,null,null,null,null,null,null,null,null,null,null,null,null,null,null,null,null,null,null,"x",null,null,null,null,null,null,null,null,null,null,null,null,null,null,null,null,null,null,null,null,null,null,null,null,null,null,null,null,null,null,null,null,null,null,null,null,null,null,null,null,null,null,null,null,null,null,null,null,null,null,null,null,"x"]
[null,"Timeværdier for de første 1000 timer gældende for beregning nr. ",null,null,null,null,null,null,null,null,{"$f":"bnr","v":2},null,null,null,null,null,null,null,null,null,null,null,null,null,null,null,null,null,null,null,null,null,null,null,null,null,null,null,null,null,null,null,null,null,null,null,null,null,null,null,null,null,null,null,null,null,null,null,null,null,null,null,null,null,null,null,null,null,null,null,null,null,null,null,null,null,null,null,null,null,null,null,null,null,null,null,null,null,null,null,null,null,null,null,null,null,null,null,null,null,null,null,null,null,null,null,null,null,null,null,null,null,null,null,null,null,null,null,null,null,null,null,null,null,null,null,null,null,null,null,null,null,null,null,null,null,null,null,null,null,null,null,null,null,null,null,null,null,null,null,null,null,null,null,null,null,null,null,null,null,null,null,null,null,null,null,null,null,null,null,null,null,null,null,null,null,null,null,null,null,null,null,null,null,null,null,null,null,null,null,null,null,null,null,null,null,null,null,null,null,null,null,null,null,null,null,null,null,null,null,null,null,null,null,null,null,null,null,null,null,"x",null,null,null,null,null,null,null,null,null,null,null,null,null,null,null,null,null,null,null,null,null,null,null,null,null,null,null,null,null,null,null,null,null,null,null,null,null,null,null,null,null,null,null,null,null,null,null,null,null,null,null,null,"x"]
[null,"kWh/h og for batteri SOC (state of charge) vises kWh. ",null,null,null,null,null,null,null,null,null,null,null,null,null,null,null,null,null,null,null,null,null,null,null,null,null,null,null,null,null,null,null,null,null,null,null,null,null,null,null,null,null,null,null,null,null,null,null,null,null,null,null,null,null,null,null,null,null,null,null,null,null,null,null,null,null,null,null,null,null,null,null,null,null,null,null,null,null,null,null,null,null,null,null,null,null,null,null,null,null,null,null,null,null,null,null,null,null,null,null,null,null,null,null,null,null,null,null,null,null,null,null,null,null,null,null,null,null,null,null,null,null,null,null,null,null,null,null,null,null,null,null,null,null,null,null,null,null,null,null,null,null,null,null,null,null,null,null,null,null,null,null,null,null,null,null,null,null,null,null,null,null,null,null,null,null,null,null,null,null,null,null,null,null,null,null,null,null,null,null,null,null,null,null,null,null,null,null,null,null,null,null,null,null,null,null,null,null,null,null,null,null,null,null,null,null,null,null,null,null,null,null,null,null,null,null,null,null,null,"x",null,null,null,null,null,null,null,null,null,null,null,null,null,null,null,null,null,null,null,null,null,null,null,null,null,null,null,null,null,null,null,null,null,null,null,null,null,null,null,null,null,null,null,null,null,null,null,null,null,null,null,null,"x"]
[null,null,null,null,null,null,null,null,null,null,null,null,null,null,null,null,null,null,null,null,null,null,null,null,null,null,null,null,null,null,null,null,null,null,null,null,null,null,null,null,null,null,null,null,null,null,null,null,null,null,null,null,null,null,null,null,null,null,null,null,null,null,null,null,null,null,null,null,null,null,null,null,null,null,null,null,null,null,null,null,null,null,null,null,null,null,null,null,null,null,null,null,null,null,null,null,null,null,null,null,null,null,null,null,null,null,null,null,null,null,null,null,null,null,null,null,null,null,null,null,null,null,null,null,null,null,null,null,null,null,null,null,null,null,null,null,null,null,null,null,null,null,null,null,null,null,null,null,null,null,null,null,null,null,null,null,null,null,null,null,null,null,null,null,null,null,null,null,null,null,null,null,null,null,null,null,null,null,null,null,null,null,null,null,null,null,null,null,null,null,null,null,null,null,null,null,null,null,null,null,null,null,null,null,null,null,null,null,null,null,null,null,null,null,null,null,null,null,null,null,"x",null,null,null,null,null,null,null,null,null,null,null,null,null,null,null,null,null,null,null,null,null,null,null,null,null,null,null,null,null,null,null,null,null,null,null,null,null,null,null,null,null,null,null,null,null,null,null,null,null,null,null,null,"x"]
[null,null,null,null,null,null,null,null,null,null,null,null,null,null,null,null,null,null,null,null,null,null,null,null,null,null,null,null,null,null,null,null,null,null,null,null,null,null,null,null,null,null,null,null,null,null,null,null,null,null,null,null,null,null,null,null,null,null,null,null,null,null,null,null,null,null,null,null,null,null,null,null,null,null,null,null,null,null,null,null,null,null,null,null,null,null,null,null,null,null,null,null,null,null,null,null,null,null,null,null,null,null,null,null,null,null,null,null,null,null,null,null,null,null,null,null,null,null,null,null,null,null,null,null,null,null,null,null,null,null,null,null,null,null,null,null,null,null,null,null,null,null,null,null,null,null,null,null,null,null,null,null,null,null,null,null,null,null,null,null,null,null,null,null,null,null,null,null,null,null,null,null,null,null,null,null,null,null,null,null,null,null,null,null,null,null,null,null,null,null,null,null,null,null,null,null,null,null,null,null,null,null,null,null,null,null,null,null,null,null,null,null,null,null,null,null,null,null,null,null,"x",null,null,null,null,null,null,null,null,null,null,null,null,null,null,null,null,null,null,null,null,null,null,null,null,null,null,null,null,null,null,null,null,null,null,null,null,null,null,null,null,null,null,null,null,null,null,null,null,null,null,null,null,"x"]
[null,null,null,null,null,null,null,null,null,null,null,null,null,null,null,null,null,null,null,null,null,null,null,null,null,null,null,null,null,null,null,null,null,null,null,null,null,null,null,null,null,null,null,null,null,null,null,null,null,null,null,null,null,null,null,null,null,null,null,null,null,null,null,null,null,null,null,null,null,null,null,null,null,null,null,null,null,null,null,null,null,null,null,null,null,null,null,null,null,null,null,null,null,null,null,null,null,null,null,null,null,null,null,null,null,null,null,null,null,null,null,null,null,null,null,null,null,null,null,null,null,null,null,null,null,null,null,null,null,null,null,null,null,null,null,null,null,null,null,null,null,null,null,null,null,null,null,null,null,null,null,null,null,null,null,null,null,null,null,null,null,null,null,null,null,null,null,null,null,null,null,null,null,null,null,null,null,null,null,null,null,null,null,null,null,null,null,null,null,null,null,null,null,null,null,null,null,null,null,null,null,null,null,null,null,null,null,null,null,null,null,null,null,null,null,null,null,null,null,null,"x",null,null,null,null,null,null,null,null,null,null,null,null,null,null,null,null,null,null,null,null,null,null,null,null,null,null,null,null,null,null,null,null,null,null,null,null,null,null,null,null,null,null,null,null,null,null,null,null,null,null,null,null,"x"]
[null,null,null,null,null,null,null,null,null,null,null,null,null,null,null,null,null,null,null,null,null,null,null,null,null,null,null,null,null,null,null,null,null,null,null,null,null,null,null,null,null,null,null,null,null,null,null,null,null,null,null,null,null,null,null,null,null,null,null,null,null,null,null,null,null,null,null,null,null,null,null,null,null,null,null,null,null,null,null,null,null,null,null,null,null,null,null,null,null,null,null,null,null,null,null,null,null,null,null,null,null,null,null,null,null,null,null,null,null,null,null,null,null,null,null,null,null,null,null,null,null,null,null,null,null,null,null,null,null,null,null,null,null,null,null,null,null,null,null,null,null,null,null,null,null,null,null,null,null,null,null,null,null,null,null,null,null,null,null,null,null,null,null,null,null,null,null,null,null,null,null,null,null,null,null,null,null,null,null,null,null,null,null,null,null,null,null,null,null,null,null,null,null,null,null,null,null,null,null,null,null,null,null,null,null,null,null,null,null,null,null,null,null,null,null,null,null,null,null,null,"x",null,null,null,null,null,null,null,null,null,null,null,null,null,null,null,null,null,null,null,null,null,null,null,null,null,null,null,null,null,null,null,null,null,null,null,null,null,null,null,null,null,null,null,null,null,null,null,null,null,null,null,null,"x"]
[null,null,null,null,null,null,null,null,null,null,null,null,null,null,null,null,null,null,null,null,null,null,null,null,null,null,null,null,null,null,null,null,null,null,null,null,null,null,null,null,null,null,null,null,null,null,null,null,null,null,null,null,null,null,null,null,null,null,null,null,null,null,null,null,null,null,null,null,null,null,null,null,null,null,null,null,null,null,null,null,null,null,null,null,null,null,null,null,null,null,null,null,null,null,null,null,null,null,null,null,null,null,null,null,null,null,null,null,null,null,null,null,null,null,null,null,null,null,null,null,null,null,null,null,null,null,null,null,null,null,null,null,null,null,null,null,null,null,null,null,null,null,null,null,null,null,null,null,null,null,null,null,null,null,null,null,null,null,null,null,null,null,null,null,null,null,null,null,null,null,null,null,null,null,null,null,null,null,null,null,null,null,null,null,null,null,null,null,null,null,null,null,null,null,null,null,null,null,null,null,null,null,null,null,null,null,null,null,null,null,null,null,null,null,null,null,null,null,null,null,"x",null,null,null,null,null,null,null,null,null,null,null,null,null,null,null,null,null,null,null,null,null,null,null,null,null,null,null,null,null,null,null,null,null,null,null,null,null,null,null,null,null,null,null,null,null,null,null,null,null,null,null,null,"x"]
[null,null,null,null,null,null,null,null,null,null,null,null,null,null,null,null,null,null,null,null,null,null,null,null,null,null,null,null,null,null,null,null,null,null,null,null,null,null,null,null,null,null,null,null,null,null,null,null,null,null,null,null,null,null,null,null,null,null,null,null,null,null,null,null,null,null,null,null,null,null,null,null,null,null,null,null,null,null,null,null,null,null,null,null,null,null,null,null,null,null,null,null,null,null,null,null,null,null,null,null,null,null,null,null,null,null,null,null,null,null,null,null,null,null,null,null,null,null,null,null,null,null,null,null,null,null,null,null,null,null,null,null,null,null,null,null,null,null,null,null,null,null,null,null,null,null,null,null,null,null,null,null,null,null,null,null,null,null,null,null,null,null,null,null,null,null,null,null,null,null,null,null,null,null,null,null,null,null,null,null,null,null,null,null,null,null,null,null,null,null,null,null,null,null,null,null,null,null,null,null,null,null,null,null,null,null,null,null,null,null,null,null,null,null,null,null,null,null,null,null,"x",null,null,null,null,null,null,null,null,null,null,null,null,null,null,null,null,null,null,null,null,null,null,null,null,null,null,null,null,null,null,null,null,null,null,null,null,null,null,null,null,null,null,null,null,null,null,null,null,null,null,null,null,"x"]
[null,null,null,null,null,null,null,null,null,null,null,null,null,null,null,null,null,null,null,null,null,null,null,null,null,null,null,null,null,null,null,null,null,null,null,null,null,null,null,null,null,null,null,null,null,null,null,null,null,null,null,null,null,null,null,null,null,null,null,null,null,null,null,null,null,null,null,null,null,null,null,null,null,null,null,null,null,null,null,null,null,null,null,null,null,null,null,null,null,null,null,null,null,null,null,null,null,null,null,null,null,null,null,null,null,null,null,null,null,null,null,null,null,null,null,null,null,null,null,null,null,null,null,null,null,null,null,null,null,null,null,null,null,null,null,null,null,null,null,null,null,null,null,null,null,null,null,null,null,null,null,null,null,null,null,null,null,null,null,null,null,null,null,null,null,null,null,null,null,null,null,null,null,null,null,null,null,null,null,null,null,null,null,null,null,null,null,null,null,null,null,null,null,null,null,null,null,null,null,null,null,null,null,null,null,null,null,null,null,null,null,null,null,null,null,null,null,null,null,null,"x",null,null,null,null,null,null,null,null,null,null,null,null,null,null,null,null,null,null,null,null,null,null,null,null,null,null,null,null,null,null,null,null,null,null,null,null,null,null,null,null,null,null,null,null,null,null,null,null,null,null,null,null,"x"]
[null,null,null,null,null,null,null,null,null,null,null,null,null,null,null,null,null,null,null,null,null,null,null,null,null,null,null,null,null,null,null,null,null,null,null,null,null,null,null,null,null,null,null,null,null,null,null,null,null,null,null,null,null,null,null,null,null,null,null,null,null,null,null,null,null,null,null,null,null,null,null,null,null,null,null,null,null,null,null,null,null,null,null,null,null,null,null,null,null,null,null,null,null,null,null,null,null,null,null,null,null,null,null,null,null,null,null,null,null,null,null,null,null,null,null,null,null,null,null,null,null,null,null,null,null,null,null,null,null,null,null,null,null,null,null,null,null,null,null,null,null,null,null,null,null,null,null,null,null,null,null,null,null,null,null,null,null,null,null,null,null,null,null,null,null,null,null,null,null,null,null,null,null,null,null,null,null,null,null,null,null,null,null,null,null,null,null,null,null,null,null,null,null,null,null,null,null,null,null,null,null,null,null,null,null,null,null,null,null,null,null,null,null,null,null,null,null,null,null,null,"x",null,null,null,null,null,null,null,null,null,null,null,null,null,null,null,null,null,null,null,null,null,null,null,null,null,null,null,null,null,null,null,null,null,null,null,null,null,null,null,null,null,null,null,null,null,null,null,null,null,null,null,null,"x"]
[null,null,null,null,null,null,null,null,null,null,null,null,null,null,null,null,null,null,null,null,null,null,null,null,null,null,null,null,null,null,null,null,null,null,null,null,null,null,null,null,null,null,null,null,null,null,null,null,null,null,null,null,null,null,null,null,null,null,null,null,null,null,null,null,null,null,null,null,null,null,null,null,null,null,null,null,null,null,null,null,null,null,null,null,null,null,null,null,null,null,null,null,null,null,null,null,null,null,null,null,null,null,null,null,null,null,null,null,null,null,null,null,null,null,null,null,null,null,null,null,null,null,null,null,null,null,null,null,null,null,null,null,null,null,null,null,null,null,null,null,null,null,null,null,null,null,null,null,null,null,null,null,null,null,null,null,null,null,null,null,null,null,null,null,null,null,null,null,null,null,null,null,null,null,null,null,null,null,null,null,null,null,null,null,null,null,null,null,null,null,null,null,null,null,null,null,null,null,null,null,null,null,null,null,null,null,null,null,null,null,null,null,null,null,null,null,null,null,null,null,"x",null,null,null,null,null,null,null,null,null,null,null,null,null,null,null,null,null,null,null,null,null,null,null,null,null,null,null,null,null,null,null,null,null,null,null,null,null,null,null,null,null,null,null,null,null,null,null,null,null,null,null,null,"x"]
[null,null,null,null,null,null,null,null,null,null,null,null,null,null,null,null,null,null,null,null,null,null,null,null,null,null,null,null,null,null,null,null,null,null,null,null,null,null,null,null,null,null,null,null,null,null,null,null,null,null,null,null,null,null,null,null,null,null,null,null,null,null,null,null,null,null,null,null,null,null,null,null,null,null,null,null,null,null,null,null,null,null,null,null,null,null,null,null,null,null,null,null,null,null,null,null,null,null,null,null,null,null,null,null,null,null,null,null,null,null,null,null,null,null,null,null,null,null,null,null,null,null,null,null,null,null,null,null,null,null,null,null,null,null,null,null,null,null,null,null,null,null,null,null,null,null,null,null,null,null,null,null,null,null,null,null,null,null,null,null,null,null,null,null,null,null,null,null,null,null,null,null,null,null,null,null,null,null,null,null,null,null,null,null,null,null,null,null,null,null,null,null,null,null,null,null,null,null,null,null,null,null,null,null,null,null,null,null,null,null,null,null,null,null,null,null,null,null,null,null,"x",null,null,null,null,null,null,null,null,null,null,null,null,null,null,null,null,null,null,null,null,null,null,null,null,null,null,null,null,null,null,null,null,null,null,null,null,null,null,null,null,null,null,null,null,null,null,null,null,null,null,null,null,"x"]
[null,null,null,null,null,null,null,null,null,null,null,null,null,null,null,null,null,null,null,null,null,null,null,null,null,null,null,null,null,null,null,null,null,null,null,null,null,null,null,null,null,null,null,null,null,null,null,null,null,null,null,null,null,null,null,null,null,null,null,null,null,null,null,null,null,null,null,null,null,null,null,null,null,null,null,null,null,null,null,null,null,null,null,null,null,null,null,null,null,null,null,null,null,null,null,null,null,null,null,null,null,null,null,null,null,null,null,null,null,null,null,null,null,null,null,null,null,null,null,null,null,null,null,null,null,null,null,null,null,null,null,null,null,null,null,null,null,null,null,null,null,null,null,null,null,null,null,null,null,null,null,null,null,null,null,null,null,null,null,null,null,null,null,null,null,null,null,null,null,null,null,null,null,null,null,null,null,null,null,null,null,null,null,null,null,null,null,null,null,null,null,null,null,null,null,null,null,null,null,null,null,null,null,null,null,null,null,null,null,null,null,null,null,null,null,null,null,null,null,null,"x",null,null,null,null,null,null,null,null,null,null,null,null,null,null,null,null,null,null,null,null,null,null,null,null,null,null,null,null,null,null,null,null,null,null,null,null,null,null,null,null,null,null,null,null,null,null,null,null,null,null,null,null,"x"]
[null,null,null,null,null,null,null,null,null,null,null,null,null,null,null,null,null,null,null,null,null,null,null,null,null,null,null,null,null,null,null,null,null,null,null,null,null,null,null,null,null,null,null,null,null,null,null,null,null,null,null,null,null,null,null,null,null,null,null,null,null,null,null,null,null,null,null,null,null,null,null,null,null,null,null,null,null,null,null,null,null,null,null,null,null,null,null,null,null,null,null,null,null,null,null,null,null,null,null,null,null,null,null,null,null,null,null,null,null,null,null,null,null,null,null,null,null,null,null,null,null,null,null,null,null,null,null,null,null,null,null,null,null,null,null,null,null,null,null,null,null,null,null,null,null,null,null,null,null,null,null,null,null,null,null,null,null,null,null,null,null,null,null,null,null,null,null,null,null,null,null,null,null,null,null,null,null,null,null,null,null,null,null,null,null,null,null,null,null,null,null,null,null,null,null,null,null,null,null,null,null,null,null,null,null,null,null,null,null,null,null,null,null,null,null,null,null,null,null,null,"x",null,null,null,null,null,null,null,null,null,null,null,null,null,null,null,null,null,null,null,null,null,null,null,null,null,null,null,null,null,null,null,null,null,null,null,null,null,null,null,null,null,null,null,null,null,null,null,null,null,null,null,null,"x"]
[null,null,null,null,null,null,null,null,null,null,null,null,null,null,null,null,null,null,null,null,null,null,null,null,null,null,null,null,null,null,null,null,null,null,null,null,null,null,null,null,null,null,null,null,null,null,null,null,null,null,null,null,null,null,null,null,null,null,null,null,null,null,null,null,null,null,null,null,null,null,null,null,null,null,null,null,null,null,null,null,null,null,null,null,null,null,null,null,null,null,null,null,null,null,null,null,null,null,null,null,null,null,null,null,null,null,null,null,null,null,null,null,null,null,null,null,null,null,null,null,null,null,null,null,null,null,null,null,null,null,null,null,null,null,null,null,null,null,null,null,null,null,null,null,null,null,null,null,null,null,null,null,null,null,null,null,null,null,null,null,null,null,null,null,null,null,null,null,null,null,null,null,null,null,null,null,null,null,null,null,null,null,null,null,null,null,null,null,null,null,null,null,null,null,null,null,null,null,null,null,null,null,null,null,null,null,null,null,null,null,null,null,null,null,null,null,null,null,null,null,"x",null,null,null,null,null,null,null,null,null,null,null,null,null,null,null,null,null,null,null,null,null,null,null,null,null,null,null,null,null,null,null,null,null,null,null,null,null,null,null,null,null,null,null,null,null,null,null,null,null,null,null,null,"x"]
[null,null,null,null,null,null,null,null,null,null,null,null,null,null,null,null,null,null,null,null,null,null,null,null,null,null,null,null,null,null,null,null,null,null,null,null,null,null,null,null,null,null,null,null,null,null,null,null,null,null,null,null,null,null,null,null,null,null,null,null,null,null,null,null,null,null,null,null,null,null,null,null,null,null,null,null,null,null,null,null,null,null,null,null,null,null,null,null,null,null,null,null,null,null,null,null,null,null,null,null,null,null,null,null,null,null,null,null,null,null,null,null,null,null,null,null,null,null,null,null,null,null,null,null,null,null,null,null,null,null,null,null,null,null,null,null,null,null,null,null,null,null,null,null,null,null,null,null,null,null,null,null,null,null,null,null,null,null,null,null,null,null,null,null,null,null,null,null,null,null,null,null,null,null,null,null,null,null,null,null,null,null,null,null,null,null,null,null,null,null,null,null,null,null,null,null,null,null,null,null,null,null,null,null,null,null,null,null,null,null,null,null,null,null,null,null,null,null,null,null,"x",null,null,null,null,null,null,null,null,null,null,null,null,null,null,null,null,null,null,null,null,null,null,null,null,null,null,null,null,null,null,null,null,null,null,null,null,null,null,null,null,null,null,null,null,null,null,null,null,null,null,null,null,"x"]
[null,null,null,null,null,null,null,null,null,null,null,null,null,null,null,null,null,null,null,null,null,null,null,null,null,null,null,null,null,null,null,null,null,null,null,null,null,null,null,null,null,null,null,null,null,null,null,null,null,null,null,null,null,null,null,null,null,null,null,null,null,null,null,null,null,null,null,null,null,null,null,null,null,null,null,null,null,null,null,null,null,null,null,null,null,null,null,null,null,null,null,null,null,null,null,null,null,null,null,null,null,null,null,null,null,null,null,null,null,null,null,null,null,null,null,null,null,null,null,null,null,null,null,null,null,null,null,null,null,null,null,null,null,null,null,null,null,null,null,null,null,null,null,null,null,null,null,null,null,null,null,null,null,null,null,null,null,null,null,null,null,null,null,null,null,null,null,null,null,null,null,null,null,null,null,null,null,null,null,null,null,null,null,null,null,null,null,null,null,null,null,null,null,null,null,null,null,null,null,null,null,null,null,null,null,null,null,null,null,null,null,null,null,null,null,null,null,null,null,null,"x",null,null,null,null,null,null,null,null,null,null,null,null,null,null,null,null,null,null,null,null,null,null,null,null,null,null,null,null,null,null,null,null,null,null,null,null,null,null,null,null,null,null,null,null,null,null,null,null,null,null,null,null,"x"]
[null,null,null,null,null,null,null,null,null,null,null,null,null,null,null,null,null,null,null,null,null,null,null,null,null,null,null,null,null,null,null,null,null,null,null,null,null,null,null,null,null,null,null,null,null,null,null,null,null,null,null,null,null,null,null,null,null,null,null,null,null,null,null,null,null,null,null,null,null,null,null,null,null,null,null,null,null,null,null,null,null,null,null,null,null,null,null,null,null,null,null,null,null,null,null,null,null,null,null,null,null,null,null,null,null,null,null,null,null,null,null,null,null,null,null,null,null,null,null,null,null,null,null,null,null,null,null,null,null,null,null,null,null,null,null,null,null,null,null,null,null,null,null,null,null,null,null,null,null,null,null,null,null,null,null,null,null,null,null,null,null,null,null,null,null,null,null,null,null,null,null,null,null,null,null,null,null,null,null,null,null,null,null,null,null,null,null,null,null,null,null,null,null,null,null,null,null,null,null,null,null,null,null,null,null,null,null,null,null,null,null,null,null,null,null,null,null,null,null,null,"x",null,null,null,null,null,null,null,null,null,null,null,null,null,null,null,null,null,null,null,null,null,null,null,null,null,null,null,null,null,null,null,null,null,null,null,null,null,null,null,null,null,null,null,null,null,null,null,null,null,null,null,null,"x"]
[null,null,null,null,null,null,null,null,null,null,null,null,null,null,null,null,null,null,null,null,null,null,null,null,null,null,null,null,null,null,null,null,null,null,null,null,null,null,null,null,null,null,null,null,null,null,null,null,null,null,null,null,null,null,null,null,null,null,null,null,null,null,null,null,null,null,null,null,null,null,null,null,null,null,null,null,null,null,null,null,null,null,null,null,null,null,null,null,null,null,null,null,null,null,null,null,null,null,null,null,null,null,null,null,null,null,null,null,null,null,null,null,null,null,null,null,null,null,null,null,null,null,null,null,null,null,null,null,null,null,null,null,null,null,null,null,null,null,null,null,null,null,null,null,null,null,null,null,null,null,null,null,null,null,null,null,null,null,null,null,null,null,null,null,null,null,null,null,null,null,null,null,null,null,null,null,null,null,null,null,null,null,null,null,null,null,null,null,null,null,null,null,null,null,null,null,null,null,null,null,null,null,null,null,null,null,null,null,null,null,null,null,null,null,null,null,null,null,null,null,"x",null,null,null,null,null,null,null,null,null,null,null,null,null,null,null,null,null,null,null,null,null,null,null,null,null,null,null,null,null,null,null,null,null,null,null,null,null,null,null,null,null,null,null,null,null,null,null,null,null,null,null,null,"x"]
[null,null,null,null,null,null,null,null,null,null,null,null,null,null,null,null,null,null,null,null,null,null,null,null,null,null,null,null,null,null,null,null,null,null,null,null,null,null,null,null,null,null,null,null,null,null,null,null,null,null,null,null,null,null,null,null,null,null,null,null,null,null,null,null,null,null,null,null,null,null,null,null,null,null,null,null,null,null,null,null,null,null,null,null,null,null,null,null,null,null,null,null,null,null,null,null,null,null,null,null,null,null,null,null,null,null,null,null,null,null,null,null,null,null,null,null,null,null,null,null,null,null,null,null,null,null,null,null,null,null,null,null,null,null,null,null,null,null,null,null,null,null,null,null,null,null,null,null,null,null,null,null,null,null,null,null,null,null,null,null,null,null,null,null,null,null,null,null,null,null,null,null,null,null,null,null,null,null,null,null,null,null,null,null,null,null,null,null,null,null,null,null,null,null,null,null,null,null,null,null,null,null,null,null,null,null,null,null,null,null,null,null,null,null,null,null,null,null,null,null,"x",null,null,null,null,null,null,null,null,null,null,null,null,null,null,null,null,null,null,null,null,null,null,null,null,null,null,null,null,null,null,null,null,null,null,null,null,null,null,null,null,null,null,null,null,null,null,null,null,null,null,null,null,"x"]
[null,null,null,null,null,null,null,null,null,null,null,null,null,null,null,null,null,null,null,null,null,null,null,null,null,null,null,null,null,null,null,null,null,null,null,null,null,null,null,null,null,null,null,null,null,null,null,null,null,null,null,null,null,null,null,null,null,null,null,null,null,null,null,null,null,null,null,null,null,null,null,null,null,null,null,null,null,null,null,null,null,null,null,null,null,null,null,null,null,null,null,null,null,null,null,null,null,null,null,null,null,null,null,null,null,null,null,null,null,null,null,null,null,null,null,null,null,null,null,null,null,null,null,null,null,null,null,null,null,null,null,null,null,null,null,null,null,null,null,null,null,null,null,null,null,null,null,null,null,null,null,null,null,null,null,null,null,null,null,null,null,null,null,null,null,null,null,null,null,null,null,null,null,null,null,null,null,null,null,null,null,null,null,null,null,null,null,null,null,null,null,null,null,null,null,null,null,null,null,null,null,null,null,null,null,null,null,null,null,null,null,null,null,null,null,null,null,null,null,null,"x",null,null,null,null,null,null,null,null,null,null,null,null,null,null,null,null,null,null,null,null,null,null,null,null,null,null,null,null,null,null,null,null,null,null,null,null,null,null,null,null,null,null,null,null,null,null,null,null,null,null,null,null,"x"]
[null,null,null,null,null,null,null,null,null,null,null,null,null,null,null,null,null,null,null,null,null,null,null,null,null,null,null,null,null,null,null,null,null,null,null,null,null,null,null,null,null,null,null,null,null,null,null,null,null,null,null,null,null,null,null,null,null,null,null,null,null,null,null,null,null,null,null,null,null,null,null,null,null,null,null,null,null,null,null,null,null,null,null,null,null,null,null,null,null,null,null,null,null,null,null,null,null,null,null,null,null,null,null,null,null,null,null,null,null,null,null,null,null,null,null,null,null,null,null,null,null,null,null,null,null,null,null,null,null,null,null,null,null,null,null,null,null,null,null,null,null,null,null,null,null,null,null,null,null,null,null,null,null,null,null,null,null,null,null,null,null,null,null,null,null,null,null,null,null,null,null,null,null,null,null,null,null,null,null,null,null,null,null,null,null,null,null,null,null,null,null,null,null,null,null,null,null,null,null,null,null,null,null,null,null,null,null,null,null,null,null,null,null,null,null,null,null,null,null,null,"x",null,null,null,null,null,null,null,null,null,null,null,null,null,null,null,null,null,null,null,null,null,null,null,null,null,null,null,null,null,null,null,null,null,null,null,null,null,null,null,null,null,null,null,null,null,null,null,null,null,null,null,null,"x"]
[null,null,null,null,null,null,null,null,null,null,null,null,null,null,null,null,null,null,null,null,null,null,null,null,null,null,null,null,null,null,null,null,null,null,null,null,null,null,null,null,null,null,null,null,null,null,null,null,null,null,null,null,null,null,null,null,null,null,null,null,null,null,null,null,null,null,null,null,null,null,null,null,null,null,null,null,null,null,null,null,null,null,null,null,null,null,null,null,null,null,null,null,null,null,null,null,null,null,null,null,null,null,null,null,null,null,null,null,null,null,null,null,null,null,null,null,null,null,null,null,null,null,null,null,null,null,null,null,null,null,null,null,null,null,null,null,null,null,null,null,null,null,null,null,null,null,null,null,null,null,null,null,null,null,null,null,null,null,null,null,null,null,null,null,null,null,null,null,null,null,null,null,null,null,null,null,null,null,null,null,null,null,null,null,null,null,null,null,null,null,null,null,null,null,null,null,null,null,null,null,null,null,null,null,null,null,null,null,null,null,null,null,null,null,null,null,null,null,null,null,"x",null,null,null,null,null,null,null,null,null,null,null,null,null,null,null,null,null,null,null,null,null,null,null,null,null,null,null,null,null,null,null,null,null,null,null,null,null,null,null,null,null,null,null,null,null,null,null,null,null,null,null,null,"x"]
[null,null,null,null,null,null,null,null,null,null,null,null,null,null,null,null,null,null,null,null,null,null,null,null,null,null,null,null,null,null,null,null,null,null,null,null,null,null,null,null,null,null,null,null,null,null,null,null,null,null,null,null,null,null,null,null,null,null,null,null,null,null,null,null,null,null,null,null,null,null,null,null,null,null,null,null,null,null,null,null,null,null,null,null,null,null,null,null,null,null,null,null,null,null,null,null,null,null,null,null,null,null,null,null,null,null,null,null,null,null,null,null,null,null,null,null,null,null,null,null,null,null,null,null,null,null,null,null,null,null,null,null,null,null,null,null,null,null,null,null,null,null,null,null,null,null,null,null,null,null,null,null,null,null,null,null,null,null,null,null,null,null,null,null,null,null,null,null,null,null,null,null,null,null,null,null,null,null,null,null,null,null,null,null,null,null,null,null,null,null,null,null,null,null,null,null,null,null,null,null,null,null,null,null,null,null,null,null,null,null,null,null,null,null,null,null,null,null,null,null,"x",null,null,null,null,null,null,null,null,null,null,null,null,null,null,null,null,null,null,null,null,null,null,null,null,null,null,null,null,null,null,null,null,null,null,null,null,null,null,null,null,null,null,null,null,null,null,null,null,null,null,null,null,"x"]
[null,"Timeværdier for hele året gældende for beregning nr. ",null,null,null,null,null,null,null,null,{"$f":"bnr","v":2},null,null,null,null,null,null,null,null,null,null,null,null,null,null,null,null,null,null,null,null,null,null,null,null,null,null,null,null,null,null,null,null,null,null,null,null,null,null,null,null,null,null,null,null,null,null,null,null,null,null,null,null,null,null,null,null,null,null,null,null,null,null,null,null,null,null,null,null,null,null,null,null,null,null,null,null,null,null,null,null,null,null,null,null,null,null,null,null,null,null,null,null,null,null,null,null,null,null,null,null,null,null,null,null,null,null,null,null,null,null,null,null,null,null,null,null,null,null,null,null,null,null,null,null,null,null,null,null,null,null,null,null,null,null,null,null,null,null,null,null,null,null,null,null,null,null,null,null,null,null,null,null,null,null,null,null,null,null,null,null,null,null,null,null,null,null,null,null,null,null,null,null,null,null,null,null,null,null,null,null,null,null,null,null,null,null,null,null,null,null,null,null,null,null,null,null,null,null,null,null,null,null,null,null,null,null,null,null,null,"x",null,null,null,null,null,null,null,null,null,null,null,null,null,null,null,null,null,null,null,null,null,null,null,null,null,null,null,null,null,null,null,null,null,null,null,null,null,null,null,null,null,null,null,null,null,null,null,null,null,null,null,null,"x"]
[null,"kWh/h og for batteri SOC (state of charge) vises kWh. ",null,null,null,null,null,null,null,null,null,null,null,null,null,null,null,null,null,null,null,null,null,null,null,null,null,null,null,null,null,null,null,null,null,null,null,null,null,null,null,null,null,null,null,null,null,null,null,null,null,null,null,null,null,null,null,null,null,null,null,null,null,null,null,null,null,null,null,null,null,null,null,null,null,null,null,null,null,null,null,null,null,null,null,null,null,null,null,null,null,null,null,null,null,null,null,null,null,null,null,null,null,null,null,null,null,null,null,null,null,null,null,null,null,null,null,null,null,null,null,null,null,null,null,null,null,null,null,null,null,null,null,null,null,null,null,null,null,null,null,null,null,null,null,null,null,null,null,null,null,null,null,null,null,null,null,null,null,null,null,null,null,null,null,null,null,null,null,null,null,null,null,null,null,null,null,null,null,null,null,null,null,null,null,null,null,null,null,null,null,null,null,null,null,null,null,null,null,null,null,null,null,null,null,null,null,null,null,null,null,null,null,null,null,null,null,null,null,null,"x",null,null,null,null,null,null,null,null,null,null,null,null,null,null,null,null,null,null,null,null,null,null,null,null,null,null,null,null,null,null,null,null,null,null,null,null,null,null,null,null,null,null,null,null,null,null,null,null,null,null,null,null,"x"]
[null,null,null,null,null,null,null,null,null,{"$f":"bnr","v":2},null,null,null,null,null,null,null,null,null,null,null,null,null,null,null,null,null,null,null,null,null,null,null,null,null,null,null,null,null,null,null,null,null,null,null,null,null,null,null,null,null,null,null,null,null,null,null,null,null,null,null,null,null,null,null,null,null,null,null,null,null,null,null,null,null,null,null,null,null,null,null,null,null,null,null,null,null,null,null,null,null,null,null,null,null,null,null,null,null,null,null,null,null,null,null,null,null,null,null,null,null,null,null,null,null,null,null,null,null,null,null,null,null,null,null,null,null,null,null,null,null,null,null,null,null,null,null,null,null,null,null,null,null,null,null,null,null,null,null,null,null,null,null,null,null,null,null,null,null,null,null,null,null,null,null,null,null,null,null,null,null,null,null,null,null,null,null,null,null,null,null,null,null,null,null,null,null,null,null,null,null,null,null,null,null,null,null,null,null,null,null,null,null,null,null,null,null,null,null,null,null,null,null,null,null,null,null,null,null,null,"x",null,null,null,null,null,null,null,null,null,null,null,null,null,null,null,null,null,null,null,null,null,null,null,null,null,null,null,null,null,null,null,null,null,null,null,null,null,null,null,null,null,null,null,null,null,null,null,null,null,null,null,null,"x"]
[null,null,null,null,null,null,null,null,null,null,null,null,null,null,null,null,null,null,null,null,null,null,null,null,null,null,null,null,null,null,null,null,null,null,null,null,null,null,null,null,null,null,null,null,null,null,null,null,null,null,null,null,null,null,null,null,null,null,null,null,null,null,null,null,null,null,null,null,null,null,null,null,null,null,null,null,null,null,null,null,null,null,null,null,null,null,null,null,null,null,null,null,null,null,null,null,null,null,null,null,null,null,null,null,null,null,null,null,null,null,null,null,null,null,null,null,null,null,null,null,null,null,null,null,null,null,null,null,null,null,null,null,null,null,null,null,null,null,null,null,null,null,null,null,null,null,null,null,null,null,null,null,null,null,null,null,null,null,null,null,null,null,null,null,null,null,null,null,null,null,null,null,null,null,null,null,null,null,null,null,null,null,null,null,null,null,null,null,null,null,null,null,null,null,null,null,null,null,null,null,null,null,null,null,null,null,null,null,null,null,null,null,null,null,null,null,null,null,null,null,"x",null,null,null,null,null,null,null,null,null,null,null,null,null,null,null,null,null,null,null,null,null,null,null,null,null,null,null,null,null,null,null,null,null,null,null,null,null,null,null,null,null,null,null,null,null,null,null,null,null,null,null,null,"x"]
[null,null,null,null,null,null,null,null,null,null,null,null,null,null,null,null,null,null,null,null,null,null,null,null,null,null,null,null,null,null,null,null,null,null,null,null,null,null,null,null,null,null,null,null,null,null,null,null,null,null,null,null,null,null,null,null,null,null,null,null,null,null,null,null,null,null,null,null,null,null,null,null,null,null,null,null,null,null,null,null,null,null,null,null,null,null,null,null,null,null,null,null,null,null,null,null,null,null,null,null,null,null,null,null,null,null,null,null,null,null,null,null,null,null,null,null,null,null,null,null,null,null,null,null,null,null,null,null,null,null,null,null,null,null,null,null,null,null,null,null,null,null,null,null,null,null,null,null,null,null,null,null,null,null,null,null,null,null,null,null,null,null,null,null,null,null,null,null,null,null,null,null,null,null,null,null,null,null,null,null,null,null,null,null,null,null,null,null,null,null,null,null,null,null,null,null,null,null,null,null,null,null,null,null,null,null,null,null,null,null,null,null,null,null,null,null,null,null,null,null,"x",null,null,null,null,null,null,null,null,null,null,null,null,null,null,null,null,null,null,null,null,null,null,null,null,null,null,null,null,null,null,null,null,null,null,null,null,null,null,null,null,null,null,null,null,null,null,null,null,null,null,null,null,"x"]
[null,null,null,null,null,null,null,null,null,null,null,null,null,null,null,null,null,null,null,null,null,null,null,null,null,null,null,null,null,null,null,null,null,null,null,null,null,null,null,null,null,null,null,null,null,null,null,null,null,null,null,null,null,null,null,null,null,null,null,null,null,null,null,null,null,null,null,null,null,null,null,null,null,null,null,null,null,null,null,null,null,null,null,null,null,null,null,null,null,null,null,null,null,null,null,null,null,null,null,null,null,null,null,null,null,null,null,null,null,null,null,null,null,null,null,null,null,null,null,null,null,null,null,null,null,null,null,null,null,null,null,null,null,null,null,null,null,null,null,null,null,null,null,null,null,null,null,null,null,null,null,null,null,null,null,null,null,null,null,null,null,null,null,null,null,null,null,null,null,null,null,null,null,null,null,null,null,null,null,null,null,null,null,null,null,null,null,null,null,null,null,null,null,null,null,null,null,null,null,null,null,null,null,null,null,null,null,null,null,null,null,null,null,null,null,null,null,null,null,null,"x",null,null,null,null,null,null,null,null,null,null,null,null,null,null,null,null,null,null,null,null,null,null,null,null,null,null,null,null,null,null,null,null,null,null,null,null,null,null,null,null,null,null,null,null,null,null,null,null,null,null,null,null,"x"]
[null,null,null,null,null,null,null,null,null,null,null,null,null,null,null,null,null,null,null,null,null,null,null,null,null,null,null,null,null,null,null,null,null,null,null,null,null,null,null,null,null,null,null,null,null,null,null,null,null,null,null,null,null,null,null,null,null,null,null,null,null,null,null,null,null,null,null,null,null,null,null,null,null,null,null,null,null,null,null,null,null,null,null,null,null,null,null,null,null,null,null,null,null,null,null,null,null,null,null,null,null,null,null,null,null,null,null,null,null,null,null,null,null,null,null,null,null,null,null,null,null,null,null,null,null,null,null,null,null,null,null,null,null,null,null,null,null,null,null,null,null,null,null,null,null,null,null,null,null,null,null,null,null,null,null,null,null,null,null,null,null,null,null,null,null,null,null,null,null,null,null,null,null,null,null,null,null,null,null,null,null,null,null,null,null,null,null,null,null,null,null,null,null,null,null,null,null,null,null,null,null,null,null,null,null,null,null,null,null,null,null,null,null,null,null,null,null,null,null,null,"x",null,null,null,null,null,null,null,null,null,null,null,null,null,null,null,null,null,null,null,null,null,null,null,null,null,null,null,null,null,null,null,null,null,null,null,null,null,null,null,null,null,null,null,null,null,null,null,null,null,null,null,null,"x"]
[null,null,null,null,null,null,null,null,null,null,null,null,null,null,null,null,null,null,null,null,null,null,null,null,null,null,null,null,null,null,null,null,null,null,null,null,null,null,null,null,null,null,null,null,null,null,null,null,null,null,null,null,null,null,null,null,null,null,null,null,null,null,null,null,null,null,null,null,null,null,null,null,null,null,null,null,null,null,null,null,null,null,null,null,null,null,null,null,null,null,null,null,null,null,null,null,null,null,null,null,null,null,null,null,null,null,null,null,null,null,null,null,null,null,null,null,null,null,null,null,null,null,null,null,null,null,null,null,null,null,null,null,null,null,null,null,null,null,null,null,null,null,null,null,null,null,null,null,null,null,null,null,null,null,null,null,null,null,null,null,null,null,null,null,null,null,null,null,null,null,null,null,null,null,null,null,null,null,null,null,null,null,null,null,null,null,null,null,null,null,null,null,null,null,null,null,null,null,null,null,null,null,null,null,null,null,null,null,null,null,null,null,null,null,null,null,null,null,null,null,"x",null,null,null,null,null,null,null,null,null,null,null,null,null,null,null,null,null,null,null,null,null,null,null,null,null,null,null,null,null,null,null,null,null,null,null,null,null,null,null,null,null,null,null,null,null,null,null,null,null,null,null,null,"x"]
[null,null,null,null,null,null,null,null,null,null,null,null,null,null,null,null,null,null,null,null,null,null,null,null,null,null,null,null,null,null,null,null,null,null,null,null,null,null,null,null,null,null,null,null,null,null,null,null,null,null,null,null,null,null,null,null,null,null,null,null,null,null,null,null,null,null,null,null,null,null,null,null,null,null,null,null,null,null,null,null,null,null,null,null,null,null,null,null,null,null,null,null,null,null,null,null,null,null,null,null,null,null,null,null,null,null,null,null,null,null,null,null,null,null,null,null,null,null,null,null,null,null,null,null,null,null,null,null,null,null,null,null,null,null,null,null,null,null,null,null,null,null,null,null,null,null,null,null,null,null,null,null,null,null,null,null,null,null,null,null,null,null,null,null,null,null,null,null,null,null,null,null,null,null,null,null,null,null,null,null,null,null,null,null,null,null,null,null,null,null,null,null,null,null,null,null,null,null,null,null,null,null,null,null,null,null,null,null,null,null,null,null,null,null,null,null,null,null,null,null,"x",null,null,null,null,null,null,null,null,null,null,null,null,null,null,null,null,null,null,null,null,null,null,null,null,null,null,null,null,null,null,null,null,null,null,null,null,null,null,null,null,null,null,null,null,null,null,null,null,null,null,null,null,"x"]
[null,null,null,null,null,null,null,null,null,null,null,null,null,null,null,null,null,null,null,null,null,null,null,null,null,null,null,null,null,null,null,null,null,null,null,null,null,null,null,null,null,null,null,null,null,null,null,null,null,null,null,null,null,null,null,null,null,null,null,null,null,null,null,null,null,null,null,null,null,null,null,null,null,null,null,null,null,null,null,null,null,null,null,null,null,null,null,null,null,null,null,null,null,null,null,null,null,null,null,null,null,null,null,null,null,null,null,null,null,null,null,null,null,null,null,null,null,null,null,null,null,null,null,null,null,null,null,null,null,null,null,null,null,null,null,null,null,null,null,null,null,null,null,null,null,null,null,null,null,null,null,null,null,null,null,null,null,null,null,null,null,null,null,null,null,null,null,null,null,null,null,null,null,null,null,null,null,null,null,null,null,null,null,null,null,null,null,null,null,null,null,null,null,null,null,null,null,null,null,null,null,null,null,null,null,null,null,null,null,null,null,null,null,null,null,null,null,null,null,null,"x",null,null,null,null,null,null,null,null,null,null,null,null,null,null,null,null,null,null,null,null,null,null,null,null,null,null,null,null,null,null,null,null,null,null,null,null,null,null,null,null,null,null,null,null,null,null,null,null,null,null,null,null,"x"]
[null,null,null,null,null,null,null,null,null,null,null,null,null,null,null,null,null,null,null,null,null,null,null,null,null,null,null,null,null,null,null,null,null,null,null,null,null,null,null,null,null,null,null,null,null,null,null,null,null,null,null,null,null,null,null,null,null,null,null,null,null,null,null,null,null,null,null,null,null,null,null,null,null,null,null,null,null,null,null,null,null,null,null,null,null,null,null,null,null,null,null,null,null,null,null,null,null,null,null,null,null,null,null,null,null,null,null,null,null,null,null,null,null,null,null,null,null,null,null,null,null,null,null,null,null,null,null,null,null,null,null,null,null,null,null,null,null,null,null,null,null,null,null,null,null,null,null,null,null,null,null,null,null,null,null,null,null,null,null,null,null,null,null,null,null,null,null,null,null,null,null,null,null,null,null,null,null,null,null,null,null,null,null,null,null,null,null,null,null,null,null,null,null,null,null,null,null,null,null,null,null,null,null,null,null,null,null,null,null,null,null,null,null,null,null,null,null,null,null,null,"x",null,null,null,null,null,null,null,null,null,null,null,null,null,null,null,null,null,null,null,null,null,null,null,null,null,null,null,null,null,null,null,null,null,null,null,null,null,null,null,null,null,null,null,null,null,null,null,null,null,null,null,null,"x"]
[null,null,null,null,null,null,null,null,null,null,null,null,null,null,null,null,null,null,null,null,null,null,null,null,null,null,null,null,null,null,null,null,null,null,null,null,null,null,null,null,null,null,null,null,null,null,null,null,null,null,null,null,null,null,null,null,null,null,null,null,null,null,null,null,null,null,null,null,null,null,null,null,null,null,null,null,null,null,null,null,null,null,null,null,null,null,null,null,null,null,null,null,null,null,null,null,null,null,null,null,null,null,null,null,null,null,null,null,null,null,null,null,null,null,null,null,null,null,null,null,null,null,null,null,null,null,null,null,null,null,null,null,null,null,null,null,null,null,null,null,null,null,null,null,null,null,null,null,null,null,null,null,null,null,null,null,null,null,null,null,null,null,null,null,null,null,null,null,null,null,null,null,null,null,null,null,null,null,null,null,null,null,null,null,null,null,null,null,null,null,null,null,null,null,null,null,null,null,null,null,null,null,null,null,null,null,null,null,null,null,null,null,null,null,null,null,null,null,null,null,"x",null,null,null,null,null,null,null,null,null,null,null,null,null,null,null,null,null,null,null,null,null,null,null,null,null,null,null,null,null,null,null,null,null,null,null,null,null,null,null,null,null,null,null,null,null,null,null,null,null,null,null,null,"x"]
[null,null,null,null,null,null,null,null,null,null,null,null,null,null,null,null,null,null,null,null,null,null,null,null,null,null,null,null,null,null,null,null,null,null,null,null,null,null,null,null,null,null,null,null,null,null,null,null,null,null,null,null,null,null,null,null,null,null,null,null,null,null,null,null,null,null,null,null,null,null,null,null,null,null,null,null,null,null,null,null,null,null,null,null,null,null,null,null,null,null,null,null,null,null,null,null,null,null,null,null,null,null,null,null,null,null,null,null,null,null,null,null,null,null,null,null,null,null,null,null,null,null,null,null,null,null,null,null,null,null,null,null,null,null,null,null,null,null,null,null,null,null,null,null,null,null,null,null,null,null,null,null,null,null,null,null,null,null,null,null,null,null,null,null,null,null,null,null,null,null,null,null,null,null,null,null,null,null,null,null,null,null,null,null,null,null,null,null,null,null,null,null,null,null,null,null,null,null,null,null,null,null,null,null,null,null,null,null,null,null,null,null,null,null,null,null,null,null,null,null,"x",null,null,null,null,null,null,null,null,null,null,null,null,null,null,null,null,null,null,null,null,null,null,null,null,null,null,null,null,null,null,null,null,null,null,null,null,null,null,null,null,null,null,null,null,null,null,null,null,null,null,null,null,"x"]
[null,null,null,null,null,null,null,null,null,null,null,null,null,null,null,null,null,null,null,null,null,null,null,null,null,null,null,null,null,null,null,null,null,null,null,null,null,null,null,null,null,null,null,null,null,null,null,null,null,null,null,null,null,null,null,null,null,null,null,null,null,null,null,null,null,null,null,null,null,null,null,null,null,null,null,null,null,null,null,null,null,null,null,null,null,null,null,null,null,null,null,null,null,null,null,null,null,null,null,null,null,null,null,null,null,null,null,null,null,null,null,null,null,null,null,null,null,null,null,null,null,null,null,null,null,null,null,null,null,null,null,null,null,null,null,null,null,null,null,null,null,null,null,null,null,null,null,null,null,null,null,null,null,null,null,null,null,null,null,null,null,null,null,null,null,null,null,null,null,null,null,null,null,null,null,null,null,null,null,null,null,null,null,null,null,null,null,null,null,null,null,null,null,null,null,null,null,null,null,null,null,null,null,null,null,null,null,null,null,null,null,null,null,null,null,null,null,null,null,null,"x",null,null,null,null,null,null,null,null,null,null,null,null,null,null,null,null,null,null,null,null,null,null,null,null,null,null,null,null,null,null,null,null,null,null,null,null,null,null,null,null,null,null,null,null,null,null,null,null,null,null,null,null,"x"]
[null,null,null,null,null,null,null,null,null,null,null,null,null,null,null,null,null,null,null,null,null,null,null,null,null,null,null,null,null,null,null,null,null,null,null,null,null,null,null,null,null,null,null,null,null,null,null,null,null,null,null,null,null,null,null,null,null,null,null,null,null,null,null,null,null,null,null,null,null,null,null,null,null,null,null,null,null,null,null,null,null,null,null,null,null,null,null,null,null,null,null,null,null,null,null,null,null,null,null,null,null,null,null,null,null,null,null,null,null,null,null,null,null,null,null,null,null,null,null,null,null,null,null,null,null,null,null,null,null,null,null,null,null,null,null,null,null,null,null,null,null,null,null,null,null,null,null,null,null,null,null,null,null,null,null,null,null,null,null,null,null,null,null,null,null,null,null,null,null,null,null,null,null,null,null,null,null,null,null,null,null,null,null,null,null,null,null,null,null,null,null,null,null,null,null,null,null,null,null,null,null,null,null,null,null,null,null,null,null,null,null,null,null,null,null,null,null,null,null,null,"x",null,null,null,null,null,null,null,null,null,null,null,null,null,null,null,null,null,null,null,null,null,null,null,null,null,null,null,null,null,null,null,null,null,null,null,null,null,null,null,null,null,null,null,null,null,null,null,null,null,null,null,null,"x"]
[null,null,null,null,null,null,null,null,null,null,null,null,null,null,null,null,null,null,null,null,null,null,null,null,null,null,null,null,null,null,null,null,null,null,null,null,null,null,null,null,null,null,null,null,null,null,null,null,null,null,null,null,null,null,null,null,null,null,null,null,null,null,null,null,null,null,null,null,null,null,null,null,null,null,null,null,null,null,null,null,null,null,null,null,null,null,null,null,null,null,null,null,null,null,null,null,null,null,null,null,null,null,null,null,null,null,null,null,null,null,null,null,null,null,null,null,null,null,null,null,null,null,null,null,null,null,null,null,null,null,null,null,null,null,null,null,null,null,null,null,null,null,null,null,null,null,null,null,null,null,null,null,null,null,null,null,null,null,null,null,null,null,null,null,null,null,null,null,null,null,null,null,null,null,null,null,null,null,null,null,null,null,null,null,null,null,null,null,null,null,null,null,null,null,null,null,null,null,null,null,null,null,null,null,null,null,null,null,null,null,null,null,null,null,null,null,null,null,null,null,"x",null,null,null,null,null,null,null,null,null,null,null,null,null,null,null,null,null,null,null,null,null,null,null,null,null,null,null,null,null,null,null,null,null,null,null,null,null,null,null,null,null,null,null,null,null,null,null,null,null,null,null,null,"x"]
[null,null,null,null,null,null,null,null,null,null,null,null,null,null,null,null,null,null,null,null,null,null,null,null,null,null,null,null,null,null,null,null,null,null,null,null,null,null,null,null,null,null,null,null,null,null,null,null,null,null,null,null,null,null,null,null,null,null,null,null,null,null,null,null,null,null,null,null,null,null,null,null,null,null,null,null,null,null,null,null,null,null,null,null,null,null,null,null,null,null,null,null,null,null,null,null,null,null,null,null,null,null,null,null,null,null,null,null,null,null,null,null,null,null,null,null,null,null,null,null,null,null,null,null,null,null,null,null,null,null,null,null,null,null,null,null,null,null,null,null,null,null,null,null,null,null,null,null,null,null,null,null,null,null,null,null,null,null,null,null,null,null,null,null,null,null,null,null,null,null,null,null,null,null,null,null,null,null,null,null,null,null,null,null,null,null,null,null,null,null,null,null,null,null,null,null,null,null,null,null,null,null,null,null,null,null,null,null,null,null,null,null,null,null,null,null,null,null,null,null,"x",null,null,null,null,null,null,null,null,null,null,null,null,null,null,null,null,null,null,null,null,null,null,null,null,null,null,null,null,null,null,null,null,null,null,null,null,null,null,null,null,null,null,null,null,null,null,null,null,null,null,null,null,"x"]
[null,null,null,null,null,null,null,null,null,null,null,null,null,null,null,null,null,null,null,null,null,null,null,null,null,null,null,null,null,null,null,null,null,null,null,null,null,null,null,null,null,null,null,null,null,null,null,null,null,null,null,null,null,null,null,null,null,null,null,null,null,null,null,null,null,null,null,null,null,null,null,null,null,null,null,null,null,null,null,null,null,null,null,null,null,null,null,null,null,null,null,null,null,null,null,null,null,null,null,null,null,null,null,null,null,null,null,null,null,null,null,null,null,null,null,null,null,null,null,null,null,null,null,null,null,null,null,null,null,null,null,null,null,null,null,null,null,null,null,null,null,null,null,null,null,null,null,null,null,null,null,null,null,null,null,null,null,null,null,null,null,null,null,null,null,null,null,null,null,null,null,null,null,null,null,null,null,null,null,null,null,null,null,null,null,null,null,null,null,null,null,null,null,null,null,null,null,null,null,null,null,null,null,null,null,null,null,null,null,null,null,null,null,null,null,null,null,null,null,null,"x",null,null,null,null,null,null,null,null,null,null,null,null,null,null,null,null,null,null,null,null,null,null,null,null,null,null,null,null,null,null,null,null,null,null,null,null,null,null,null,null,null,null,null,null,null,null,null,null,null,null,null,null,"x"]
[null,null,null,null,null,null,null,null,null,null,null,null,null,null,null,null,null,null,null,null,null,null,null,null,null,null,null,null,null,null,null,null,null,null,null,null,null,null,null,null,null,null,null,null,null,null,null,null,null,null,null,null,null,null,null,null,null,null,null,null,null,null,null,null,null,null,null,null,null,null,null,null,null,null,null,null,null,null,null,null,null,null,null,null,null,null,null,null,null,null,null,null,null,null,null,null,null,null,null,null,null,null,null,null,null,null,null,null,null,null,null,null,null,null,null,null,null,null,null,null,null,null,null,null,null,null,null,null,null,null,null,null,null,null,null,null,null,null,null,null,null,null,null,null,null,null,null,null,null,null,null,null,null,null,null,null,null,null,null,null,null,null,null,null,null,null,null,null,null,null,null,null,null,null,null,null,null,null,null,null,null,null,null,null,null,null,null,null,null,null,null,null,null,null,null,null,null,null,null,null,null,null,null,null,null,null,null,null,null,null,null,null,null,null,null,null,null,null,null,null,"x",null,null,null,null,null,null,null,null,null,null,null,null,null,null,null,null,null,null,null,null,null,null,null,null,null,null,null,null,null,null,null,null,null,null,null,null,null,null,null,null,null,null,null,null,null,null,null,null,null,null,null,null,"x"]
[null,null,null,null,null,null,null,null,null,null,null,null,null,null,null,null,null,null,null,null,null,null,null,null,null,null,null,null,null,null,null,null,null,null,null,null,null,null,null,null,null,null,null,null,null,null,null,null,null,null,null,null,null,null,null,null,null,null,null,null,null,null,null,null,null,null,null,null,null,null,null,null,null,null,null,null,null,null,null,null,null,null,null,null,null,null,null,null,null,null,null,null,null,null,null,null,null,null,null,null,null,null,null,null,null,null,null,null,null,null,null,null,null,null,null,null,null,null,null,null,null,null,null,null,null,null,null,null,null,null,null,null,null,null,null,null,null,null,null,null,null,null,null,null,null,null,null,null,null,null,null,null,null,null,null,null,null,null,null,null,null,null,null,null,null,null,null,null,null,null,null,null,null,null,null,null,null,null,null,null,null,null,null,null,null,null,null,null,null,null,null,null,null,null,null,null,null,null,null,null,null,null,null,null,null,null,null,null,null,null,null,null,null,null,null,null,null,null,null,null,"x",null,null,null,null,null,null,null,null,null,null,null,null,null,null,null,null,null,null,null,null,null,null,null,null,null,null,null,null,null,null,null,null,null,null,null,null,null,null,null,null,null,null,null,null,null,null,null,null,null,null,null,null,"x"]
[null,null,null,null,null,null,null,null,null,null,null,null,null,null,null,null,null,null,null,null,null,null,null,null,null,null,null,null,null,null,null,null,null,null,null,null,null,null,null,null,null,null,null,null,null,null,null,null,null,null,null,null,null,null,null,null,null,null,null,null,null,null,null,null,null,null,null,null,null,null,null,null,null,null,null,null,null,null,null,null,null,null,null,null,null,null,null,null,null,null,null,null,null,null,null,null,null,null,null,null,null,null,null,null,null,null,null,null,null,null,null,null,null,null,null,null,null,null,null,null,null,null,null,null,null,null,null,null,null,null,null,null,null,null,null,null,null,null,null,null,null,null,null,null,null,null,null,null,null,null,null,null,null,null,null,null,null,null,null,null,null,null,null,null,null,null,null,null,null,null,null,null,null,null,null,null,null,null,null,null,null,null,null,null,null,null,null,null,null,null,null,null,null,null,null,null,null,null,null,null,null,null,null,null,null,null,null,null,null,null,null,null,null,null,null,null,null,null,null,null,"x",null,null,null,null,null,null,null,null,null,null,null,null,null,null,null,null,null,null,null,null,null,null,null,null,null,null,null,null,null,null,null,null,null,null,null,null,null,null,null,null,null,null,null,null,null,null,null,null,null,null,null,null,"x"]
[null,null,null,null,null,null,null,null,null,null,null,null,null,null,null,null,null,null,null,null,null,null,null,null,null,null,null,null,null,null,null,null,null,null,null,null,null,null,null,null,null,null,null,null,null,null,null,null,null,null,null,null,null,null,null,null,null,null,null,null,null,null,null,null,null,null,null,null,null,null,null,null,null,null,null,null,null,null,null,null,null,null,null,null,null,null,null,null,null,null,null,null,null,null,null,null,null,null,null,null,null,null,null,null,null,null,null,null,null,null,null,null,null,null,null,null,null,null,null,null,null,null,null,null,null,null,null,null,null,null,null,null,null,null,null,null,null,null,null,null,null,null,null,null,null,null,null,null,null,null,null,null,null,null,null,null,null,null,null,null,null,null,null,null,null,null,null,null,null,null,null,null,null,null,null,null,null,null,null,null,null,null,null,null,null,null,null,null,null,null,null,null,null,null,null,null,null,null,null,null,null,null,null,null,null,null,null,null,null,null,null,null,null,null,null,null,null,null,null,null,"x",null,null,null,null,null,null,null,null,null,null,null,null,null,null,null,null,null,null,null,null,null,null,null,null,null,null,null,null,null,null,null,null,null,null,null,null,null,null,null,null,null,null,null,null,null,null,null,null,null,null,null,null,"x"]
[null,null,null,null,null,null,null,null,null,null,null,null,null,null,null,null,null,null,null,null,null,null,null,null,null,null,null,null,null,null,null,null,null,null,null,null,null,null,null,null,null,null,null,null,null,null,null,null,null,null,null,null,null,null,null,null,null,null,null,null,null,null,null,null,null,null,null,null,null,null,null,null,null,null,null,null,null,null,null,null,null,null,null,null,null,null,null,null,null,null,null,null,null,null,null,null,null,null,null,null,null,null,null,null,null,null,null,null,null,null,null,null,null,null,null,null,null,null,null,null,null,null,null,null,null,null,null,null,null,null,null,null,null,null,null,null,null,null,null,null,null,null,null,null,null,null,null,null,null,null,null,null,null,null,null,null,null,null,null,null,null,null,null,null,null,null,null,null,null,null,null,null,null,null,null,null,null,null,null,null,null,null,null,null,null,null,null,null,null,null,null,null,null,null,null,null,null,null,null,null,null,null,null,null,null,null,null,null,null,null,null,null,null,null,null,null,null,null,null,null,"x",null,null,null,null,null,null,null,null,null,null,null,null,null,null,null,null,null,null,null,null,null,null,null,null,null,null,null,null,null,null,null,null,null,null,null,null,null,null,null,null,null,null,null,null,null,null,null,null,null,null,null,null,"x"]
[null,null,null,null,null,null,null,null,null,null,null,null,null,null,null,null,null,null,null,null,null,null,null,null,null,null,null,null,null,null,null,null,null,null,null,null,null,null,null,null,null,null,null,null,null,null,null,null,null,null,null,null,null,null,null,null,null,null,null,null,null,null,null,null,null,null,null,null,null,null,null,null,null,null,null,null,null,null,null,null,null,null,null,null,null,null,null,null,null,null,null,null,null,null,null,null,null,null,null,null,null,null,null,null,null,null,null,null,null,null,null,null,null,null,null,null,null,null,null,null,null,null,null,null,null,null,null,null,null,null,null,null,null,null,null,null,null,null,null,null,null,null,null,null,null,null,null,null,null,null,null,null,null,null,null,null,null,null,null,null,null,null,null,null,null,null,null,null,null,null,null,null,null,null,null,null,null,null,null,null,null,null,null,null,null,null,null,null,null,null,null,null,null,null,null,null,null,null,null,null,null,null,null,null,null,null,null,null,null,null,null,null,null,null,null,null,null,null,null,null,"x",null,null,null,null,null,null,null,null,null,null,null,null,null,null,null,null,null,null,null,null,null,null,null,null,null,null,null,null,null,null,null,null,null,null,null,null,null,null,null,null,null,null,null,null,null,null,null,null,null,null,null,null,"x"]
[null,null,null,null,null,null,null,null,null,null,null,null,null,null,null,null,null,null,null,null,null,null,null,null,null,null,null,null,null,null,null,null,null,null,null,null,null,null,null,null,null,null,null,null,null,null,null,null,null,null,null,null,null,null,null,null,null,null,null,null,null,null,null,null,null,null,null,null,null,null,null,null,null,null,null,null,null,null,null,null,null,null,null,null,null,null,null,null,null,null,null,null,null,null,null,null,null,null,null,null,null,null,null,null,null,null,null,null,null,null,null,null,null,null,null,null,null,null,null,null,null,null,null,null,null,null,null,null,null,null,null,null,null,null,null,null,null,null,null,null,null,null,null,null,null,null,null,null,null,null,null,null,null,null,null,null,null,null,null,null,null,null,null,null,null,null,null,null,null,null,null,null,null,null,null,null,null,null,null,null,null,null,null,null,null,null,null,null,null,null,null,null,null,null,null,null,null,null,null,null,null,null,null,null,null,null,null,null,null,null,null,null,null,null,null,null,null,null,null,null,"x",null,null,null,null,null,null,null,null,null,null,null,null,null,null,null,null,null,null,null,null,null,null,null,null,null,null,null,null,null,null,null,null,null,null,null,null,null,null,null,null,null,null,null,null,null,null,null,null,null,null,null,null,"x"]
[null,null,null,null,null,null,null,null,null,null,null,null,null,null,null,null,null,null,null,null,null,null,null,null,null,null,null,null,null,null,null,null,null,null,null,null,null,null,null,null,null,null,null,null,null,null,null,null,null,null,null,null,null,null,null,null,null,null,null,null,null,null,null,null,null,null,null,null,null,null,null,null,null,null,null,null,null,null,null,null,null,null,null,null,null,null,null,null,null,null,null,null,null,null,null,null,null,null,null,null,null,null,null,null,null,null,null,null,null,null,null,null,null,null,null,null,null,null,null,null,null,null,null,null,null,null,null,null,null,null,null,null,null,null,null,null,null,null,null,null,null,null,null,null,null,null,null,null,null,null,null,null,null,null,null,null,null,null,null,null,null,null,null,null,null,null,null,null,null,null,null,null,null,null,null,null,null,null,null,null,null,null,null,null,null,null,null,null,null,null,null,null,null,null,null,null,null,null,null,null,null,null,null,null,null,null,null,null,null,null,null,null,null,null,null,null,null,null,null,null,"x",null,null,null,null,null,null,null,null,null,null,null,null,null,null,null,null,null,null,null,null,null,null,null,null,null,null,null,null,null,null,null,null,null,null,null,null,null,null,null,null,null,null,null,null,null,null,null,null,null,null,null,null,"x"]
[null,null,null,null,null,null,null,null,null,null,null,null,null,null,null,null,null,null,null,null,null,null,null,null,null,null,null,null,null,null,null,null,null,null,null,null,null,null,null,null,null,null,null,null,null,null,null,null,null,null,null,null,null,null,null,null,null,null,null,null,null,null,null,null,null,null,null,null,null,null,null,null,null,null,null,null,null,null,null,null,null,null,null,null,null,null,null,null,null,null,null,null,null,null,null,null,null,null,null,null,null,null,null,null,null,null,null,null,null,null,null,null,null,null,null,null,null,null,null,null,null,null,null,null,null,null,null,null,null,null,null,null,null,null,null,null,null,null,null,null,null,null,null,null,null,null,null,null,null,null,null,null,null,null,null,null,null,null,null,null,null,null,null,null,null,null,null,null,null,null,null,null,null,null,null,null,null,null,null,null,null,null,null,null,null,null,null,null,null,null,null,null,null,null,null,null,null,null,null,null,null,null,null,null,null,null,null,null,null,null,null,null,null,null,null,null,null,null,null,null,"x",null,null,null,null,null,null,null,null,null,null,null,null,null,null,null,null,null,null,null,null,null,null,null,null,null,null,null,null,null,null,null,null,null,null,null,null,null,null,null,null,null,null,null,null,null,null,null,null,null,null,null,null,"x"]
[null,"Timeværdier for 1000 timer gældende fra  21 juni for beregning nr. ",null,null,null,null,null,null,null,null,null,{"$f":"bnr","v":2},null,null,null,null,null,null,null,null,null,null,null,null,null,null,null,null,null,null,null,null,null,null,null,null,null,null,null,null,null,null,null,null,null,null,null,null,null,null,null,null,null,null,null,null,null,null,null,null,null,null,null,null,null,null,null,null,null,null,null,null,null,null,null,null,null,null,null,null,null,null,null,null,null,null,null,null,null,null,null,null,null,null,null,null,null,null,null,null,null,null,null,null,null,null,null,null,null,null,null,null,null,null,null,null,null,null,null,null,null,null,null,null,null,null,null,null,null,null,null,null,null,null,null,null,null,null,null,null,null,null,null,null,null,null,null,null,null,null,null,null,null,null,null,null,null,null,null,null,null,null,null,null,null,null,null,null,null,null,null,null,null,null,null,null,null,null,null,null,null,null,null,null,null,null,null,null,null,null,null,null,null,null,null,null,null,null,null,null,null,null,null,null,null,null,null,null,null,null,null,null,null,null,null,null,null,null,null,null,"x",null,null,null,null,null,null,null,null,null,null,null,null,null,null,null,null,null,null,null,null,null,null,null,null,null,null,null,null,null,null,null,null,null,null,null,null,null,null,null,null,null,null,null,null,null,null,null,null,null,null,null,null,"x"]
[null,"kWh/h og for batteri SOC (state of charge) vises kWh. ",null,null,null,null,null,null,null,null,null,null,null,null,null,null,null,null,null,null,null,null,null,null,null,null,null,null,null,null,null,null,null,null,null,null,null,null,null,null,null,null,null,null,null,null,null,null,null,null,null,null,null,null,null,null,null,null,null,null,null,null,null,null,null,null,null,null,null,null,null,null,null,null,null,null,null,null,null,null,null,null,null,null,null,null,null,null,null,null,null,null,null,null,null,null,null,null,null,null,null,null,null,null,null,null,null,null,null,null,null,null,null,null,null,null,null,null,null,null,null,null,null,null,null,null,null,null,null,null,null,null,null,null,null,null,null,null,null,null,null,null,null,null,null,null,null,null,null,null,null,null,null,null,null,null,null,null,null,null,null,null,null,null,null,null,null,null,null,null,null,null,null,null,null,null,null,null,null,null,null,null,null,null,null,null,null,null,null,null,null,null,null,null,null,null,null,null,null,null,null,null,null,null,null,null,null,null,null,null,null,null,null,null,null,null,null,null,null,null,"x"]
[null,null,null,null,null,null,null,null,null,null,null,null,null,null,null,null,null,null,null,null,null,null,null,null,null,null,null,null,null,null,null,null,null,null,null,null,null,null,null,null,null,null,null,null,null,null,null,null,null,null,null,null,null,null,null,null,null,null,null,null,null,null,null,null,null,null,null,null,null,null,null,null,null,null,null,null,null,null,null,null,null,null,null,null,null,null,null,null,null,null,null,null,null,null,null,null,null,null,null,null,null,null,null,null,null,null,null,null,null,null,null,null,null,null,null,null,null,null,null,null,null,null,null,null,null,null,null,null,null,null,null,null,null,null,null,null,null,null,null,null,null,null,null,null,null,null,null,null,null,null,null,null,null,null,null,null,null,null,null,null,null,null,null,null,null,null,null,null,null,null,null,null,null,null,null,null,null,null,null,null,null,null,null,null,null,null,null,null,null,null,null,null,null,null,null,null,null,null,null,null,null,null,null,null,null,null,null,null,null,null,null,null,null,null,null,null,null,null,null,null,"x"]
[null,null,null,null,null,null,null,null,null,null,null,null,null,null,null,null,null,null,null,null,null,null,null,null,null,null,null,null,null,null,null,null,null,null,null,null,null,null,null,null,null,null,null,null,null,null,null,null,null,null,null,null,null,null,null,null,null,null,null,null,null,null,null,null,null,null,null,null,null,null,null,null,null,null,null,null,null,null,null,null,null,null,null,null,null,null,null,null,null,null,null,null,null,null,null,null,null,null,null,null,null,null,null,null,null,null,null,null,null,null,null,null,null,null,null,null,null,null,null,null,null,null,null,null,null,null,null,null,null,null,null,null,null,null,null,null,null,null,null,null,null,null,null,null,null,null,null,null,null,null,null,null,null,null,null,null,null,null,null,null,null,null,null,null,null,null,null,null,null,null,null,null,null,null,null,null,null,null,null,null,null,null,null,null,null,null,null,null,null,null,null,null,null,null,null,null,null,null,null,null,null,null,null,null,null,null,null,null,null,null,null,null,null,null,null,null,null,null,null,null,"x"]
[null,null,null,null,null,null,null,null,null,null,null,null,null,null,null,null,null,null,null,null,null,null,null,null,null,null,null,null,null,null,null,null,null,null,null,null,null,null,null,null,null,null,null,null,null,null,null,null,null,null,null,null,null,null,null,null,null,null,null,null,null,null,null,null,null,null,null,null,null,null,null,null,null,null,null,null,null,null,null,null,null,null,null,null,null,null,null,null,null,null,null,null,null,null,null,null,null,null,null,null,null,null,null,null,null,null,null,null,null,null,null,null,null,null,null,null,null,null,null,null,null,null,null,null,null,null,null,null,null,null,null,null,null,null,null,null,null,null,null,null,null,null,null,null,null,null,null,null,null,null,null,null,null,null,null,null,null,null,null,null,null,null,null,null,null,null,null,null,null,null,null,null,null,null,null,null,null,null,null,null,null,null,null,null,null,null,null,null,null,null,null,null,null,null,null,null,null,null,null,null,null,null,null,null,null,null,null,null,null,null,null,null,null,null,null,null,null,null,null,null,"x"]
[]
[]
[]
[]
[]
[]
[]
[]
[]
[]
[]
[]
[]
[]
[]
[]
[]
[]
[]
[]
[null,"Timeværdier for 1000 timer gældende fra  21 marts for beregning nr. ",null,null,null,null,null,null,null,null,null,{"$f":"bnr","v":2}]
[null,"kWh/h og for batteri SOC (state of charge) vises kWh. "]

{"sheet":"graf2","index":8,"n_rows":3,"n_cols":6,"rows_kept":3,"cut":false,"hidden":false,"merged":[]}
[null,{"$f":"MAIN!A1","v":"PVBAT 1.1 (version 30 november 2016) "}]
[]
[null,"Grafer gældende for beregning nr. ",null,null,null,{"$f":"bnr","v":2}]

{"sheet":"FBR","index":9,"n_rows":8796,"n_cols":54,"rows_kept":4500,"cut":true,"hidden":true,"merged":[],"bounds":{"rows_first":2000,"rows_last":500,"rows_between":2000,"halvings":0}}
[]
[]
[]
[null,"TID ",null,null,null,null,null,null,null,null,"timefaktorer ",null,null,null,null,"Forbrug"]
[]
["time","Month","day","hour","dag nr. ","uge nr. ","Date 2014","weekday ","hverdag/weekend",null,"indv hverdag","indv. weekend","Fælles hverdag","Fælles weekend",null,"Indv. hverdag","Indv. weekend","Fælles hverdag ","Fælles weekend"]
[null,null,null,null,null,null,null,null,null,null,null,null,null,null,"indvforbrug"]
[null,null,null,null,null,null,null,null,null,null,null,null,null,null,"antalbrugere"]
[null,null,null,null,null,null,null,null,null,null,null,null,null,null,"fællesforbrug"]
[]
[1,1,1,0,1,1,{"$f":"DATE(2014,B11,C11)","v":"2014-01-01"},{"$f":"WEEKDAY(G11)","v":4},{"$f":"IF(OR(H11=6,H11=7),\"w\",\"h\")","v":"h"},null,{"$f":"IF(I11=\"h\",INDEX(ID!$K$8:$K$31,FBR!$D11+1)*INDEX(ID!$K$35:$K$46,$B11),0)","v":35},{"$f":"IF(I11=\"w\",INDEX(ID!$L$8:$L$31,FBR!$D11+1)*INDEX(ID!$L$35:$L$46,$B11),0)","v":0},{"$f":"IF(I11=\"h\",INDEX(ID!$M$8:$M$31,FBR!$D11+1)*INDEX(ID!$M$35:$M$46,$B11),0)","v":35},{"$f":"IF(I11=\"w\",INDEX(ID!$N$8:$N$31,FBR!$D11+1)*INDEX(ID!$N$35:$N$46,$B11),0)","v":0},null,{"$f":"K11*(indvforbrug*antalbrugere)/($K$8789+$L$8789)","v":20.670986793536215},{"$f":"L11*indvforbrug*antalbrugere/($K$8789+$L$8789)","v":0},{"$f":"M11*fællesforbrug/($M$8789+$N$8789)","v":0},{"$f":"N11*fællesforbrug/($M$8789+$N$8789)","v":0}]
[{"$f":"A11+1","v":2},1,1,1,1,1,{"$f":"DATE(2014,B12,C12)","v":"2014-01-01"},4,"h",null,{"$f":"IF(I12=\"h\",INDEX(ID!$K$8:$K$31,FBR!$D12+1)*INDEX(ID!$K$35:$K$46,$B12),0)","v":30},{"$f":"IF(I12=\"w\",INDEX(ID!$L$8:$L$31,FBR!$D12+1)*INDEX(ID!$L$35:$L$46,$B12),0)","v":0},{"$f":"IF(I12=\"h\",INDEX(ID!$M$8:$M$31,FBR!$D12+1)*INDEX(ID!$M$35:$M$46,$B12),0)","v":30},{"$f":"IF(I12=\"w\",INDEX(ID!$N$8:$N$31,FBR!$D12+1)*INDEX(ID!$N$35:$N$46,$B12),0)","v":0},null,17.717988680173899,0,0,0]
[{"$f":"A12+1","v":3},1,1,2,1,1,"2014-01-01",4,"h",null,{"$f":"IF(I13=\"h\",INDEX(ID!$K$8:$K$31,FBR!$D13+1)*INDEX(ID!$K$35:$K$46,$B13),0)","v":28},{"$f":"IF(I13=\"w\",INDEX(ID!$L$8:$L$31,FBR!$D13+1)*INDEX(ID!$L$35:$L$46,$B13),0)","v":0},{"$f":"IF(I13=\"h\",INDEX(ID!$M$8:$M$31,FBR!$D13+1)*INDEX(ID!$M$35:$M$46,$B13),0)","v":28},{"$f":"IF(I13=\"w\",INDEX(ID!$N$8:$N$31,FBR!$D13+1)*INDEX(ID!$N$35:$N$46,$B13),0)","v":0},null,16.536789434828972,0,0,0]
[4,1,1,3,1,1,"2014-01-01",4,"h",null,{"$f":"IF(I14=\"h\",INDEX(ID!$K$8:$K$31,FBR!$D14+1)*INDEX(ID!$K$35:$K$46,$B14),0)","v":27},{"$f":"IF(I14=\"w\",INDEX(ID!$L$8:$L$31,FBR!$D14+1)*INDEX(ID!$L$35:$L$46,$B14),0)","v":0},{"$f":"IF(I14=\"h\",INDEX(ID!$M$8:$M$31,FBR!$D14+1)*INDEX(ID!$M$35:$M$46,$B14),0)","v":27},{"$f":"IF(I14=\"w\",INDEX(ID!$N$8:$N$31,FBR!$D14+1)*INDEX(ID!$N$35:$N$46,$B14),0)","v":0},null,15.94618981215651,0,0,0]
[5,1,1,4,1,1,"2014-01-01",4,"h",null,{"$f":"IF(I15=\"h\",INDEX(ID!$K$8:$K$31,FBR!$D15+1)*INDEX(ID!$K$35:$K$46,$B15),0)","v":27},{"$f":"IF(I15=\"w\",INDEX(ID!$L$8:$L$31,FBR!$D15+1)*INDEX(ID!$L$35:$L$46,$B15),0)","v":0},{"$f":"IF(I15=\"h\",INDEX(ID!$M$8:$M$31,FBR!$D15+1)*INDEX(ID!$M$35:$M$46,$B15),0)","v":27},{"$f":"IF(I15=\"w\",INDEX(ID!$N$8:$N$31,FBR!$D15+1)*INDEX(ID!$N$35:$N$46,$B15),0)","v":0},null,15.94618981215651,0,0,0]
[6,1,1,5,1,1,"2014-01-01",4,"h",null,{"$f":"IF(I16=\"h\",INDEX(ID!$K$8:$K$31,FBR!$D16+1)*INDEX(ID!$K$35:$K$46,$B16),0)","v":27},{"$f":"IF(I16=\"w\",INDEX(ID!$L$8:$L$31,FBR!$D16+1)*INDEX(ID!$L$35:$L$46,$B16),0)","v":0},{"$f":"IF(I16=\"h\",INDEX(ID!$M$8:$M$31,FBR!$D16+1)*INDEX(ID!$M$35:$M$46,$B16),0)","v":27},{"$f":"IF(I16=\"w\",INDEX(ID!$N$8:$N$31,FBR!$D16+1)*INDEX(ID!$N$35:$N$46,$B16),0)","v":0},null,15.94618981215651,0,0,0]
[7,1,1,6,1,1,"2014-01-01",4,"h",null,{"$f":"IF(I17=\"h\",INDEX(ID!$K$8:$K$31,FBR!$D17+1)*INDEX(ID!$K$35:$K$46,$B17),0)","v":29},{"$f":"IF(I17=\"w\",INDEX(ID!$L$8:$L$31,FBR!$D17+1)*INDEX(ID!$L$35:$L$46,$B17),0)","v":0},{"$f":"IF(I17=\"h\",INDEX(ID!$M$8:$M$31,FBR!$D17+1)*INDEX(ID!$M$35:$M$46,$B17),0)","v":29},{"$f":"IF(I17=\"w\",INDEX(ID!$N$8:$N$31,FBR!$D17+1)*INDEX(ID!$N$35:$N$46,$B17),0)","v":0},null,17.127389057501436,0,0,0]
[8,1,1,7,1,1,"2014-01-01",4,"h",null,{"$f":"IF(I18=\"h\",INDEX(ID!$K$8:$K$31,FBR!$D18+1)*INDEX(ID!$K$35:$K$46,$B18),0)","v":32},{"$f":"IF(I18=\"w\",INDEX(ID!$L$8:$L$31,FBR!$D18+1)*INDEX(ID!$L$35:$L$46,$B18),0)","v":0},{"$f":"IF(I18=\"h\",INDEX(ID!$M$8:$M$31,FBR!$D18+1)*INDEX(ID!$M$35:$M$46,$B18),0)","v":32},{"$f":"IF(I18=\"w\",INDEX(ID!$N$8:$N$31,FBR!$D18+1)*INDEX(ID!$N$35:$N$46,$B18),0)","v":0},null,18.899187925518824,0,0,0]
[9,1,1,8,1,1,"2014-01-01",4,"h",null,{"$f":"IF(I19=\"h\",INDEX(ID!$K$8:$K$31,FBR!$D19+1)*INDEX(ID!$K$35:$K$46,$B19),0)","v":35},{"$f":"IF(I19=\"w\",INDEX(ID!$L$8:$L$31,FBR!$D19+1)*INDEX(ID!$L$35:$L$46,$B19),0)","v":0},{"$f":"IF(I19=\"h\",INDEX(ID!$M$8:$M$31,FBR!$D19+1)*INDEX(ID!$M$35:$M$46,$B19),0)","v":35},{"$f":"IF(I19=\"w\",INDEX(ID!$N$8:$N$31,FBR!$D19+1)*INDEX(ID!$N$35:$N$46,$B19),0)","v":0},null,20.670986793536215,0,0,0]
[10,1,1,9,1,1,"2014-01-01",4,"h",null,{"$f":"IF(I20=\"h\",INDEX(ID!$K$8:$K$31,FBR!$D20+1)*INDEX(ID!$K$35:$K$46,$B20),0)","v":38},{"$f":"IF(I20=\"w\",INDEX(ID!$L$8:$L$31,FBR!$D20+1)*INDEX(ID!$L$35:$L$46,$B20),0)","v":0},{"$f":"IF(I20=\"h\",INDEX(ID!$M$8:$M$31,FBR!$D20+1)*INDEX(ID!$M$35:$M$46,$B20),0)","v":38},{"$f":"IF(I20=\"w\",INDEX(ID!$N$8:$N$31,FBR!$D20+1)*INDEX(ID!$N$35:$N$46,$B20),0)","v":0},null,22.442785661553604,0,0,0]
[11,1,1,10,1,1,"2014-01-01",4,"h",null,{"$f":"IF(I21=\"h\",INDEX(ID!$K$8:$K$31,FBR!$D21+1)*INDEX(ID!$K$35:$K$46,$B21),0)","v":40},{"$f":"IF(I21=\"w\",INDEX(ID!$L$8:$L$31,FBR!$D21+1)*INDEX(ID!$L$35:$L$46,$B21),0)","v":0},{"$f":"IF(I21=\"h\",INDEX(ID!$M$8:$M$31,FBR!$D21+1)*INDEX(ID!$M$35:$M$46,$B21),0)","v":40},{"$f":"IF(I21=\"w\",INDEX(ID!$N$8:$N$31,FBR!$D21+1)*INDEX(ID!$N$35:$N$46,$B21),0)","v":0},null,23.623984906898531,0,0,0]
[12,1,1,11,1,1,"2014-01-01",4,"h",null,{"$f":"IF(I22=\"h\",INDEX(ID!$K$8:$K$31,FBR!$D22+1)*INDEX(ID!$K$35:$K$46,$B22),0)","v":42},{"$f":"IF(I22=\"w\",INDEX(ID!$L$8:$L$31,FBR!$D22+1)*INDEX(ID!$L$35:$L$46,$B22),0)","v":0},{"$f":"IF(I22=\"h\",INDEX(ID!$M$8:$M$31,FBR!$D22+1)*INDEX(ID!$M$35:$M$46,$B22),0)","v":42},{"$f":"IF(I22=\"w\",INDEX(ID!$N$8:$N$31,FBR!$D22+1)*INDEX(ID!$N$35:$N$46,$B22),0)","v":0},null,24.805184152243459,0,0,0]
[13,1,1,12,1,1,"2014-01-01",4,"h",null,{"$f":"IF(I23=\"h\",INDEX(ID!$K$8:$K$31,FBR!$D23+1)*INDEX(ID!$K$35:$K$46,$B23),0)","v":43},{"$f":"IF(I23=\"w\",INDEX(ID!$L$8:$L$31,FBR!$D23+1)*INDEX(ID!$L$35:$L$46,$B23),0)","v":0},{"$f":"IF(I23=\"h\",INDEX(ID!$M$8:$M$31,FBR!$D23+1)*INDEX(ID!$M$35:$M$46,$B23),0)","v":43},{"$f":"IF(I23=\"w\",INDEX(ID!$N$8:$N$31,FBR!$D23+1)*INDEX(ID!$N$35:$N$46,$B23),0)","v":0},null,25.395783774915923,0,0,0]
[14,1,1,13,1,1,"2014-01-01",4,"h",null,{"$f":"IF(I24=\"h\",INDEX(ID!$K$8:$K$31,FBR!$D24+1)*INDEX(ID!$K$35:$K$46,$B24),0)","v":44},{"$f":"IF(I24=\"w\",INDEX(ID!$L$8:$L$31,FBR!$D24+1)*INDEX(ID!$L$35:$L$46,$B24),0)","v":0},{"$f":"IF(I24=\"h\",INDEX(ID!$M$8:$M$31,FBR!$D24+1)*INDEX(ID!$M$35:$M$46,$B24),0)","v":44},{"$f":"IF(I24=\"w\",INDEX(ID!$N$8:$N$31,FBR!$D24+1)*INDEX(ID!$N$35:$N$46,$B24),0)","v":0},null,25.986383397588384,0,0,0]
[15,1,1,14,1,1,"2014-01-01",4,"h",null,{"$f":"IF(I25=\"h\",INDEX(ID!$K$8:$K$31,FBR!$D25+1)*INDEX(ID!$K$35:$K$46,$B25),0)","v":47},{"$f":"IF(I25=\"w\",INDEX(ID!$L$8:$L$31,FBR!$D25+1)*INDEX(ID!$L$35:$L$46,$B25),0)","v":0},{"$f":"IF(I25=\"h\",INDEX(ID!$M$8:$M$31,FBR!$D25+1)*INDEX(ID!$M$35:$M$46,$B25),0)","v":47},{"$f":"IF(I25=\"w\",INDEX(ID!$N$8:$N$31,FBR!$D25+1)*INDEX(ID!$N$35:$N$46,$B25),0)","v":0},null,27.758182265605775,0,0,0]
[16,1,1,15,1,1,"2014-01-01",4,"h",null,{"$f":"IF(I26=\"h\",INDEX(ID!$K$8:$K$31,FBR!$D26+1)*INDEX(ID!$K$35:$K$46,$B26),0)","v":50},{"$f":"IF(I26=\"w\",INDEX(ID!$L$8:$L$31,FBR!$D26+1)*INDEX(ID!$L$35:$L$46,$B26),0)","v":0},{"$f":"IF(I26=\"h\",INDEX(ID!$M$8:$M$31,FBR!$D26+1)*INDEX(ID!$M$35:$M$46,$B26),0)","v":50},{"$f":"IF(I26=\"w\",INDEX(ID!$N$8:$N$31,FBR!$D26+1)*INDEX(ID!$N$35:$N$46,$B26),0)","v":0},null,29.529981133623163,0,0,0]
[17,1,1,16,1,1,"2014-01-01",4,"h",null,{"$f":"IF(I27=\"h\",INDEX(ID!$K$8:$K$31,FBR!$D27+1)*INDEX(ID!$K$35:$K$46,$B27),0)","v":53},{"$f":"IF(I27=\"w\",INDEX(ID!$L$8:$L$31,FBR!$D27+1)*INDEX(ID!$L$35:$L$46,$B27),0)","v":0},{"$f":"IF(I27=\"h\",INDEX(ID!$M$8:$M$31,FBR!$D27+1)*INDEX(ID!$M$35:$M$46,$B27),0)","v":53},{"$f":"IF(I27=\"w\",INDEX(ID!$N$8:$N$31,FBR!$D27+1)*INDEX(ID!$N$35:$N$46,$B27),0)","v":0},null,31.301780001640555,0,0,0]
[18,1,1,17,1,1,"2014-01-01",4,"h",null,{"$f":"IF(I28=\"h\",INDEX(ID!$K$8:$K$31,FBR!$D28+1)*INDEX(ID!$K$35:$K$46,$B28),0)","v":62},{"$f":"IF(I28=\"w\",INDEX(ID!$L$8:$L$31,FBR!$D28+1)*INDEX(ID!$L$35:$L$46,$B28),0)","v":0},{"$f":"IF(I28=\"h\",INDEX(ID!$M$8:$M$31,FBR!$D28+1)*INDEX(ID!$M$35:$M$46,$B28),0)","v":62},{"$f":"IF(I28=\"w\",INDEX(ID!$N$8:$N$31,FBR!$D28+1)*INDEX(ID!$N$35:$N$46,$B28),0)","v":0},null,36.617176605692727,0,0,0]
[19,1,1,18,1,1,"2014-01-01",4,"h",null,{"$f":"IF(I29=\"h\",INDEX(ID!$K$8:$K$31,FBR!$D29+1)*INDEX(ID!$K$35:$K$46,$B29),0)","v":65},{"$f":"IF(I29=\"w\",INDEX(ID!$L$8:$L$31,FBR!$D29+1)*INDEX(ID!$L$35:$L$46,$B29),0)","v":0},{"$f":"IF(I29=\"h\",INDEX(ID!$M$8:$M$31,FBR!$D29+1)*INDEX(ID!$M$35:$M$46,$B29),0)","v":65},{"$f":"IF(I29=\"w\",INDEX(ID!$N$8:$N$31,FBR!$D29+1)*INDEX(ID!$N$35:$N$46,$B29),0)","v":0},null,38.388975473710111,0,0,0]
[20,1,1,19,1,1,"2014-01-01",4,"h",null,{"$f":"IF(I30=\"h\",INDEX(ID!$K$8:$K$31,FBR!$D30+1)*INDEX(ID!$K$35:$K$46,$B30),0)","v":60},{"$f":"IF(I30=\"w\",INDEX(ID!$L$8:$L$31,FBR!$D30+1)*INDEX(ID!$L$35:$L$46,$B30),0)","v":0},{"$f":"IF(I30=\"h\",INDEX(ID!$M$8:$M$31,FBR!$D30+1)*INDEX(ID!$M$35:$M$46,$B30),0)","v":60},{"$f":"IF(I30=\"w\",INDEX(ID!$N$8:$N$31,FBR!$D30+1)*INDEX(ID!$N$35:$N$46,$B30),0)","v":0},null,35.435977360347799,0,0,0]
[21,1,1,20,1,1,"2014-01-01",4,"h",null,{"$f":"IF(I31=\"h\",INDEX(ID!$K$8:$K$31,FBR!$D31+1)*INDEX(ID!$K$35:$K$46,$B31),0)","v":53},{"$f":"IF(I31=\"w\",INDEX(ID!$L$8:$L$31,FBR!$D31+1)*INDEX(ID!$L$35:$L$46,$B31),0)","v":0},{"$f":"IF(I31=\"h\",INDEX(ID!$M$8:$M$31,FBR!$D31+1)*INDEX(ID!$M$35:$M$46,$B31),0)","v":53},{"$f":"IF(I31=\"w\",INDEX(ID!$N$8:$N$31,FBR!$D31+1)*INDEX(ID!$N$35:$N$46,$B31),0)","v":0},null,31.301780001640555,0,0,0]
[22,1,1,21,1,1,"2014-01-01",4,"h",null,{"$f":"IF(I32=\"h\",INDEX(ID!$K$8:$K$31,FBR!$D32+1)*INDEX(ID!$K$35:$K$46,$B32),0)","v":50},{"$f":"IF(I32=\"w\",INDEX(ID!$L$8:$L$31,FBR!$D32+1)*INDEX(ID!$L$35:$L$46,$B32),0)","v":0},{"$f":"IF(I32=\"h\",INDEX(ID!$M$8:$M$31,FBR!$D32+1)*INDEX(ID!$M$35:$M$46,$B32),0)","v":50},{"$f":"IF(I32=\"w\",INDEX(ID!$N$8:$N$31,FBR!$D32+1)*INDEX(ID!$N$35:$N$46,$B32),0)","v":0},null,29.529981133623163,0,0,0]
[23,1,1,22,1,1,"2014-01-01",4,"h",null,{"$f":"IF(I33=\"h\",INDEX(ID!$K$8:$K$31,FBR!$D33+1)*INDEX(ID!$K$35:$K$46,$B33),0)","v":45},{"$f":"IF(I33=\"w\",INDEX(ID!$L$8:$L$31,FBR!$D33+1)*INDEX(ID!$L$35:$L$46,$B33),0)","v":0},{"$f":"IF(I33=\"h\",INDEX(ID!$M$8:$M$31,FBR!$D33+1)*INDEX(ID!$M$35:$M$46,$B33),0)","v":45},{"$f":"IF(I33=\"w\",INDEX(ID!$N$8:$N$31,FBR!$D33+1)*INDEX(ID!$N$35:$N$46,$B33),0)","v":0},null,26.576983020260847,0,0,0]
[24,1,1,23,1,1,"2014-01-01",4,"h",null,{"$f":"IF(I34=\"h\",INDEX(ID!$K$8:$K$31,FBR!$D34+1)*INDEX(ID!$K$35:$K$46,$B34),0)","v":40},{"$f":"IF(I34=\"w\",INDEX(ID!$L$8:$L$31,FBR!$D34+1)*INDEX(ID!$L$35:$L$46,$B34),0)","v":0},{"$f":"IF(I34=\"h\",INDEX(ID!$M$8:$M$31,FBR!$D34+1)*INDEX(ID!$M$35:$M$46,$B34),0)","v":40},{"$f":"IF(I34=\"w\",INDEX(ID!$N$8:$N$31,FBR!$D34+1)*INDEX(ID!$N$35:$N$46,$B34),0)","v":0},null,23.623984906898531,0,0,0]
[25,1,2,0,{"$f":"E11+1","v":2},1,"2014-01-02",5,"h",null,{"$f":"IF(I35=\"h\",INDEX(ID!$K$8:$K$31,FBR!$D35+1)*INDEX(ID!$K$35:$K$46,$B35),0)","v":35},{"$f":"IF(I35=\"w\",INDEX(ID!$L$8:$L$31,FBR!$D35+1)*INDEX(ID!$L$35:$L$46,$B35),0)","v":0},{"$f":"IF(I35=\"h\",INDEX(ID!$M$8:$M$31,FBR!$D35+1)*INDEX(ID!$M$35:$M$46,$B35),0)","v":35},{"$f":"IF(I35=\"w\",INDEX(ID!$N$8:$N$31,FBR!$D35+1)*INDEX(ID!$N$35:$N$46,$B35),0)","v":0},null,20.670986793536215,0,0,0]
[26,1,2,1,{"$f":"E12+1","v":2},1,"2014-01-02",5,"h",null,{"$f":"IF(I36=\"h\",INDEX(ID!$K$8:$K$31,FBR!$D36+1)*INDEX(ID!$K$35:$K$46,$B36),0)","v":30},{"$f":"IF(I36=\"w\",INDEX(ID!$L$8:$L$31,FBR!$D36+1)*INDEX(ID!$L$35:$L$46,$B36),0)","v":0},{"$f":"IF(I36=\"h\",INDEX(ID!$M$8:$M$31,FBR!$D36+1)*INDEX(ID!$M$35:$M$46,$B36),0)","v":30},{"$f":"IF(I36=\"w\",INDEX(ID!$N$8:$N$31,FBR!$D36+1)*INDEX(ID!$N$35:$N$46,$B36),0)","v":0},null,17.717988680173899,0,0,0]
[27,1,2,2,2,1,"2014-01-02",5,"h",null,{"$f":"IF(I37=\"h\",INDEX(ID!$K$8:$K$31,FBR!$D37+1)*INDEX(ID!$K$35:$K$46,$B37),0)","v":28},{"$f":"IF(I37=\"w\",INDEX(ID!$L$8:$L$31,FBR!$D37+1)*INDEX(ID!$L$35:$L$46,$B37),0)","v":0},{"$f":"IF(I37=\"h\",INDEX(ID!$M$8:$M$31,FBR!$D37+1)*INDEX(ID!$M$35:$M$46,$B37),0)","v":28},{"$f":"IF(I37=\"w\",INDEX(ID!$N$8:$N$31,FBR!$D37+1)*INDEX(ID!$N$35:$N$46,$B37),0)","v":0},null,16.536789434828972,0,0,0]
[28,1,2,3,2,1,"2014-01-02",5,"h",null,{"$f":"IF(I38=\"h\",INDEX(ID!$K$8:$K$31,FBR!$D38+1)*INDEX(ID!$K$35:$K$46,$B38),0)","v":27},{"$f":"IF(I38=\"w\",INDEX(ID!$L$8:$L$31,FBR!$D38+1)*INDEX(ID!$L$35:$L$46,$B38),0)","v":0},{"$f":"IF(I38=\"h\",INDEX(ID!$M$8:$M$31,FBR!$D38+1)*INDEX(ID!$M$35:$M$46,$B38),0)","v":27},{"$f":"IF(I38=\"w\",INDEX(ID!$N$8:$N$31,FBR!$D38+1)*INDEX(ID!$N$35:$N$46,$B38),0)","v":0},null,15.94618981215651,0,0,0]
[29,1,2,4,2,1,"2014-01-02",5,"h",null,{"$f":"IF(I39=\"h\",INDEX(ID!$K$8:$K$31,FBR!$D39+1)*INDEX(ID!$K$35:$K$46,$B39),0)","v":27},{"$f":"IF(I39=\"w\",INDEX(ID!$L$8:$L$31,FBR!$D39+1)*INDEX(ID!$L$35:$L$46,$B39),0)","v":0},{"$f":"IF(I39=\"h\",INDEX(ID!$M$8:$M$31,FBR!$D39+1)*INDEX(ID!$M$35:$M$46,$B39),0)","v":27},{"$f":"IF(I39=\"w\",INDEX(ID!$N$8:$N$31,FBR!$D39+1)*INDEX(ID!$N$35:$N$46,$B39),0)","v":0},null,15.94618981215651,0,0,0]
[30,1,2,5,2,1,"2014-01-02",5,"h",null,{"$f":"IF(I40=\"h\",INDEX(ID!$K$8:$K$31,FBR!$D40+1)*INDEX(ID!$K$35:$K$46,$B40),0)","v":27},{"$f":"IF(I40=\"w\",INDEX(ID!$L$8:$L$31,FBR!$D40+1)*INDEX(ID!$L$35:$L$46,$B40),0)","v":0},{"$f":"IF(I40=\"h\",INDEX(ID!$M$8:$M$31,FBR!$D40+1)*INDEX(ID!$M$35:$M$46,$B40),0)","v":27},{"$f":"IF(I40=\"w\",INDEX(ID!$N$8:$N$31,FBR!$D40+1)*INDEX(ID!$N$35:$N$46,$B40),0)","v":0},null,15.94618981215651,0,0,0]
[31,1,2,6,2,1,"2014-01-02",5,"h",null,{"$f":"IF(I41=\"h\",INDEX(ID!$K$8:$K$31,FBR!$D41+1)*INDEX(ID!$K$35:$K$46,$B41),0)","v":29},{"$f":"IF(I41=\"w\",INDEX(ID!$L$8:$L$31,FBR!$D41+1)*INDEX(ID!$L$35:$L$46,$B41),0)","v":0},{"$f":"IF(I41=\"h\",INDEX(ID!$M$8:$M$31,FBR!$D41+1)*INDEX(ID!$M$35:$M$46,$B41),0)","v":29},{"$f":"IF(I41=\"w\",INDEX(ID!$N$8:$N$31,FBR!$D41+1)*INDEX(ID!$N$35:$N$46,$B41),0)","v":0},null,17.127389057501436,0,0,0]
[32,1,2,7,2,1,"2014-01-02",5,"h",null,{"$f":"IF(I42=\"h\",INDEX(ID!$K$8:$K$31,FBR!$D42+1)*INDEX(ID!$K$35:$K$46,$B42),0)","v":32},{"$f":"IF(I42=\"w\",INDEX(ID!$L$8:$L$31,FBR!$D42+1)*INDEX(ID!$L$35:$L$46,$B42),0)","v":0},{"$f":"IF(I42=\"h\",INDEX(ID!$M$8:$M$31,FBR!$D42+1)*INDEX(ID!$M$35:$M$46,$B42),0)","v":32},{"$f":"IF(I42=\"w\",INDEX(ID!$N$8:$N$31,FBR!$D42+1)*INDEX(ID!$N$35:$N$46,$B42),0)","v":0},null,18.899187925518824,0,0,0]
[33,1,2,8,2,1,"2014-01-02",5,"h",null,{"$f":"IF(I43=\"h\",INDEX(ID!$K$8:$K$31,FBR!$D43+1)*INDEX(ID!$K$35:$K$46,$B43),0)","v":35},{"$f":"IF(I43=\"w\",INDEX(ID!$L$8:$L$31,FBR!$D43+1)*INDEX(ID!$L$35:$L$46,$B43),0)","v":0},{"$f":"IF(I43=\"h\",INDEX(ID!$M$8:$M$31,FBR!$D43+1)*INDEX(ID!$M$35:$M$46,$B43),0)","v":35},{"$f":"IF(I43=\"w\",INDEX(ID!$N$8:$N$31,FBR!$D43+1)*INDEX(ID!$N$35:$N$46,$B43),0)","v":0},null,20.670986793536215,0,0,0]
[34,1,2,9,2,1,"2014-01-02",5,"h",null,{"$f":"IF(I44=\"h\",INDEX(ID!$K$8:$K$31,FBR!$D44+1)*INDEX(ID!$K$35:$K$46,$B44),0)","v":38},{"$f":"IF(I44=\"w\",INDEX(ID!$L$8:$L$31,FBR!$D44+1)*INDEX(ID!$L$35:$L$46,$B44),0)","v":0},{"$f":"IF(I44=\"h\",INDEX(ID!$M$8:$M$31,FBR!$D44+1)*INDEX(ID!$M$35:$M$46,$B44),0)","v":38},{"$f":"IF(I44=\"w\",INDEX(ID!$N$8:$N$31,FBR!$D44+1)*INDEX(ID!$N$35:$N$46,$B44),0)","v":0},null,22.442785661553604,0,0,0]
[35,1,2,10,2,1,"2014-01-02",5,"h",null,{"$f":"IF(I45=\"h\",INDEX(ID!$K$8:$K$31,FBR!$D45+1)*INDEX(ID!$K$35:$K$46,$B45),0)","v":40},{"$f":"IF(I45=\"w\",INDEX(ID!$L$8:$L$31,FBR!$D45+1)*INDEX(ID!$L$35:$L$46,$B45),0)","v":0},{"$f":"IF(I45=\"h\",INDEX(ID!$M$8:$M$31,FBR!$D45+1)*INDEX(ID!$M$35:$M$46,$B45),0)","v":40},{"$f":"IF(I45=\"w\",INDEX(ID!$N$8:$N$31,FBR!$D45+1)*INDEX(ID!$N$35:$N$46,$B45),0)","v":0},null,23.623984906898531,0,0,0]
[36,1,2,11,2,1,"2014-01-02",5,"h",null,{"$f":"IF(I46=\"h\",INDEX(ID!$K$8:$K$31,FBR!$D46+1)*INDEX(ID!$K$35:$K$46,$B46),0)","v":42},{"$f":"IF(I46=\"w\",INDEX(ID!$L$8:$L$31,FBR!$D46+1)*INDEX(ID!$L$35:$L$46,$B46),0)","v":0},{"$f":"IF(I46=\"h\",INDEX(ID!$M$8:$M$31,FBR!$D46+1)*INDEX(ID!$M$35:$M$46,$B46),0)","v":42},{"$f":"IF(I46=\"w\",INDEX(ID!$N$8:$N$31,FBR!$D46+1)*INDEX(ID!$N$35:$N$46,$B46),0)","v":0},null,24.805184152243459,0,0,0]
[37,1,2,12,2,1,"2014-01-02",5,"h",null,{"$f":"IF(I47=\"h\",INDEX(ID!$K$8:$K$31,FBR!$D47+1)*INDEX(ID!$K$35:$K$46,$B47),0)","v":43},{"$f":"IF(I47=\"w\",INDEX(ID!$L$8:$L$31,FBR!$D47+1)*INDEX(ID!$L$35:$L$46,$B47),0)","v":0},{"$f":"IF(I47=\"h\",INDEX(ID!$M$8:$M$31,FBR!$D47+1)*INDEX(ID!$M$35:$M$46,$B47),0)","v":43},{"$f":"IF(I47=\"w\",INDEX(ID!$N$8:$N$31,FBR!$D47+1)*INDEX(ID!$N$35:$N$46,$B47),0)","v":0},null,25.395783774915923,0,0,0]
[38,1,2,13,2,1,"2014-01-02",5,"h",null,{"$f":"IF(I48=\"h\",INDEX(ID!$K$8:$K$31,FBR!$D48+1)*INDEX(ID!$K$35:$K$46,$B48),0)","v":44},{"$f":"IF(I48=\"w\",INDEX(ID!$L$8:$L$31,FBR!$D48+1)*INDEX(ID!$L$35:$L$46,$B48),0)","v":0},{"$f":"IF(I48=\"h\",INDEX(ID!$M$8:$M$31,FBR!$D48+1)*INDEX(ID!$M$35:$M$46,$B48),0)","v":44},{"$f":"IF(I48=\"w\",INDEX(ID!$N$8:$N$31,FBR!$D48+1)*INDEX(ID!$N$35:$N$46,$B48),0)","v":0},null,25.986383397588384,0,0,0]
[39,1,2,14,2,1,"2014-01-02",5,"h",null,{"$f":"IF(I49=\"h\",INDEX(ID!$K$8:$K$31,FBR!$D49+1)*INDEX(ID!$K$35:$K$46,$B49),0)","v":47},{"$f":"IF(I49=\"w\",INDEX(ID!$L$8:$L$31,FBR!$D49+1)*INDEX(ID!$L$35:$L$46,$B49),0)","v":0},{"$f":"IF(I49=\"h\",INDEX(ID!$M$8:$M$31,FBR!$D49+1)*INDEX(ID!$M$35:$M$46,$B49),0)","v":47},{"$f":"IF(I49=\"w\",INDEX(ID!$N$8:$N$31,FBR!$D49+1)*INDEX(ID!$N$35:$N$46,$B49),0)","v":0},null,27.758182265605775,0,0,0]
[40,1,2,15,2,1,"2014-01-02",5,"h",null,{"$f":"IF(I50=\"h\",INDEX(ID!$K$8:$K$31,FBR!$D50+1)*INDEX(ID!$K$35:$K$46,$B50),0)","v":50},{"$f":"IF(I50=\"w\",INDEX(ID!$L$8:$L$31,FBR!$D50+1)*INDEX(ID!$L$35:$L$46,$B50),0)","v":0},{"$f":"IF(I50=\"h\",INDEX(ID!$M$8:$M$31,FBR!$D50+1)*INDEX(ID!$M$35:$M$46,$B50),0)","v":50},{"$f":"IF(I50=\"w\",INDEX(ID!$N$8:$N$31,FBR!$D50+1)*INDEX(ID!$N$35:$N$46,$B50),0)","v":0},null,29.529981133623163,0,0,0]
[41,1,2,16,2,1,"2014-01-02",5,"h",null,{"$f":"IF(I51=\"h\",INDEX(ID!$K$8:$K$31,FBR!$D51+1)*INDEX(ID!$K$35:$K$46,$B51),0)","v":53},{"$f":"IF(I51=\"w\",INDEX(ID!$L$8:$L$31,FBR!$D51+1)*INDEX(ID!$L$35:$L$46,$B51),0)","v":0},{"$f":"IF(I51=\"h\",INDEX(ID!$M$8:$M$31,FBR!$D51+1)*INDEX(ID!$M$35:$M$46,$B51),0)","v":53},{"$f":"IF(I51=\"w\",INDEX(ID!$N$8:$N$31,FBR!$D51+1)*INDEX(ID!$N$35:$N$46,$B51),0)","v":0},null,31.301780001640555,0,0,0]
[42,1,2,17,2,1,"2014-01-02",5,"h",null,{"$f":"IF(I52=\"h\",INDEX(ID!$K$8:$K$31,FBR!$D52+1)*INDEX(ID!$K$35:$K$46,$B52),0)","v":62},{"$f":"IF(I52=\"w\",INDEX(ID!$L$8:$L$31,FBR!$D52+1)*INDEX(ID!$L$35:$L$46,$B52),0)","v":0},{"$f":"IF(I52=\"h\",INDEX(ID!$M$8:$M$31,FBR!$D52+1)*INDEX(ID!$M$35:$M$46,$B52),0)","v":62},{"$f":"IF(I52=\"w\",INDEX(ID!$N$8:$N$31,FBR!$D52+1)*INDEX(ID!$N$35:$N$46,$B52),0)","v":0},null,36.617176605692727,0,0,0]
[43,1,2,18,2,1,"2014-01-02",5,"h",null,{"$f":"IF(I53=\"h\",INDEX(ID!$K$8:$K$31,FBR!$D53+1)*INDEX(ID!$K$35:$K$46,$B53),0)","v":65},{"$f":"IF(I53=\"w\",INDEX(ID!$L$8:$L$31,FBR!$D53+1)*INDEX(ID!$L$35:$L$46,$B53),0)","v":0},{"$f":"IF(I53=\"h\",INDEX(ID!$M$8:$M$31,FBR!$D53+1)*INDEX(ID!$M$35:$M$46,$B53),0)","v":65},{"$f":"IF(I53=\"w\",INDEX(ID!$N$8:$N$31,FBR!$D53+1)*INDEX(ID!$N$35:$N$46,$B53),0)","v":0},null,38.388975473710111,0,0,0]
[44,1,2,19,2,1,"2014-01-02",5,"h",null,{"$f":"IF(I54=\"h\",INDEX(ID!$K$8:$K$31,FBR!$D54+1)*INDEX(ID!$K$35:$K$46,$B54),0)","v":60},{"$f":"IF(I54=\"w\",INDEX(ID!$L$8:$L$31,FBR!$D54+1)*INDEX(ID!$L$35:$L$46,$B54),0)","v":0},{"$f":"IF(I54=\"h\",INDEX(ID!$M$8:$M$31,FBR!$D54+1)*INDEX(ID!$M$35:$M$46,$B54),0)","v":60},{"$f":"IF(I54=\"w\",INDEX(ID!$N$8:$N$31,FBR!$D54+1)*INDEX(ID!$N$35:$N$46,$B54),0)","v":0},null,35.435977360347799,0,0,0]
[45,1,2,20,2,1,"2014-01-02",5,"h",null,{"$f":"IF(I55=\"h\",INDEX(ID!$K$8:$K$31,FBR!$D55+1)*INDEX(ID!$K$35:$K$46,$B55),0)","v":53},{"$f":"IF(I55=\"w\",INDEX(ID!$L$8:$L$31,FBR!$D55+1)*INDEX(ID!$L$35:$L$46,$B55),0)","v":0},{"$f":"IF(I55=\"h\",INDEX(ID!$M$8:$M$31,FBR!$D55+1)*INDEX(ID!$M$35:$M$46,$B55),0)","v":53},{"$f":"IF(I55=\"w\",INDEX(ID!$N$8:$N$31,FBR!$D55+1)*INDEX(ID!$N$35:$N$46,$B55),0)","v":0},null,31.301780001640555,0,0,0]
[46,1,2,21,2,1,"2014-01-02",5,"h",null,{"$f":"IF(I56=\"h\",INDEX(ID!$K$8:$K$31,FBR!$D56+1)*INDEX(ID!$K$35:$K$46,$B56),0)","v":50},{"$f":"IF(I56=\"w\",INDEX(ID!$L$8:$L$31,FBR!$D56+1)*INDEX(ID!$L$35:$L$46,$B56),0)","v":0},{"$f":"IF(I56=\"h\",INDEX(ID!$M$8:$M$31,FBR!$D56+1)*INDEX(ID!$M$35:$M$46,$B56),0)","v":50},{"$f":"IF(I56=\"w\",INDEX(ID!$N$8:$N$31,FBR!$D56+1)*INDEX(ID!$N$35:$N$46,$B56),0)","v":0},null,29.529981133623163,0,0,0]
[47,1,2,22,2,1,"2014-01-02",5,"h",null,{"$f":"IF(I57=\"h\",INDEX(ID!$K$8:$K$31,FBR!$D57+1)*INDEX(ID!$K$35:$K$46,$B57),0)","v":45},{"$f":"IF(I57=\"w\",INDEX(ID!$L$8:$L$31,FBR!$D57+1)*INDEX(ID!$L$35:$L$46,$B57),0)","v":0},{"$f":"IF(I57=\"h\",INDEX(ID!$M$8:$M$31,FBR!$D57+1)*INDEX(ID!$M$35:$M$46,$B57),0)","v":45},{"$f":"IF(I57=\"w\",INDEX(ID!$N$8:$N$31,FBR!$D57+1)*INDEX(ID!$N$35:$N$46,$B57),0)","v":0},null,26.576983020260847,0,0,0]
[48,1,2,23,2,1,"2014-01-02",5,"h",null,{"$f":"IF(I58=\"h\",INDEX(ID!$K$8:$K$31,FBR!$D58+1)*INDEX(ID!$K$35:$K$46,$B58),0)","v":40},{"$f":"IF(I58=\"w\",INDEX(ID!$L$8:$L$31,FBR!$D58+1)*INDEX(ID!$L$35:$L$46,$B58),0)","v":0},{"$f":"IF(I58=\"h\",INDEX(ID!$M$8:$M$31,FBR!$D58+1)*INDEX(ID!$M$35:$M$46,$B58),0)","v":40},{"$f":"IF(I58=\"w\",INDEX(ID!$N$8:$N$31,FBR!$D58+1)*INDEX(ID!$N$35:$N$46,$B58),0)","v":0},null,23.623984906898531,0,0,0]
[49,1,3,0,3,1,"2014-01-03",6,"w",null,{"$f":"IF(I59=\"h\",INDEX(ID!$K$8:$K$31,FBR!$D59+1)*INDEX(ID!$K$35:$K$46,$B59),0)","v":0},{"$f":"IF(I59=\"w\",INDEX(ID!$L$8:$L$31,FBR!$D59+1)*INDEX(ID!$L$35:$L$46,$B59),0)","v":35},{"$f":"IF(I59=\"h\",INDEX(ID!$M$8:$M$31,FBR!$D59+1)*INDEX(ID!$M$35:$M$46,$B59),0)","v":0},{"$f":"IF(I59=\"w\",INDEX(ID!$N$8:$N$31,FBR!$D59+1)*INDEX(ID!$N$35:$N$46,$B59),0)","v":35},null,0,20.670986793536215,0,0]
[50,1,3,1,3,1,"2014-01-03",6,"w",null,{"$f":"IF(I60=\"h\",INDEX(ID!$K$8:$K$31,FBR!$D60+1)*INDEX(ID!$K$35:$K$46,$B60),0)","v":0},{"$f":"IF(I60=\"w\",INDEX(ID!$L$8:$L$31,FBR!$D60+1)*INDEX(ID!$L$35:$L$46,$B60),0)","v":30},{"$f":"IF(I60=\"h\",INDEX(ID!$M$8:$M$31,FBR!$D60+1)*INDEX(ID!$M$35:$M$46,$B60),0)","v":0},{"$f":"IF(I60=\"w\",INDEX(ID!$N$8:$N$31,FBR!$D60+1)*INDEX(ID!$N$35:$N$46,$B60),0)","v":30},null,0,17.717988680173899,0,0]
[51,1,3,2,3,1,"2014-01-03",6,"w",null,{"$f":"IF(I61=\"h\",INDEX(ID!$K$8:$K$31,FBR!$D61+1)*INDEX(ID!$K$35:$K$46,$B61),0)","v":0},{"$f":"IF(I61=\"w\",INDEX(ID!$L$8:$L$31,FBR!$D61+1)*INDEX(ID!$L$35:$L$46,$B61),0)","v":28},{"$f":"IF(I61=\"h\",INDEX(ID!$M$8:$M$31,FBR!$D61+1)*INDEX(ID!$M$35:$M$46,$B61),0)","v":0},{"$f":"IF(I61=\"w\",INDEX(ID!$N$8:$N$31,FBR!$D61+1)*INDEX(ID!$N$35:$N$46,$B61),0)","v":28},null,0,16.536789434828972,0,0]
[52,1,3,3,3,1,"2014-01-03",6,"w",null,{"$f":"IF(I62=\"h\",INDEX(ID!$K$8:$K$31,FBR!$D62+1)*INDEX(ID!$K$35:$K$46,$B62),0)","v":0},{"$f":"IF(I62=\"w\",INDEX(ID!$L$8:$L$31,FBR!$D62+1)*INDEX(ID!$L$35:$L$46,$B62),0)","v":27},{"$f":"IF(I62=\"h\",INDEX(ID!$M$8:$M$31,FBR!$D62+1)*INDEX(ID!$M$35:$M$46,$B62),0)","v":0},{"$f":"IF(I62=\"w\",INDEX(ID!$N$8:$N$31,FBR!$D62+1)*INDEX(ID!$N$35:$N$46,$B62),0)","v":27},null,0,15.94618981215651,0,0]
[53,1,3,4,3,1,"2014-01-03",6,"w",null,{"$f":"IF(I63=\"h\",INDEX(ID!$K$8:$K$31,FBR!$D63+1)*INDEX(ID!$K$35:$K$46,$B63),0)","v":0},{"$f":"IF(I63=\"w\",INDEX(ID!$L$8:$L$31,FBR!$D63+1)*INDEX(ID!$L$35:$L$46,$B63),0)","v":27},{"$f":"IF(I63=\"h\",INDEX(ID!$M$8:$M$31,FBR!$D63+1)*INDEX(ID!$M$35:$M$46,$B63),0)","v":0},{"$f":"IF(I63=\"w\",INDEX(ID!$N$8:$N$31,FBR!$D63+1)*INDEX(ID!$N$35:$N$46,$B63),0)","v":27},null,0,15.94618981215651,0,0]
[54,1,3,5,3,1,"2014-01-03",6,"w",null,{"$f":"IF(I64=\"h\",INDEX(ID!$K$8:$K$31,FBR!$D64+1)*INDEX(ID!$K$35:$K$46,$B64),0)","v":0},{"$f":"IF(I64=\"w\",INDEX(ID!$L$8:$L$31,FBR!$D64+1)*INDEX(ID!$L$35:$L$46,$B64),0)","v":27},{"$f":"IF(I64=\"h\",INDEX(ID!$M$8:$M$31,FBR!$D64+1)*INDEX(ID!$M$35:$M$46,$B64),0)","v":0},{"$f":"IF(I64=\"w\",INDEX(ID!$N$8:$N$31,FBR!$D64+1)*INDEX(ID!$N$35:$N$46,$B64),0)","v":27},null,0,15.94618981215651,0,0]
[55,1,3,6,3,1,"2014-01-03",6,"w",null,{"$f":"IF(I65=\"h\",INDEX(ID!$K$8:$K$31,FBR!$D65+1)*INDEX(ID!$K$35:$K$46,$B65),0)","v":0},{"$f":"IF(I65=\"w\",INDEX(ID!$L$8:$L$31,FBR!$D65+1)*INDEX(ID!$L$35:$L$46,$B65),0)","v":29},{"$f":"IF(I65=\"h\",INDEX(ID!$M$8:$M$31,FBR!$D65+1)*INDEX(ID!$M$35:$M$46,$B65),0)","v":0},{"$f":"IF(I65=\"w\",INDEX(ID!$N$8:$N$31,FBR!$D65+1)*INDEX(ID!$N$35:$N$46,$B65),0)","v":29},null,0,17.127389057501436,0,0]
[56,1,3,7,3,1,"2014-01-03",6,"w",null,{"$f":"IF(I66=\"h\",INDEX(ID!$K$8:$K$31,FBR!$D66+1)*INDEX(ID!$K$35:$K$46,$B66),0)","v":0},{"$f":"IF(I66=\"w\",INDEX(ID!$L$8:$L$31,FBR!$D66+1)*INDEX(ID!$L$35:$L$46,$B66),0)","v":32},{"$f":"IF(I66=\"h\",INDEX(ID!$M$8:$M$31,FBR!$D66+1)*INDEX(ID!$M$35:$M$46,$B66),0)","v":0},{"$f":"IF(I66=\"w\",INDEX(ID!$N$8:$N$31,FBR!$D66+1)*INDEX(ID!$N$35:$N$46,$B66),0)","v":32},null,0,18.899187925518824,0,0]
[57,1,3,8,3,1,"2014-01-03",6,"w",null,{"$f":"IF(I67=\"h\",INDEX(ID!$K$8:$K$31,FBR!$D67+1)*INDEX(ID!$K$35:$K$46,$B67),0)","v":0},{"$f":"IF(I67=\"w\",INDEX(ID!$L$8:$L$31,FBR!$D67+1)*INDEX(ID!$L$35:$L$46,$B67),0)","v":35},{"$f":"IF(I67=\"h\",INDEX(ID!$M$8:$M$31,FBR!$D67+1)*INDEX(ID!$M$35:$M$46,$B67),0)","v":0},{"$f":"IF(I67=\"w\",INDEX(ID!$N$8:$N$31,FBR!$D67+1)*INDEX(ID!$N$35:$N$46,$B67),0)","v":35},null,0,20.670986793536215,0,0]
[58,1,3,9,3,1,"2014-01-03",6,"w",null,{"$f":"IF(I68=\"h\",INDEX(ID!$K$8:$K$31,FBR!$D68+1)*INDEX(ID!$K$35:$K$46,$B68),0)","v":0},{"$f":"IF(I68=\"w\",INDEX(ID!$L$8:$L$31,FBR!$D68+1)*INDEX(ID!$L$35:$L$46,$B68),0)","v":38},{"$f":"IF(I68=\"h\",INDEX(ID!$M$8:$M$31,FBR!$D68+1)*INDEX(ID!$M$35:$M$46,$B68),0)","v":0},{"$f":"IF(I68=\"w\",INDEX(ID!$N$8:$N$31,FBR!$D68+1)*INDEX(ID!$N$35:$N$46,$B68),0)","v":38},null,0,22.442785661553604,0,0]
[59,1,3,10,3,1,"2014-01-03",6,"w",null,{"$f":"IF(I69=\"h\",INDEX(ID!$K$8:$K$31,FBR!$D69+1)*INDEX(ID!$K$35:$K$46,$B69),0)","v":0},{"$f":"IF(I69=\"w\",INDEX(ID!$L$8:$L$31,FBR!$D69+1)*INDEX(ID!$L$35:$L$46,$B69),0)","v":40},{"$f":"IF(I69=\"h\",INDEX(ID!$M$8:$M$31,FBR!$D69+1)*INDEX(ID!$M$35:$M$46,$B69),0)","v":0},{"$f":"IF(I69=\"w\",INDEX(ID!$N$8:$N$31,FBR!$D69+1)*INDEX(ID!$N$35:$N$46,$B69),0)","v":40},null,0,23.623984906898531,0,0]
[60,1,3,11,3,1,"2014-01-03",6,"w",null,{"$f":"IF(I70=\"h\",INDEX(ID!$K$8:$K$31,FBR!$D70+1)*INDEX(ID!$K$35:$K$46,$B70),0)","v":0},{"$f":"IF(I70=\"w\",INDEX(ID!$L$8:$L$31,FBR!$D70+1)*INDEX(ID!$L$35:$L$46,$B70),0)","v":42},{"$f":"IF(I70=\"h\",INDEX(ID!$M$8:$M$31,FBR!$D70+1)*INDEX(ID!$M$35:$M$46,$B70),0)","v":0},{"$f":"IF(I70=\"w\",INDEX(ID!$N$8:$N$31,FBR!$D70+1)*INDEX(ID!$N$35:$N$46,$B70),0)","v":42},null,0,24.805184152243459,0,0]
[61,1,3,12,3,1,"2014-01-03",6,"w",null,{"$f":"IF(I71=\"h\",INDEX(ID!$K$8:$K$31,FBR!$D71+1)*INDEX(ID!$K$35:$K$46,$B71),0)","v":0},{"$f":"IF(I71=\"w\",INDEX(ID!$L$8:$L$31,FBR!$D71+1)*INDEX(ID!$L$35:$L$46,$B71),0)","v":43},{"$f":"IF(I71=\"h\",INDEX(ID!$M$8:$M$31,FBR!$D71+1)*INDEX(ID!$M$35:$M$46,$B71),0)","v":0},{"$f":"IF(I71=\"w\",INDEX(ID!$N$8:$N$31,FBR!$D71+1)*INDEX(ID!$N$35:$N$46,$B71),0)","v":43},null,0,25.395783774915923,0,0]
[62,1,3,13,3,1,"2014-01-03",6,"w",null,{"$f":"IF(I72=\"h\",INDEX(ID!$K$8:$K$31,FBR!$D72+1)*INDEX(ID!$K$35:$K$46,$B72),0)","v":0},{"$f":"IF(I72=\"w\",INDEX(ID!$L$8:$L$31,FBR!$D72+1)*INDEX(ID!$L$35:$L$46,$B72),0)","v":44},{"$f":"IF(I72=\"h\",INDEX(ID!$M$8:$M$31,FBR!$D72+1)*INDEX(ID!$M$35:$M$46,$B72),0)","v":0},{"$f":"IF(I72=\"w\",INDEX(ID!$N$8:$N$31,FBR!$D72+1)*INDEX(ID!$N$35:$N$46,$B72),0)","v":44},null,0,25.986383397588384,0,0]
[63,1,3,14,3,1,"2014-01-03",6,"w",null,{"$f":"IF(I73=\"h\",INDEX(ID!$K$8:$K$31,FBR!$D73+1)*INDEX(ID!$K$35:$K$46,$B73),0)","v":0},{"$f":"IF(I73=\"w\",INDEX(ID!$L$8:$L$31,FBR!$D73+1)*INDEX(ID!$L$35:$L$46,$B73),0)","v":47},{"$f":"IF(I73=\"h\",INDEX(ID!$M$8:$M$31,FBR!$D73+1)*INDEX(ID!$M$35:$M$46,$B73),0)","v":0},{"$f":"IF(I73=\"w\",INDEX(ID!$N$8:$N$31,FBR!$D73+1)*INDEX(ID!$N$35:$N$46,$B73),0)","v":47},null,0,27.758182265605775,0,0]
[64,1,3,15,3,1,"2014-01-03",6,"w",null,{"$f":"IF(I74=\"h\",INDEX(ID!$K$8:$K$31,FBR!$D74+1)*INDEX(ID!$K$35:$K$46,$B74),0)","v":0},{"$f":"IF(I74=\"w\",INDEX(ID!$L$8:$L$31,FBR!$D74+1)*INDEX(ID!$L$35:$L$46,$B74),0)","v":50},{"$f":"IF(I74=\"h\",INDEX(ID!$M$8:$M$31,FBR!$D74+1)*INDEX(ID!$M$35:$M$46,$B74),0)","v":0},{"$f":"IF(I74=\"w\",INDEX(ID!$N$8:$N$31,FBR!$D74+1)*INDEX(ID!$N$35:$N$46,$B74),0)","v":50},null,0,29.529981133623163,0,0]
[65,1,3,16,3,1,"2014-01-03",{"$f":"WEEKDAY(G75)","v":6},{"$f":"IF(OR(H75=6,H75=7),\"w\",\"h\")","v":"w"},null,{"$f":"IF(I75=\"h\",INDEX(ID!$K$8:$K$31,FBR!$D75+1)*INDEX(ID!$K$35:$K$46,$B75),0)","v":0},{"$f":"IF(I75=\"w\",INDEX(ID!$L$8:$L$31,FBR!$D75+1)*INDEX(ID!$L$35:$L$46,$B75),0)","v":53},{"$f":"IF(I75=\"h\",INDEX(ID!$M$8:$M$31,FBR!$D75+1)*INDEX(ID!$M$35:$M$46,$B75),0)","v":0},{"$f":"IF(I75=\"w\",INDEX(ID!$N$8:$N$31,FBR!$D75+1)*INDEX(ID!$N$35:$N$46,$B75),0)","v":53},null,{"$f":"K75*(indvforbrug*antalbrugere)/($K$8789+$L$8789)","v":0},{"$f":"L75*indvforbrug*antalbrugere/($K$8789+$L$8789)","v":31.301780001640555},{"$f":"M75*fællesforbrug/($M$8789+$N$8789)","v":0},{"$f":"N75*fællesforbrug/($M$8789+$N$8789)","v":0}]
[{"$f":"A75+1","v":66},1,3,17,3,1,{"$f":"DATE(2014,B76,C76)","v":"2014-01-03"},6,"w",null,{"$f":"IF(I76=\"h\",INDEX(ID!$K$8:$K$31,FBR!$D76+1)*INDEX(ID!$K$35:$K$46,$B76),0)","v":0},{"$f":"IF(I76=\"w\",INDEX(ID!$L$8:$L$31,FBR!$D76+1)*INDEX(ID!$L$35:$L$46,$B76),0)","v":62},{"$f":"IF(I76=\"h\",INDEX(ID!$M$8:$M$31,FBR!$D76+1)*INDEX(ID!$M$35:$M$46,$B76),0)","v":0},{"$f":"IF(I76=\"w\",INDEX(ID!$N$8:$N$31,FBR!$D76+1)*INDEX(ID!$N$35:$N$46,$B76),0)","v":62},null,0,36.617176605692727,0,0]
[67,1,3,18,3,1,"2014-01-03",6,"w",null,{"$f":"IF(I77=\"h\",INDEX(ID!$K$8:$K$31,FBR!$D77+1)*INDEX(ID!$K$35:$K$46,$B77),0)","v":0},{"$f":"IF(I77=\"w\",INDEX(ID!$L$8:$L$31,FBR!$D77+1)*INDEX(ID!$L$35:$L$46,$B77),0)","v":65},{"$f":"IF(I77=\"h\",INDEX(ID!$M$8:$M$31,FBR!$D77+1)*INDEX(ID!$M$35:$M$46,$B77),0)","v":0},{"$f":"IF(I77=\"w\",INDEX(ID!$N$8:$N$31,FBR!$D77+1)*INDEX(ID!$N$35:$N$46,$B77),0)","v":65},null,0,38.388975473710111,0,0]
[68,1,3,19,3,1,"2014-01-03",6,"w",null,{"$f":"IF(I78=\"h\",INDEX(ID!$K$8:$K$31,FBR!$D78+1)*INDEX(ID!$K$35:$K$46,$B78),0)","v":0},{"$f":"IF(I78=\"w\",INDEX(ID!$L$8:$L$31,FBR!$D78+1)*INDEX(ID!$L$35:$L$46,$B78),0)","v":60},{"$f":"IF(I78=\"h\",INDEX(ID!$M$8:$M$31,FBR!$D78+1)*INDEX(ID!$M$35:$M$46,$B78),0)","v":0},{"$f":"IF(I78=\"w\",INDEX(ID!$N$8:$N$31,FBR!$D78+1)*INDEX(ID!$N$35:$N$46,$B78),0)","v":60},null,0,35.435977360347799,0,0]
[69,1,3,20,3,1,"2014-01-03",6,"w",null,{"$f":"IF(I79=\"h\",INDEX(ID!$K$8:$K$31,FBR!$D79+1)*INDEX(ID!$K$35:$K$46,$B79),0)","v":0},{"$f":"IF(I79=\"w\",INDEX(ID!$L$8:$L$31,FBR!$D79+1)*INDEX(ID!$L$35:$L$46,$B79),0)","v":53},{"$f":"IF(I79=\"h\",INDEX(ID!$M$8:$M$31,FBR!$D79+1)*INDEX(ID!$M$35:$M$46,$B79),0)","v":0},{"$f":"IF(I79=\"w\",INDEX(ID!$N$8:$N$31,FBR!$D79+1)*INDEX(ID!$N$35:$N$46,$B79),0)","v":53},null,0,31.301780001640555,0,0]
[70,1,3,21,3,1,"2014-01-03",6,"w",null,{"$f":"IF(I80=\"h\",INDEX(ID!$K$8:$K$31,FBR!$D80+1)*INDEX(ID!$K$35:$K$46,$B80),0)","v":0},{"$f":"IF(I80=\"w\",INDEX(ID!$L$8:$L$31,FBR!$D80+1)*INDEX(ID!$L$35:$L$46,$B80),0)","v":50},{"$f":"IF(I80=\"h\",INDEX(ID!$M$8:$M$31,FBR!$D80+1)*INDEX(ID!$M$35:$M$46,$B80),0)","v":0},{"$f":"IF(I80=\"w\",INDEX(ID!$N$8:$N$31,FBR!$D80+1)*INDEX(ID!$N$35:$N$46,$B80),0)","v":50},null,0,29.529981133623163,0,0]
[71,1,3,22,3,1,"2014-01-03",6,"w",null,{"$f":"IF(I81=\"h\",INDEX(ID!$K$8:$K$31,FBR!$D81+1)*INDEX(ID!$K$35:$K$46,$B81),0)","v":0},{"$f":"IF(I81=\"w\",INDEX(ID!$L$8:$L$31,FBR!$D81+1)*INDEX(ID!$L$35:$L$46,$B81),0)","v":45},{"$f":"IF(I81=\"h\",INDEX(ID!$M$8:$M$31,FBR!$D81+1)*INDEX(ID!$M$35:$M$46,$B81),0)","v":0},{"$f":"IF(I81=\"w\",INDEX(ID!$N$8:$N$31,FBR!$D81+1)*INDEX(ID!$N$35:$N$46,$B81),0)","v":45},null,0,26.576983020260847,0,0]
[72,1,3,23,3,1,"2014-01-03",6,"w",null,{"$f":"IF(I82=\"h\",INDEX(ID!$K$8:$K$31,FBR!$D82+1)*INDEX(ID!$K$35:$K$46,$B82),0)","v":0},{"$f":"IF(I82=\"w\",INDEX(ID!$L$8:$L$31,FBR!$D82+1)*INDEX(ID!$L$35:$L$46,$B82),0)","v":40},{"$f":"IF(I82=\"h\",INDEX(ID!$M$8:$M$31,FBR!$D82+1)*INDEX(ID!$M$35:$M$46,$B82),0)","v":0},{"$f":"IF(I82=\"w\",INDEX(ID!$N$8:$N$31,FBR!$D82+1)*INDEX(ID!$N$35:$N$46,$B82),0)","v":40},null,0,23.623984906898531,0,0]
[73,1,4,0,4,1,"2014-01-04",7,"w",null,{"$f":"IF(I83=\"h\",INDEX(ID!$K$8:$K$31,FBR!$D83+1)*INDEX(ID!$K$35:$K$46,$B83),0)","v":0},{"$f":"IF(I83=\"w\",INDEX(ID!$L$8:$L$31,FBR!$D83+1)*INDEX(ID!$L$35:$L$46,$B83),0)","v":35},{"$f":"IF(I83=\"h\",INDEX(ID!$M$8:$M$31,FBR!$D83+1)*INDEX(ID!$M$35:$M$46,$B83),0)","v":0},{"$f":"IF(I83=\"w\",INDEX(ID!$N$8:$N$31,FBR!$D83+1)*INDEX(ID!$N$35:$N$46,$B83),0)","v":35},null,0,20.670986793536215,0,0]
[74,1,4,1,4,1,"2014-01-04",7,"w",null,{"$f":"IF(I84=\"h\",INDEX(ID!$K$8:$K$31,FBR!$D84+1)*INDEX(ID!$K$35:$K$46,$B84),0)","v":0},{"$f":"IF(I84=\"w\",INDEX(ID!$L$8:$L$31,FBR!$D84+1)*INDEX(ID!$L$35:$L$46,$B84),0)","v":30},{"$f":"IF(I84=\"h\",INDEX(ID!$M$8:$M$31,FBR!$D84+1)*INDEX(ID!$M$35:$M$46,$B84),0)","v":0},{"$f":"IF(I84=\"w\",INDEX(ID!$N$8:$N$31,FBR!$D84+1)*INDEX(ID!$N$35:$N$46,$B84),0)","v":30},null,0,17.717988680173899,0,0]
[75,1,4,2,4,1,"2014-01-04",7,"w",null,{"$f":"IF(I85=\"h\",INDEX(ID!$K$8:$K$31,FBR!$D85+1)*INDEX(ID!$K$35:$K$46,$B85),0)","v":0},{"$f":"IF(I85=\"w\",INDEX(ID!$L$8:$L$31,FBR!$D85+1)*INDEX(ID!$L$35:$L$46,$B85),0)","v":28},{"$f":"IF(I85=\"h\",INDEX(ID!$M$8:$M$31,FBR!$D85+1)*INDEX(ID!$M$35:$M$46,$B85),0)","v":0},{"$f":"IF(I85=\"w\",INDEX(ID!$N$8:$N$31,FBR!$D85+1)*INDEX(ID!$N$35:$N$46,$B85),0)","v":28},null,0,16.536789434828972,0,0]
[76,1,4,3,4,1,"2014-01-04",7,"w",null,{"$f":"IF(I86=\"h\",INDEX(ID!$K$8:$K$31,FBR!$D86+1)*INDEX(ID!$K$35:$K$46,$B86),0)","v":0},{"$f":"IF(I86=\"w\",INDEX(ID!$L$8:$L$31,FBR!$D86+1)*INDEX(ID!$L$35:$L$46,$B86),0)","v":27},{"$f":"IF(I86=\"h\",INDEX(ID!$M$8:$M$31,FBR!$D86+1)*INDEX(ID!$M$35:$M$46,$B86),0)","v":0},{"$f":"IF(I86=\"w\",INDEX(ID!$N$8:$N$31,FBR!$D86+1)*INDEX(ID!$N$35:$N$46,$B86),0)","v":27},null,0,15.94618981215651,0,0]
[77,1,4,4,4,1,"2014-01-04",7,"w",null,{"$f":"IF(I87=\"h\",INDEX(ID!$K$8:$K$31,FBR!$D87+1)*INDEX(ID!$K$35:$K$46,$B87),0)","v":0},{"$f":"IF(I87=\"w\",INDEX(ID!$L$8:$L$31,FBR!$D87+1)*INDEX(ID!$L$35:$L$46,$B87),0)","v":27},{"$f":"IF(I87=\"h\",INDEX(ID!$M$8:$M$31,FBR!$D87+1)*INDEX(ID!$M$35:$M$46,$B87),0)","v":0},{"$f":"IF(I87=\"w\",INDEX(ID!$N$8:$N$31,FBR!$D87+1)*INDEX(ID!$N$35:$N$46,$B87),0)","v":27},null,0,15.94618981215651,0,0]
[78,1,4,5,4,1,"2014-01-04",7,"w",null,{"$f":"IF(I88=\"h\",INDEX(ID!$K$8:$K$31,FBR!$D88+1)*INDEX(ID!$K$35:$K$46,$B88),0)","v":0},{"$f":"IF(I88=\"w\",INDEX(ID!$L$8:$L$31,FBR!$D88+1)*INDEX(ID!$L$35:$L$46,$B88),0)","v":27},{"$f":"IF(I88=\"h\",INDEX(ID!$M$8:$M$31,FBR!$D88+1)*INDEX(ID!$M$35:$M$46,$B88),0)","v":0},{"$f":"IF(I88=\"w\",INDEX(ID!$N$8:$N$31,FBR!$D88+1)*INDEX(ID!$N$35:$N$46,$B88),0)","v":27},null,0,15.94618981215651,0,0]
[79,1,4,6,4,1,"2014-01-04",7,"w",null,{"$f":"IF(I89=\"h\",INDEX(ID!$K$8:$K$31,FBR!$D89+1)*INDEX(ID!$K$35:$K$46,$B89),0)","v":0},{"$f":"IF(I89=\"w\",INDEX(ID!$L$8:$L$31,FBR!$D89+1)*INDEX(ID!$L$35:$L$46,$B89),0)","v":29},{"$f":"IF(I89=\"h\",INDEX(ID!$M$8:$M$31,FBR!$D89+1)*INDEX(ID!$M$35:$M$46,$B89),0)","v":0},{"$f":"IF(I89=\"w\",INDEX(ID!$N$8:$N$31,FBR!$D89+1)*INDEX(ID!$N$35:$N$46,$B89),0)","v":29},null,0,17.127389057501436,0,0]
[80,1,4,7,4,1,"2014-01-04",7,"w",null,{"$f":"IF(I90=\"h\",INDEX(ID!$K$8:$K$31,FBR!$D90+1)*INDEX(ID!$K$35:$K$46,$B90),0)","v":0},{"$f":"IF(I90=\"w\",INDEX(ID!$L$8:$L$31,FBR!$D90+1)*INDEX(ID!$L$35:$L$46,$B90),0)","v":32},{"$f":"IF(I90=\"h\",INDEX(ID!$M$8:$M$31,FBR!$D90+1)*INDEX(ID!$M$35:$M$46,$B90),0)","v":0},{"$f":"IF(I90=\"w\",INDEX(ID!$N$8:$N$31,FBR!$D90+1)*INDEX(ID!$N$35:$N$46,$B90),0)","v":32},null,0,18.899187925518824,0,0]
[81,1,4,8,4,1,"2014-01-04",7,"w",null,{"$f":"IF(I91=\"h\",INDEX(ID!$K$8:$K$31,FBR!$D91+1)*INDEX(ID!$K$35:$K$46,$B91),0)","v":0},{"$f":"IF(I91=\"w\",INDEX(ID!$L$8:$L$31,FBR!$D91+1)*INDEX(ID!$L$35:$L$46,$B91),0)","v":35},{"$f":"IF(I91=\"h\",INDEX(ID!$M$8:$M$31,FBR!$D91+1)*INDEX(ID!$M$35:$M$46,$B91),0)","v":0},{"$f":"IF(I91=\"w\",INDEX(ID!$N$8:$N$31,FBR!$D91+1)*INDEX(ID!$N$35:$N$46,$B91),0)","v":35},null,0,20.670986793536215,0,0]
[82,1,4,9,4,1,"2014-01-04",7,"w",null,{"$f":"IF(I92=\"h\",INDEX(ID!$K$8:$K$31,FBR!$D92+1)*INDEX(ID!$K$35:$K$46,$B92),0)","v":0},{"$f":"IF(I92=\"w\",INDEX(ID!$L$8:$L$31,FBR!$D92+1)*INDEX(ID!$L$35:$L$46,$B92),0)","v":38},{"$f":"IF(I92=\"h\",INDEX(ID!$M$8:$M$31,FBR!$D92+1)*INDEX(ID!$M$35:$M$46,$B92),0)","v":0},{"$f":"IF(I92=\"w\",INDEX(ID!$N$8:$N$31,FBR!$D92+1)*INDEX(ID!$N$35:$N$46,$B92),0)","v":38},null,0,22.442785661553604,0,0]
[83,1,4,10,4,1,"2014-01-04",7,"w",null,{"$f":"IF(I93=\"h\",INDEX(ID!$K$8:$K$31,FBR!$D93+1)*INDEX(ID!$K$35:$K$46,$B93),0)","v":0},{"$f":"IF(I93=\"w\",INDEX(ID!$L$8:$L$31,FBR!$D93+1)*INDEX(ID!$L$35:$L$46,$B93),0)","v":40},{"$f":"IF(I93=\"h\",INDEX(ID!$M$8:$M$31,FBR!$D93+1)*INDEX(ID!$M$35:$M$46,$B93),0)","v":0},{"$f":"IF(I93=\"w\",INDEX(ID!$N$8:$N$31,FBR!$D93+1)*INDEX(ID!$N$35:$N$46,$B93),0)","v":40},null,0,23.623984906898531,0,0]
[84,1,4,11,4,1,"2014-01-04",7,"w",null,{"$f":"IF(I94=\"h\",INDEX(ID!$K$8:$K$31,FBR!$D94+1)*INDEX(ID!$K$35:$K$46,$B94),0)","v":0},{"$f":"IF(I94=\"w\",INDEX(ID!$L$8:$L$31,FBR!$D94+1)*INDEX(ID!$L$35:$L$46,$B94),0)","v":42},{"$f":"IF(I94=\"h\",INDEX(ID!$M$8:$M$31,FBR!$D94+1)*INDEX(ID!$M$35:$M$46,$B94),0)","v":0},{"$f":"IF(I94=\"w\",INDEX(ID!$N$8:$N$31,FBR!$D94+1)*INDEX(ID!$N$35:$N$46,$B94),0)","v":42},null,0,24.805184152243459,0,0]
[85,1,4,12,4,1,"2014-01-04",7,"w",null,{"$f":"IF(I95=\"h\",INDEX(ID!$K$8:$K$31,FBR!$D95+1)*INDEX(ID!$K$35:$K$46,$B95),0)","v":0},{"$f":"IF(I95=\"w\",INDEX(ID!$L$8:$L$31,FBR!$D95+1)*INDEX(ID!$L$35:$L$46,$B95),0)","v":43},{"$f":"IF(I95=\"h\",INDEX(ID!$M$8:$M$31,FBR!$D95+1)*INDEX(ID!$M$35:$M$46,$B95),0)","v":0},{"$f":"IF(I95=\"w\",INDEX(ID!$N$8:$N$31,FBR!$D95+1)*INDEX(ID!$N$35:$N$46,$B95),0)","v":43},null,0,25.395783774915923,0,0]
[86,1,4,13,4,1,"2014-01-04",7,"w",null,{"$f":"IF(I96=\"h\",INDEX(ID!$K$8:$K$31,FBR!$D96+1)*INDEX(ID!$K$35:$K$46,$B96),0)","v":0},{"$f":"IF(I96=\"w\",INDEX(ID!$L$8:$L$31,FBR!$D96+1)*INDEX(ID!$L$35:$L$46,$B96),0)","v":44},{"$f":"IF(I96=\"h\",INDEX(ID!$M$8:$M$31,FBR!$D96+1)*INDEX(ID!$M$35:$M$46,$B96),0)","v":0},{"$f":"IF(I96=\"w\",INDEX(ID!$N$8:$N$31,FBR!$D96+1)*INDEX(ID!$N$35:$N$46,$B96),0)","v":44},null,0,25.986383397588384,0,0]
[87,1,4,14,4,1,"2014-01-04",7,"w",null,{"$f":"IF(I97=\"h\",INDEX(ID!$K$8:$K$31,FBR!$D97+1)*INDEX(ID!$K$35:$K$46,$B97),0)","v":0},{"$f":"IF(I97=\"w\",INDEX(ID!$L$8:$L$31,FBR!$D97+1)*INDEX(ID!$L$35:$L$46,$B97),0)","v":47},{"$f":"IF(I97=\"h\",INDEX(ID!$M$8:$M$31,FBR!$D97+1)*INDEX(ID!$M$35:$M$46,$B97),0)","v":0},{"$f":"IF(I97=\"w\",INDEX(ID!$N$8:$N$31,FBR!$D97+1)*INDEX(ID!$N$35:$N$46,$B97),0)","v":47},null,0,27.758182265605775,0,0]
[88,1,4,15,4,1,"2014-01-04",7,"w",null,{"$f":"IF(I98=\"h\",INDEX(ID!$K$8:$K$31,FBR!$D98+1)*INDEX(ID!$K$35:$K$46,$B98),0)","v":0},{"$f":"IF(I98=\"w\",INDEX(ID!$L$8:$L$31,FBR!$D98+1)*INDEX(ID!$L$35:$L$46,$B98),0)","v":50},{"$f":"IF(I98=\"h\",INDEX(ID!$M$8:$M$31,FBR!$D98+1)*INDEX(ID!$M$35:$M$46,$B98),0)","v":0},{"$f":"IF(I98=\"w\",INDEX(ID!$N$8:$N$31,FBR!$D98+1)*INDEX(ID!$N$35:$N$46,$B98),0)","v":50},null,0,29.529981133623163,0,0]
[89,1,4,16,4,1,"2014-01-04",7,"w",null,{"$f":"IF(I99=\"h\",INDEX(ID!$K$8:$K$31,FBR!$D99+1)*INDEX(ID!$K$35:$K$46,$B99),0)","v":0},{"$f":"IF(I99=\"w\",INDEX(ID!$L$8:$L$31,FBR!$D99+1)*INDEX(ID!$L$35:$L$46,$B99),0)","v":53},{"$f":"IF(I99=\"h\",INDEX(ID!$M$8:$M$31,FBR!$D99+1)*INDEX(ID!$M$35:$M$46,$B99),0)","v":0},{"$f":"IF(I99=\"w\",INDEX(ID!$N$8:$N$31,FBR!$D99+1)*INDEX(ID!$N$35:$N$46,$B99),0)","v":53},null,0,31.301780001640555,0,0]
[90,1,4,17,{"$f":"E76+1","v":4},1,"2014-01-04",7,"w",null,{"$f":"IF(I100=\"h\",INDEX(ID!$K$8:$K$31,FBR!$D100+1)*INDEX(ID!$K$35:$K$46,$B100),0)","v":0},{"$f":"IF(I100=\"w\",INDEX(ID!$L$8:$L$31,FBR!$D100+1)*INDEX(ID!$L$35:$L$46,$B100),0)","v":62},{"$f":"IF(I100=\"h\",INDEX(ID!$M$8:$M$31,FBR!$D100+1)*INDEX(ID!$M$35:$M$46,$B100),0)","v":0},{"$f":"IF(I100=\"w\",INDEX(ID!$N$8:$N$31,FBR!$D100+1)*INDEX(ID!$N$35:$N$46,$B100),0)","v":62},null,0,36.617176605692727,0,0]
[91,1,4,18,4,1,"2014-01-04",7,"w",null,{"$f":"IF(I101=\"h\",INDEX(ID!$K$8:$K$31,FBR!$D101+1)*INDEX(ID!$K$35:$K$46,$B101),0)","v":0},{"$f":"IF(I101=\"w\",INDEX(ID!$L$8:$L$31,FBR!$D101+1)*INDEX(ID!$L$35:$L$46,$B101),0)","v":65},{"$f":"IF(I101=\"h\",INDEX(ID!$M$8:$M$31,FBR!$D101+1)*INDEX(ID!$M$35:$M$46,$B101),0)","v":0},{"$f":"IF(I101=\"w\",INDEX(ID!$N$8:$N$31,FBR!$D101+1)*INDEX(ID!$N$35:$N$46,$B101),0)","v":65},null,0,38.388975473710111,0,0]
[92,1,4,19,4,1,"2014-01-04",7,"w",null,{"$f":"IF(I102=\"h\",INDEX(ID!$K$8:$K$31,FBR!$D102+1)*INDEX(ID!$K$35:$K$46,$B102),0)","v":0},{"$f":"IF(I102=\"w\",INDEX(ID!$L$8:$L$31,FBR!$D102+1)*INDEX(ID!$L$35:$L$46,$B102),0)","v":60},{"$f":"IF(I102=\"h\",INDEX(ID!$M$8:$M$31,FBR!$D102+1)*INDEX(ID!$M$35:$M$46,$B102),0)","v":0},{"$f":"IF(I102=\"w\",INDEX(ID!$N$8:$N$31,FBR!$D102+1)*INDEX(ID!$N$35:$N$46,$B102),0)","v":60},null,0,35.435977360347799,0,0]
[93,1,4,20,4,1,"2014-01-04",7,"w",null,{"$f":"IF(I103=\"h\",INDEX(ID!$K$8:$K$31,FBR!$D103+1)*INDEX(ID!$K$35:$K$46,$B103),0)","v":0},{"$f":"IF(I103=\"w\",INDEX(ID!$L$8:$L$31,FBR!$D103+1)*INDEX(ID!$L$35:$L$46,$B103),0)","v":53},{"$f":"IF(I103=\"h\",INDEX(ID!$M$8:$M$31,FBR!$D103+1)*INDEX(ID!$M$35:$M$46,$B103),0)","v":0},{"$f":"IF(I103=\"w\",INDEX(ID!$N$8:$N$31,FBR!$D103+1)*INDEX(ID!$N$35:$N$46,$B103),0)","v":53},null,0,31.301780001640555,0,0]
[94,1,4,21,4,1,"2014-01-04",7,"w",null,{"$f":"IF(I104=\"h\",INDEX(ID!$K$8:$K$31,FBR!$D104+1)*INDEX(ID!$K$35:$K$46,$B104),0)","v":0},{"$f":"IF(I104=\"w\",INDEX(ID!$L$8:$L$31,FBR!$D104+1)*INDEX(ID!$L$35:$L$46,$B104),0)","v":50},{"$f":"IF(I104=\"h\",INDEX(ID!$M$8:$M$31,FBR!$D104+1)*INDEX(ID!$M$35:$M$46,$B104),0)","v":0},{"$f":"IF(I104=\"w\",INDEX(ID!$N$8:$N$31,FBR!$D104+1)*INDEX(ID!$N$35:$N$46,$B104),0)","v":50},null,0,29.529981133623163,0,0]
[95,1,4,22,4,1,"2014-01-04",7,"w",null,{"$f":"IF(I105=\"h\",INDEX(ID!$K$8:$K$31,FBR!$D105+1)*INDEX(ID!$K$35:$K$46,$B105),0)","v":0},{"$f":"IF(I105=\"w\",INDEX(ID!$L$8:$L$31,FBR!$D105+1)*INDEX(ID!$L$35:$L$46,$B105),0)","v":45},{"$f":"IF(I105=\"h\",INDEX(ID!$M$8:$M$31,FBR!$D105+1)*INDEX(ID!$M$35:$M$46,$B105),0)","v":0},{"$f":"IF(I105=\"w\",INDEX(ID!$N$8:$N$31,FBR!$D105+1)*INDEX(ID!$N$35:$N$46,$B105),0)","v":45},null,0,26.576983020260847,0,0]
[96,1,4,23,4,1,"2014-01-04",7,"w",null,{"$f":"IF(I106=\"h\",INDEX(ID!$K$8:$K$31,FBR!$D106+1)*INDEX(ID!$K$35:$K$46,$B106),0)","v":0},{"$f":"IF(I106=\"w\",INDEX(ID!$L$8:$L$31,FBR!$D106+1)*INDEX(ID!$L$35:$L$46,$B106),0)","v":40},{"$f":"IF(I106=\"h\",INDEX(ID!$M$8:$M$31,FBR!$D106+1)*INDEX(ID!$M$35:$M$46,$B106),0)","v":0},{"$f":"IF(I106=\"w\",INDEX(ID!$N$8:$N$31,FBR!$D106+1)*INDEX(ID!$N$35:$N$46,$B106),0)","v":40},null,0,23.623984906898531,0,0]
[97,1,5,0,5,1,"2014-01-05",1,"h",null,{"$f":"IF(I107=\"h\",INDEX(ID!$K$8:$K$31,FBR!$D107+1)*INDEX(ID!$K$35:$K$46,$B107),0)","v":35},{"$f":"IF(I107=\"w\",INDEX(ID!$L$8:$L$31,FBR!$D107+1)*INDEX(ID!$L$35:$L$46,$B107),0)","v":0},{"$f":"IF(I107=\"h\",INDEX(ID!$M$8:$M$31,FBR!$D107+1)*INDEX(ID!$M$35:$M$46,$B107),0)","v":35},{"$f":"IF(I107=\"w\",INDEX(ID!$N$8:$N$31,FBR!$D107+1)*INDEX(ID!$N$35:$N$46,$B107),0)","v":0},null,20.670986793536215,0,0,0]
[98,1,5,1,5,1,"2014-01-05",1,"h",null,{"$f":"IF(I108=\"h\",INDEX(ID!$K$8:$K$31,FBR!$D108+1)*INDEX(ID!$K$35:$K$46,$B108),0)","v":30},{"$f":"IF(I108=\"w\",INDEX(ID!$L$8:$L$31,FBR!$D108+1)*INDEX(ID!$L$35:$L$46,$B108),0)","v":0},{"$f":"IF(I108=\"h\",INDEX(ID!$M$8:$M$31,FBR!$D108+1)*INDEX(ID!$M$35:$M$46,$B108),0)","v":30},{"$f":"IF(I108=\"w\",INDEX(ID!$N$8:$N$31,FBR!$D108+1)*INDEX(ID!$N$35:$N$46,$B108),0)","v":0},null,17.717988680173899,0,0,0]
[99,1,5,2,5,1,"2014-01-05",1,"h",null,{"$f":"IF(I109=\"h\",INDEX(ID!$K$8:$K$31,FBR!$D109+1)*INDEX(ID!$K$35:$K$46,$B109),0)","v":28},{"$f":"IF(I109=\"w\",INDEX(ID!$L$8:$L$31,FBR!$D109+1)*INDEX(ID!$L$35:$L$46,$B109),0)","v":0},{"$f":"IF(I109=\"h\",INDEX(ID!$M$8:$M$31,FBR!$D109+1)*INDEX(ID!$M$35:$M$46,$B109),0)","v":28},{"$f":"IF(I109=\"w\",INDEX(ID!$N$8:$N$31,FBR!$D109+1)*INDEX(ID!$N$35:$N$46,$B109),0)","v":0},null,16.536789434828972,0,0,0]
[100,1,5,3,5,1,"2014-01-05",1,"h",null,{"$f":"IF(I110=\"h\",INDEX(ID!$K$8:$K$31,FBR!$D110+1)*INDEX(ID!$K$35:$K$46,$B110),0)","v":27},{"$f":"IF(I110=\"w\",INDEX(ID!$L$8:$L$31,FBR!$D110+1)*INDEX(ID!$L$35:$L$46,$B110),0)","v":0},{"$f":"IF(I110=\"h\",INDEX(ID!$M$8:$M$31,FBR!$D110+1)*INDEX(ID!$M$35:$M$46,$B110),0)","v":27},{"$f":"IF(I110=\"w\",INDEX(ID!$N$8:$N$31,FBR!$D110+1)*INDEX(ID!$N$35:$N$46,$B110),0)","v":0},null,15.94618981215651,0,0,0]
[101,1,5,4,5,1,"2014-01-05",1,"h",null,{"$f":"IF(I111=\"h\",INDEX(ID!$K$8:$K$31,FBR!$D111+1)*INDEX(ID!$K$35:$K$46,$B111),0)","v":27},{"$f":"IF(I111=\"w\",INDEX(ID!$L$8:$L$31,FBR!$D111+1)*INDEX(ID!$L$35:$L$46,$B111),0)","v":0},{"$f":"IF(I111=\"h\",INDEX(ID!$M$8:$M$31,FBR!$D111+1)*INDEX(ID!$M$35:$M$46,$B111),0)","v":27},{"$f":"IF(I111=\"w\",INDEX(ID!$N$8:$N$31,FBR!$D111+1)*INDEX(ID!$N$35:$N$46,$B111),0)","v":0},null,15.94618981215651,0,0,0]
[102,1,5,5,5,1,"2014-01-05",1,"h",null,{"$f":"IF(I112=\"h\",INDEX(ID!$K$8:$K$31,FBR!$D112+1)*INDEX(ID!$K$35:$K$46,$B112),0)","v":27},{"$f":"IF(I112=\"w\",INDEX(ID!$L$8:$L$31,FBR!$D112+1)*INDEX(ID!$L$35:$L$46,$B112),0)","v":0},{"$f":"IF(I112=\"h\",INDEX(ID!$M$8:$M$31,FBR!$D112+1)*INDEX(ID!$M$35:$M$46,$B112),0)","v":27},{"$f":"IF(I112=\"w\",INDEX(ID!$N$8:$N$31,FBR!$D112+1)*INDEX(ID!$N$35:$N$46,$B112),0)","v":0},null,15.94618981215651,0,0,0]
[103,1,5,6,5,1,"2014-01-05",1,"h",null,{"$f":"IF(I113=\"h\",INDEX(ID!$K$8:$K$31,FBR!$D113+1)*INDEX(ID!$K$35:$K$46,$B113),0)","v":29},{"$f":"IF(I113=\"w\",INDEX(ID!$L$8:$L$31,FBR!$D113+1)*INDEX(ID!$L$35:$L$46,$B113),0)","v":0},{"$f":"IF(I113=\"h\",INDEX(ID!$M$8:$M$31,FBR!$D113+1)*INDEX(ID!$M$35:$M$46,$B113),0)","v":29},{"$f":"IF(I113=\"w\",INDEX(ID!$N$8:$N$31,FBR!$D113+1)*INDEX(ID!$N$35:$N$46,$B113),0)","v":0},null,17.127389057501436,0,0,0]
[104,1,5,7,5,1,"2014-01-05",1,"h",null,{"$f":"IF(I114=\"h\",INDEX(ID!$K$8:$K$31,FBR!$D114+1)*INDEX(ID!$K$35:$K$46,$B114),0)","v":32},{"$f":"IF(I114=\"w\",INDEX(ID!$L$8:$L$31,FBR!$D114+1)*INDEX(ID!$L$35:$L$46,$B114),0)","v":0},{"$f":"IF(I114=\"h\",INDEX(ID!$M$8:$M$31,FBR!$D114+1)*INDEX(ID!$M$35:$M$46,$B114),0)","v":32},{"$f":"IF(I114=\"w\",INDEX(ID!$N$8:$N$31,FBR!$D114+1)*INDEX(ID!$N$35:$N$46,$B114),0)","v":0},null,18.899187925518824,0,0,0]
[105,1,5,8,5,1,"2014-01-05",1,"h",null,{"$f":"IF(I115=\"h\",INDEX(ID!$K$8:$K$31,FBR!$D115+1)*INDEX(ID!$K$35:$K$46,$B115),0)","v":35},{"$f":"IF(I115=\"w\",INDEX(ID!$L$8:$L$31,FBR!$D115+1)*INDEX(ID!$L$35:$L$46,$B115),0)","v":0},{"$f":"IF(I115=\"h\",INDEX(ID!$M$8:$M$31,FBR!$D115+1)*INDEX(ID!$M$35:$M$46,$B115),0)","v":35},{"$f":"IF(I115=\"w\",INDEX(ID!$N$8:$N$31,FBR!$D115+1)*INDEX(ID!$N$35:$N$46,$B115),0)","v":0},null,20.670986793536215,0,0,0]
[106,1,5,9,5,1,"2014-01-05",1,"h",null,{"$f":"IF(I116=\"h\",INDEX(ID!$K$8:$K$31,FBR!$D116+1)*INDEX(ID!$K$35:$K$46,$B116),0)","v":38},{"$f":"IF(I116=\"w\",INDEX(ID!$L$8:$L$31,FBR!$D116+1)*INDEX(ID!$L$35:$L$46,$B116),0)","v":0},{"$f":"IF(I116=\"h\",INDEX(ID!$M$8:$M$31,FBR!$D116+1)*INDEX(ID!$M$35:$M$46,$B116),0)","v":38},{"$f":"IF(I116=\"w\",INDEX(ID!$N$8:$N$31,FBR!$D116+1)*INDEX(ID!$N$35:$N$46,$B116),0)","v":0},null,22.442785661553604,0,0,0]
[107,1,5,10,5,1,"2014-01-05",1,"h",null,{"$f":"IF(I117=\"h\",INDEX(ID!$K$8:$K$31,FBR!$D117+1)*INDEX(ID!$K$35:$K$46,$B117),0)","v":40},{"$f":"IF(I117=\"w\",INDEX(ID!$L$8:$L$31,FBR!$D117+1)*INDEX(ID!$L$35:$L$46,$B117),0)","v":0},{"$f":"IF(I117=\"h\",INDEX(ID!$M$8:$M$31,FBR!$D117+1)*INDEX(ID!$M$35:$M$46,$B117),0)","v":40},{"$f":"IF(I117=\"w\",INDEX(ID!$N$8:$N$31,FBR!$D117+1)*INDEX(ID!$N$35:$N$46,$B117),0)","v":0},null,23.623984906898531,0,0,0]
[108,1,5,11,5,1,"2014-01-05",1,"h",null,{"$f":"IF(I118=\"h\",INDEX(ID!$K$8:$K$31,FBR!$D118+1)*INDEX(ID!$K$35:$K$46,$B118),0)","v":42},{"$f":"IF(I118=\"w\",INDEX(ID!$L$8:$L$31,FBR!$D118+1)*INDEX(ID!$L$35:$L$46,$B118),0)","v":0},{"$f":"IF(I118=\"h\",INDEX(ID!$M$8:$M$31,FBR!$D118+1)*INDEX(ID!$M$35:$M$46,$B118),0)","v":42},{"$f":"IF(I118=\"w\",INDEX(ID!$N$8:$N$31,FBR!$D118+1)*INDEX(ID!$N$35:$N$46,$B118),0)","v":0},null,24.805184152243459,0,0,0]
[109,1,5,12,5,1,"2014-01-05",1,"h",null,{"$f":"IF(I119=\"h\",INDEX(ID!$K$8:$K$31,FBR!$D119+1)*INDEX(ID!$K$35:$K$46,$B119),0)","v":43},{"$f":"IF(I119=\"w\",INDEX(ID!$L$8:$L$31,FBR!$D119+1)*INDEX(ID!$L$35:$L$46,$B119),0)","v":0},{"$f":"IF(I119=\"h\",INDEX(ID!$M$8:$M$31,FBR!$D119+1)*INDEX(ID!$M$35:$M$46,$B119),0)","v":43},{"$f":"IF(I119=\"w\",INDEX(ID!$N$8:$N$31,FBR!$D119+1)*INDEX(ID!$N$35:$N$46,$B119),0)","v":0},null,25.395783774915923,0,0,0]
[110,1,5,13,5,1,"2014-01-05",1,"h",null,{"$f":"IF(I120=\"h\",INDEX(ID!$K$8:$K$31,FBR!$D120+1)*INDEX(ID!$K$35:$K$46,$B120),0)","v":44},{"$f":"IF(I120=\"w\",INDEX(ID!$L$8:$L$31,FBR!$D120+1)*INDEX(ID!$L$35:$L$46,$B120),0)","v":0},{"$f":"IF(I120=\"h\",INDEX(ID!$M$8:$M$31,FBR!$D120+1)*INDEX(ID!$M$35:$M$46,$B120),0)","v":44},{"$f":"IF(I120=\"w\",INDEX(ID!$N$8:$N$31,FBR!$D120+1)*INDEX(ID!$N$35:$N$46,$B120),0)","v":0},null,25.986383397588384,0,0,0]
[111,1,5,14,5,1,"2014-01-05",1,"h",null,{"$f":"IF(I121=\"h\",INDEX(ID!$K$8:$K$31,FBR!$D121+1)*INDEX(ID!$K$35:$K$46,$B121),0)","v":47},{"$f":"IF(I121=\"w\",INDEX(ID!$L$8:$L$31,FBR!$D121+1)*INDEX(ID!$L$35:$L$46,$B121),0)","v":0},{"$f":"IF(I121=\"h\",INDEX(ID!$M$8:$M$31,FBR!$D121+1)*INDEX(ID!$M$35:$M$46,$B121),0)","v":47},{"$f":"IF(I121=\"w\",INDEX(ID!$N$8:$N$31,FBR!$D121+1)*INDEX(ID!$N$35:$N$46,$B121),0)","v":0},null,27.758182265605775,0,0,0]
[112,1,5,15,5,1,"2014-01-05",1,"h",null,{"$f":"IF(I122=\"h\",INDEX(ID!$K$8:$K$31,FBR!$D122+1)*INDEX(ID!$K$35:$K$46,$B122),0)","v":50},{"$f":"IF(I122=\"w\",INDEX(ID!$L$8:$L$31,FBR!$D122+1)*INDEX(ID!$L$35:$L$46,$B122),0)","v":0},{"$f":"IF(I122=\"h\",INDEX(ID!$M$8:$M$31,FBR!$D122+1)*INDEX(ID!$M$35:$M$46,$B122),0)","v":50},{"$f":"IF(I122=\"w\",INDEX(ID!$N$8:$N$31,FBR!$D122+1)*INDEX(ID!$N$35:$N$46,$B122),0)","v":0},null,29.529981133623163,0,0,0]
[113,1,5,16,5,1,"2014-01-05",1,"h",null,{"$f":"IF(I123=\"h\",INDEX(ID!$K$8:$K$31,FBR!$D123+1)*INDEX(ID!$K$35:$K$46,$B123),0)","v":53},{"$f":"IF(I123=\"w\",INDEX(ID!$L$8:$L$31,FBR!$D123+1)*INDEX(ID!$L$35:$L$46,$B123),0)","v":0},{"$f":"IF(I123=\"h\",INDEX(ID!$M$8:$M$31,FBR!$D123+1)*INDEX(ID!$M$35:$M$46,$B123),0)","v":53},{"$f":"IF(I123=\"w\",INDEX(ID!$N$8:$N$31,FBR!$D123+1)*INDEX(ID!$N$35:$N$46,$B123),0)","v":0},null,31.301780001640555,0,0,0]
[114,1,5,17,5,1,"2014-01-05",1,"h",null,{"$f":"IF(I124=\"h\",INDEX(ID!$K$8:$K$31,FBR!$D124+1)*INDEX(ID!$K$35:$K$46,$B124),0)","v":62},{"$f":"IF(I124=\"w\",INDEX(ID!$L$8:$L$31,FBR!$D124+1)*INDEX(ID!$L$35:$L$46,$B124),0)","v":0},{"$f":"IF(I124=\"h\",INDEX(ID!$M$8:$M$31,FBR!$D124+1)*INDEX(ID!$M$35:$M$46,$B124),0)","v":62},{"$f":"IF(I124=\"w\",INDEX(ID!$N$8:$N$31,FBR!$D124+1)*INDEX(ID!$N$35:$N$46,$B124),0)","v":0},null,36.617176605692727,0,0,0]
[115,1,5,18,5,1,"2014-01-05",1,"h",null,{"$f":"IF(I125=\"h\",INDEX(ID!$K$8:$K$31,FBR!$D125+1)*INDEX(ID!$K$35:$K$46,$B125),0)","v":65},{"$f":"IF(I125=\"w\",INDEX(ID!$L$8:$L$31,FBR!$D125+1)*INDEX(ID!$L$35:$L$46,$B125),0)","v":0},{"$f":"IF(I125=\"h\",INDEX(ID!$M$8:$M$31,FBR!$D125+1)*INDEX(ID!$M$35:$M$46,$B125),0)","v":65},{"$f":"IF(I125=\"w\",INDEX(ID!$N$8:$N$31,FBR!$D125+1)*INDEX(ID!$N$35:$N$46,$B125),0)","v":0},null,38.388975473710111,0,0,0]
[116,1,5,19,5,1,"2014-01-05",1,"h",null,{"$f":"IF(I126=\"h\",INDEX(ID!$K$8:$K$31,FBR!$D126+1)*INDEX(ID!$K$35:$K$46,$B126),0)","v":60},{"$f":"IF(I126=\"w\",INDEX(ID!$L$8:$L$31,FBR!$D126+1)*INDEX(ID!$L$35:$L$46,$B126),0)","v":0},{"$f":"IF(I126=\"h\",INDEX(ID!$M$8:$M$31,FBR!$D126+1)*INDEX(ID!$M$35:$M$46,$B126),0)","v":60},{"$f":"IF(I126=\"w\",INDEX(ID!$N$8:$N$31,FBR!$D126+1)*INDEX(ID!$N$35:$N$46,$B126),0)","v":0},null,35.435977360347799,0,0,0]
[117,1,5,20,5,1,"2014-01-05",1,"h",null,{"$f":"IF(I127=\"h\",INDEX(ID!$K$8:$K$31,FBR!$D127+1)*INDEX(ID!$K$35:$K$46,$B127),0)","v":53},{"$f":"IF(I127=\"w\",INDEX(ID!$L$8:$L$31,FBR!$D127+1)*INDEX(ID!$L$35:$L$46,$B127),0)","v":0},{"$f":"IF(I127=\"h\",INDEX(ID!$M$8:$M$31,FBR!$D127+1)*INDEX(ID!$M$35:$M$46,$B127),0)","v":53},{"$f":"IF(I127=\"w\",INDEX(ID!$N$8:$N$31,FBR!$D127+1)*INDEX(ID!$N$35:$N$46,$B127),0)","v":0},null,31.301780001640555,0,0,0]
[118,1,5,21,5,1,"2014-01-05",1,"h",null,{"$f":"IF(I128=\"h\",INDEX(ID!$K$8:$K$31,FBR!$D128+1)*INDEX(ID!$K$35:$K$46,$B128),0)","v":50},{"$f":"IF(I128=\"w\",INDEX(ID!$L$8:$L$31,FBR!$D128+1)*INDEX(ID!$L$35:$L$46,$B128),0)","v":0},{"$f":"IF(I128=\"h\",INDEX(ID!$M$8:$M$31,FBR!$D128+1)*INDEX(ID!$M$35:$M$46,$B128),0)","v":50},{"$f":"IF(I128=\"w\",INDEX(ID!$N$8:$N$31,FBR!$D128+1)*INDEX(ID!$N$35:$N$46,$B128),0)","v":0},null,29.529981133623163,0,0,0]
[119,1,5,22,5,1,"2014-01-05",1,"h",null,{"$f":"IF(I129=\"h\",INDEX(ID!$K$8:$K$31,FBR!$D129+1)*INDEX(ID!$K$35:$K$46,$B129),0)","v":45},{"$f":"IF(I129=\"w\",INDEX(ID!$L$8:$L$31,FBR!$D129+1)*INDEX(ID!$L$35:$L$46,$B129),0)","v":0},{"$f":"IF(I129=\"h\",INDEX(ID!$M$8:$M$31,FBR!$D129+1)*INDEX(ID!$M$35:$M$46,$B129),0)","v":45},{"$f":"IF(I129=\"w\",INDEX(ID!$N$8:$N$31,FBR!$D129+1)*INDEX(ID!$N$35:$N$46,$B129),0)","v":0},null,26.576983020260847,0,0,0]
[120,1,5,23,5,1,"2014-01-05",1,"h",null,{"$f":"IF(I130=\"h\",INDEX(ID!$K$8:$K$31,FBR!$D130+1)*INDEX(ID!$K$35:$K$46,$B130),0)","v":40},{"$f":"IF(I130=\"w\",INDEX(ID!$L$8:$L$31,FBR!$D130+1)*INDEX(ID!$L$35:$L$46,$B130),0)","v":0},{"$f":"IF(I130=\"h\",INDEX(ID!$M$8:$M$31,FBR!$D130+1)*INDEX(ID!$M$35:$M$46,$B130),0)","v":40},{"$f":"IF(I130=\"w\",INDEX(ID!$N$8:$N$31,FBR!$D130+1)*INDEX(ID!$N$35:$N$46,$B130),0)","v":0},null,23.623984906898531,0,0,0]
[121,1,6,0,6,1,"2014-01-06",2,"h",null,{"$f":"IF(I131=\"h\",INDEX(ID!$K$8:$K$31,FBR!$D131+1)*INDEX(ID!$K$35:$K$46,$B131),0)","v":35},{"$f":"IF(I131=\"w\",INDEX(ID!$L$8:$L$31,FBR!$D131+1)*INDEX(ID!$L$35:$L$46,$B131),0)","v":0},{"$f":"IF(I131=\"h\",INDEX(ID!$M$8:$M$31,FBR!$D131+1)*INDEX(ID!$M$35:$M$46,$B131),0)","v":35},{"$f":"IF(I131=\"w\",INDEX(ID!$N$8:$N$31,FBR!$D131+1)*INDEX(ID!$N$35:$N$46,$B131),0)","v":0},null,20.670986793536215,0,0,0]
[122,1,6,1,6,1,"2014-01-06",2,"h",null,{"$f":"IF(I132=\"h\",INDEX(ID!$K$8:$K$31,FBR!$D132+1)*INDEX(ID!$K$35:$K$46,$B132),0)","v":30},{"$f":"IF(I132=\"w\",INDEX(ID!$L$8:$L$31,FBR!$D132+1)*INDEX(ID!$L$35:$L$46,$B132),0)","v":0},{"$f":"IF(I132=\"h\",INDEX(ID!$M$8:$M$31,FBR!$D132+1)*INDEX(ID!$M$35:$M$46,$B132),0)","v":30},{"$f":"IF(I132=\"w\",INDEX(ID!$N$8:$N$31,FBR!$D132+1)*INDEX(ID!$N$35:$N$46,$B132),0)","v":0},null,17.717988680173899,0,0,0]
[123,1,6,2,6,1,"2014-01-06",2,"h",null,{"$f":"IF(I133=\"h\",INDEX(ID!$K$8:$K$31,FBR!$D133+1)*INDEX(ID!$K$35:$K$46,$B133),0)","v":28},{"$f":"IF(I133=\"w\",INDEX(ID!$L$8:$L$31,FBR!$D133+1)*INDEX(ID!$L$35:$L$46,$B133),0)","v":0},{"$f":"IF(I133=\"h\",INDEX(ID!$M$8:$M$31,FBR!$D133+1)*INDEX(ID!$M$35:$M$46,$B133),0)","v":28},{"$f":"IF(I133=\"w\",INDEX(ID!$N$8:$N$31,FBR!$D133+1)*INDEX(ID!$N$35:$N$46,$B133),0)","v":0},null,16.536789434828972,0,0,0]
[124,1,6,3,6,1,"2014-01-06",2,"h",null,{"$f":"IF(I134=\"h\",INDEX(ID!$K$8:$K$31,FBR!$D134+1)*INDEX(ID!$K$35:$K$46,$B134),0)","v":27},{"$f":"IF(I134=\"w\",INDEX(ID!$L$8:$L$31,FBR!$D134+1)*INDEX(ID!$L$35:$L$46,$B134),0)","v":0},{"$f":"IF(I134=\"h\",INDEX(ID!$M$8:$M$31,FBR!$D134+1)*INDEX(ID!$M$35:$M$46,$B134),0)","v":27},{"$f":"IF(I134=\"w\",INDEX(ID!$N$8:$N$31,FBR!$D134+1)*INDEX(ID!$N$35:$N$46,$B134),0)","v":0},null,15.94618981215651,0,0,0]
[125,1,6,4,6,1,"2014-01-06",2,"h",null,{"$f":"IF(I135=\"h\",INDEX(ID!$K$8:$K$31,FBR!$D135+1)*INDEX(ID!$K$35:$K$46,$B135),0)","v":27},{"$f":"IF(I135=\"w\",INDEX(ID!$L$8:$L$31,FBR!$D135+1)*INDEX(ID!$L$35:$L$46,$B135),0)","v":0},{"$f":"IF(I135=\"h\",INDEX(ID!$M$8:$M$31,FBR!$D135+1)*INDEX(ID!$M$35:$M$46,$B135),0)","v":27},{"$f":"IF(I135=\"w\",INDEX(ID!$N$8:$N$31,FBR!$D135+1)*INDEX(ID!$N$35:$N$46,$B135),0)","v":0},null,15.94618981215651,0,0,0]
[126,1,6,5,6,1,"2014-01-06",2,"h",null,{"$f":"IF(I136=\"h\",INDEX(ID!$K$8:$K$31,FBR!$D136+1)*INDEX(ID!$K$35:$K$46,$B136),0)","v":27},{"$f":"IF(I136=\"w\",INDEX(ID!$L$8:$L$31,FBR!$D136+1)*INDEX(ID!$L$35:$L$46,$B136),0)","v":0},{"$f":"IF(I136=\"h\",INDEX(ID!$M$8:$M$31,FBR!$D136+1)*INDEX(ID!$M$35:$M$46,$B136),0)","v":27},{"$f":"IF(I136=\"w\",INDEX(ID!$N$8:$N$31,FBR!$D136+1)*INDEX(ID!$N$35:$N$46,$B136),0)","v":0},null,15.94618981215651,0,0,0]
[127,1,6,6,6,1,"2014-01-06",2,"h",null,{"$f":"IF(I137=\"h\",INDEX(ID!$K$8:$K$31,FBR!$D137+1)*INDEX(ID!$K$35:$K$46,$B137),0)","v":29},{"$f":"IF(I137=\"w\",INDEX(ID!$L$8:$L$31,FBR!$D137+1)*INDEX(ID!$L$35:$L$46,$B137),0)","v":0},{"$f":"IF(I137=\"h\",INDEX(ID!$M$8:$M$31,FBR!$D137+1)*INDEX(ID!$M$35:$M$46,$B137),0)","v":29},{"$f":"IF(I137=\"w\",INDEX(ID!$N$8:$N$31,FBR!$D137+1)*INDEX(ID!$N$35:$N$46,$B137),0)","v":0},null,17.127389057501436,0,0,0]
[128,1,6,7,6,1,"2014-01-06",2,"h",null,{"$f":"IF(I138=\"h\",INDEX(ID!$K$8:$K$31,FBR!$D138+1)*INDEX(ID!$K$35:$K$46,$B138),0)","v":32},{"$f":"IF(I138=\"w\",INDEX(ID!$L$8:$L$31,FBR!$D138+1)*INDEX(ID!$L$35:$L$46,$B138),0)","v":0},{"$f":"IF(I138=\"h\",INDEX(ID!$M$8:$M$31,FBR!$D138+1)*INDEX(ID!$M$35:$M$46,$B138),0)","v":32},{"$f":"IF(I138=\"w\",INDEX(ID!$N$8:$N$31,FBR!$D138+1)*INDEX(ID!$N$35:$N$46,$B138),0)","v":0},null,18.899187925518824,0,0,0]
[129,1,6,8,6,1,"2014-01-06",{"$f":"WEEKDAY(G139)","v":2},{"$f":"IF(OR(H139=6,H139=7),\"w\",\"h\")","v":"h"},null,{"$f":"IF(I139=\"h\",INDEX(ID!$K$8:$K$31,FBR!$D139+1)*INDEX(ID!$K$35:$K$46,$B139),0)","v":35},{"$f":"IF(I139=\"w\",INDEX(ID!$L$8:$L$31,FBR!$D139+1)*INDEX(ID!$L$35:$L$46,$B139),0)","v":0},{"$f":"IF(I139=\"h\",INDEX(ID!$M$8:$M$31,FBR!$D139+1)*INDEX(ID!$M$35:$M$46,$B139),0)","v":35},{"$f":"IF(I139=\"w\",INDEX(ID!$N$8:$N$31,FBR!$D139+1)*INDEX(ID!$N$35:$N$46,$B139),0)","v":0},null,{"$f":"K139*(indvforbrug*antalbrugere)/($K$8789+$L$8789)","v":20.670986793536215},{"$f":"L139*indvforbrug*antalbrugere/($K$8789+$L$8789)","v":0},{"$f":"M139*fællesforbrug/($M$8789+$N$8789)","v":0},{"$f":"N139*fællesforbrug/($M$8789+$N$8789)","v":0}]
[{"$f":"A139+1","v":130},1,6,9,6,1,{"$f":"DATE(2014,B140,C140)","v":"2014-01-06"},2,"h",null,{"$f":"IF(I140=\"h\",INDEX(ID!$K$8:$K$31,FBR!$D140+1)*INDEX(ID!$K$35:$K$46,$B140),0)","v":38},{"$f":"IF(I140=\"w\",INDEX(ID!$L$8:$L$31,FBR!$D140+1)*INDEX(ID!$L$35:$L$46,$B140),0)","v":0},{"$f":"IF(I140=\"h\",INDEX(ID!$M$8:$M$31,FBR!$D140+1)*INDEX(ID!$M$35:$M$46,$B140),0)","v":38},{"$f":"IF(I140=\"w\",INDEX(ID!$N$8:$N$31,FBR!$D140+1)*INDEX(ID!$N$35:$N$46,$B140),0)","v":0},null,22.442785661553604,0,0,0]
[131,1,6,10,6,1,"2014-01-06",2,"h",null,{"$f":"IF(I141=\"h\",INDEX(ID!$K$8:$K$31,FBR!$D141+1)*INDEX(ID!$K$35:$K$46,$B141),0)","v":40},{"$f":"IF(I141=\"w\",INDEX(ID!$L$8:$L$31,FBR!$D141+1)*INDEX(ID!$L$35:$L$46,$B141),0)","v":0},{"$f":"IF(I141=\"h\",INDEX(ID!$M$8:$M$31,FBR!$D141+1)*INDEX(ID!$M$35:$M$46,$B141),0)","v":40},{"$f":"IF(I141=\"w\",INDEX(ID!$N$8:$N$31,FBR!$D141+1)*INDEX(ID!$N$35:$N$46,$B141),0)","v":0},null,23.623984906898531,0,0,0]
[132,1,6,11,6,1,"2014-01-06",2,"h",null,{"$f":"IF(I142=\"h\",INDEX(ID!$K$8:$K$31,FBR!$D142+1)*INDEX(ID!$K$35:$K$46,$B142),0)","v":42},{"$f":"IF(I142=\"w\",INDEX(ID!$L$8:$L$31,FBR!$D142+1)*INDEX(ID!$L$35:$L$46,$B142),0)","v":0},{"$f":"IF(I142=\"h\",INDEX(ID!$M$8:$M$31,FBR!$D142+1)*INDEX(ID!$M$35:$M$46,$B142),0)","v":42},{"$f":"IF(I142=\"w\",INDEX(ID!$N$8:$N$31,FBR!$D142+1)*INDEX(ID!$N$35:$N$46,$B142),0)","v":0},null,24.805184152243459,0,0,0]
[133,1,6,12,6,1,"2014-01-06",2,"h",null,{"$f":"IF(I143=\"h\",INDEX(ID!$K$8:$K$31,FBR!$D143+1)*INDEX(ID!$K$35:$K$46,$B143),0)","v":43},{"$f":"IF(I143=\"w\",INDEX(ID!$L$8:$L$31,FBR!$D143+1)*INDEX(ID!$L$35:$L$46,$B143),0)","v":0},{"$f":"IF(I143=\"h\",INDEX(ID!$M$8:$M$31,FBR!$D143+1)*INDEX(ID!$M$35:$M$46,$B143),0)","v":43},{"$f":"IF(I143=\"w\",INDEX(ID!$N$8:$N$31,FBR!$D143+1)*INDEX(ID!$N$35:$N$46,$B143),0)","v":0},null,25.395783774915923,0,0,0]
[134,1,6,13,6,1,"2014-01-06",2,"h",null,{"$f":"IF(I144=\"h\",INDEX(ID!$K$8:$K$31,FBR!$D144+1)*INDEX(ID!$K$35:$K$46,$B144),0)","v":44},{"$f":"IF(I144=\"w\",INDEX(ID!$L$8:$L$31,FBR!$D144+1)*INDEX(ID!$L$35:$L$46,$B144),0)","v":0},{"$f":"IF(I144=\"h\",INDEX(ID!$M$8:$M$31,FBR!$D144+1)*INDEX(ID!$M$35:$M$46,$B144),0)","v":44},{"$f":"IF(I144=\"w\",INDEX(ID!$N$8:$N$31,FBR!$D144+1)*INDEX(ID!$N$35:$N$46,$B144),0)","v":0},null,25.986383397588384,0,0,0]
[135,1,6,14,6,1,"2014-01-06",2,"h",null,{"$f":"IF(I145=\"h\",INDEX(ID!$K$8:$K$31,FBR!$D145+1)*INDEX(ID!$K$35:$K$46,$B145),0)","v":47},{"$f":"IF(I145=\"w\",INDEX(ID!$L$8:$L$31,FBR!$D145+1)*INDEX(ID!$L$35:$L$46,$B145),0)","v":0},{"$f":"IF(I145=\"h\",INDEX(ID!$M$8:$M$31,FBR!$D145+1)*INDEX(ID!$M$35:$M$46,$B145),0)","v":47},{"$f":"IF(I145=\"w\",INDEX(ID!$N$8:$N$31,FBR!$D145+1)*INDEX(ID!$N$35:$N$46,$B145),0)","v":0},null,27.758182265605775,0,0,0]
[136,1,6,15,6,1,"2014-01-06",2,"h",null,{"$f":"IF(I146=\"h\",INDEX(ID!$K$8:$K$31,FBR!$D146+1)*INDEX(ID!$K$35:$K$46,$B146),0)","v":50},{"$f":"IF(I146=\"w\",INDEX(ID!$L$8:$L$31,FBR!$D146+1)*INDEX(ID!$L$35:$L$46,$B146),0)","v":0},{"$f":"IF(I146=\"h\",INDEX(ID!$M$8:$M$31,FBR!$D146+1)*INDEX(ID!$M$35:$M$46,$B146),0)","v":50},{"$f":"IF(I146=\"w\",INDEX(ID!$N$8:$N$31,FBR!$D146+1)*INDEX(ID!$N$35:$N$46,$B146),0)","v":0},null,29.529981133623163,0,0,0]
[137,1,6,16,6,1,"2014-01-06",2,"h",null,{"$f":"IF(I147=\"h\",INDEX(ID!$K$8:$K$31,FBR!$D147+1)*INDEX(ID!$K$35:$K$46,$B147),0)","v":53},{"$f":"IF(I147=\"w\",INDEX(ID!$L$8:$L$31,FBR!$D147+1)*INDEX(ID!$L$35:$L$46,$B147),0)","v":0},{"$f":"IF(I147=\"h\",INDEX(ID!$M$8:$M$31,FBR!$D147+1)*INDEX(ID!$M$35:$M$46,$B147),0)","v":53},{"$f":"IF(I147=\"w\",INDEX(ID!$N$8:$N$31,FBR!$D147+1)*INDEX(ID!$N$35:$N$46,$B147),0)","v":0},null,31.301780001640555,0,0,0]
[138,1,6,17,6,1,"2014-01-06",2,"h",null,{"$f":"IF(I148=\"h\",INDEX(ID!$K$8:$K$31,FBR!$D148+1)*INDEX(ID!$K$35:$K$46,$B148),0)","v":62},{"$f":"IF(I148=\"w\",INDEX(ID!$L$8:$L$31,FBR!$D148+1)*INDEX(ID!$L$35:$L$46,$B148),0)","v":0},{"$f":"IF(I148=\"h\",INDEX(ID!$M$8:$M$31,FBR!$D148+1)*INDEX(ID!$M$35:$M$46,$B148),0)","v":62},{"$f":"IF(I148=\"w\",INDEX(ID!$N$8:$N$31,FBR!$D148+1)*INDEX(ID!$N$35:$N$46,$B148),0)","v":0},null,36.617176605692727,0,0,0]
[139,1,6,18,6,1,"2014-01-06",2,"h",null,{"$f":"IF(I149=\"h\",INDEX(ID!$K$8:$K$31,FBR!$D149+1)*INDEX(ID!$K$35:$K$46,$B149),0)","v":65},{"$f":"IF(I149=\"w\",INDEX(ID!$L$8:$L$31,FBR!$D149+1)*INDEX(ID!$L$35:$L$46,$B149),0)","v":0},{"$f":"IF(I149=\"h\",INDEX(ID!$M$8:$M$31,FBR!$D149+1)*INDEX(ID!$M$35:$M$46,$B149),0)","v":65},{"$f":"IF(I149=\"w\",INDEX(ID!$N$8:$N$31,FBR!$D149+1)*INDEX(ID!$N$35:$N$46,$B149),0)","v":0},null,38.388975473710111,0,0,0]
[140,1,6,19,6,1,"2014-01-06",2,"h",null,{"$f":"IF(I150=\"h\",INDEX(ID!$K$8:$K$31,FBR!$D150+1)*INDEX(ID!$K$35:$K$46,$B150),0)","v":60},{"$f":"IF(I150=\"w\",INDEX(ID!$L$8:$L$31,FBR!$D150+1)*INDEX(ID!$L$35:$L$46,$B150),0)","v":0},{"$f":"IF(I150=\"h\",INDEX(ID!$M$8:$M$31,FBR!$D150+1)*INDEX(ID!$M$35:$M$46,$B150),0)","v":60},{"$f":"IF(I150=\"w\",INDEX(ID!$N$8:$N$31,FBR!$D150+1)*INDEX(ID!$N$35:$N$46,$B150),0)","v":0},null,35.435977360347799,0,0,0]
[141,1,6,20,6,1,"2014-01-06",2,"h",null,{"$f":"IF(I151=\"h\",INDEX(ID!$K$8:$K$31,FBR!$D151+1)*INDEX(ID!$K$35:$K$46,$B151),0)","v":53},{"$f":"IF(I151=\"w\",INDEX(ID!$L$8:$L$31,FBR!$D151+1)*INDEX(ID!$L$35:$L$46,$B151),0)","v":0},{"$f":"IF(I151=\"h\",INDEX(ID!$M$8:$M$31,FBR!$D151+1)*INDEX(ID!$M$35:$M$46,$B151),0)","v":53},{"$f":"IF(I151=\"w\",INDEX(ID!$N$8:$N$31,FBR!$D151+1)*INDEX(ID!$N$35:$N$46,$B151),0)","v":0},null,31.301780001640555,0,0,0]
[142,1,6,21,6,1,"2014-01-06",2,"h",null,{"$f":"IF(I152=\"h\",INDEX(ID!$K$8:$K$31,FBR!$D152+1)*INDEX(ID!$K$35:$K$46,$B152),0)","v":50},{"$f":"IF(I152=\"w\",INDEX(ID!$L$8:$L$31,FBR!$D152+1)*INDEX(ID!$L$35:$L$46,$B152),0)","v":0},{"$f":"IF(I152=\"h\",INDEX(ID!$M$8:$M$31,FBR!$D152+1)*INDEX(ID!$M$35:$M$46,$B152),0)","v":50},{"$f":"IF(I152=\"w\",INDEX(ID!$N$8:$N$31,FBR!$D152+1)*INDEX(ID!$N$35:$N$46,$B152),0)","v":0},null,29.529981133623163,0,0,0]
[143,1,6,22,6,1,"2014-01-06",2,"h",null,{"$f":"IF(I153=\"h\",INDEX(ID!$K$8:$K$31,FBR!$D153+1)*INDEX(ID!$K$35:$K$46,$B153),0)","v":45},{"$f":"IF(I153=\"w\",INDEX(ID!$L$8:$L$31,FBR!$D153+1)*INDEX(ID!$L$35:$L$46,$B153),0)","v":0},{"$f":"IF(I153=\"h\",INDEX(ID!$M$8:$M$31,FBR!$D153+1)*INDEX(ID!$M$35:$M$46,$B153),0)","v":45},{"$f":"IF(I153=\"w\",INDEX(ID!$N$8:$N$31,FBR!$D153+1)*INDEX(ID!$N$35:$N$46,$B153),0)","v":0},null,26.576983020260847,0,0,0]
[144,1,6,23,6,1,"2014-01-06",2,"h",null,{"$f":"IF(I154=\"h\",INDEX(ID!$K$8:$K$31,FBR!$D154+1)*INDEX(ID!$K$35:$K$46,$B154),0)","v":40},{"$f":"IF(I154=\"w\",INDEX(ID!$L$8:$L$31,FBR!$D154+1)*INDEX(ID!$L$35:$L$46,$B154),0)","v":0},{"$f":"IF(I154=\"h\",INDEX(ID!$M$8:$M$31,FBR!$D154+1)*INDEX(ID!$M$35:$M$46,$B154),0)","v":40},{"$f":"IF(I154=\"w\",INDEX(ID!$N$8:$N$31,FBR!$D154+1)*INDEX(ID!$N$35:$N$46,$B154),0)","v":0},null,23.623984906898531,0,0,0]
[145,1,7,0,7,1,"2014-01-07",3,"h",null,{"$f":"IF(I155=\"h\",INDEX(ID!$K$8:$K$31,FBR!$D155+1)*INDEX(ID!$K$35:$K$46,$B155),0)","v":35},{"$f":"IF(I155=\"w\",INDEX(ID!$L$8:$L$31,FBR!$D155+1)*INDEX(ID!$L$35:$L$46,$B155),0)","v":0},{"$f":"IF(I155=\"h\",INDEX(ID!$M$8:$M$31,FBR!$D155+1)*INDEX(ID!$M$35:$M$46,$B155),0)","v":35},{"$f":"IF(I155=\"w\",INDEX(ID!$N$8:$N$31,FBR!$D155+1)*INDEX(ID!$N$35:$N$46,$B155),0)","v":0},null,20.670986793536215,0,0,0]
[146,1,7,1,7,1,"2014-01-07",3,"h",null,{"$f":"IF(I156=\"h\",INDEX(ID!$K$8:$K$31,FBR!$D156+1)*INDEX(ID!$K$35:$K$46,$B156),0)","v":30},{"$f":"IF(I156=\"w\",INDEX(ID!$L$8:$L$31,FBR!$D156+1)*INDEX(ID!$L$35:$L$46,$B156),0)","v":0},{"$f":"IF(I156=\"h\",INDEX(ID!$M$8:$M$31,FBR!$D156+1)*INDEX(ID!$M$35:$M$46,$B156),0)","v":30},{"$f":"IF(I156=\"w\",INDEX(ID!$N$8:$N$31,FBR!$D156+1)*INDEX(ID!$N$35:$N$46,$B156),0)","v":0},null,17.717988680173899,0,0,0]
[147,1,7,2,7,1,"2014-01-07",3,"h",null,{"$f":"IF(I157=\"h\",INDEX(ID!$K$8:$K$31,FBR!$D157+1)*INDEX(ID!$K$35:$K$46,$B157),0)","v":28},{"$f":"IF(I157=\"w\",INDEX(ID!$L$8:$L$31,FBR!$D157+1)*INDEX(ID!$L$35:$L$46,$B157),0)","v":0},{"$f":"IF(I157=\"h\",INDEX(ID!$M$8:$M$31,FBR!$D157+1)*INDEX(ID!$M$35:$M$46,$B157),0)","v":28},{"$f":"IF(I157=\"w\",INDEX(ID!$N$8:$N$31,FBR!$D157+1)*INDEX(ID!$N$35:$N$46,$B157),0)","v":0},null,16.536789434828972,0,0,0]
[148,1,7,3,7,1,"2014-01-07",3,"h",null,{"$f":"IF(I158=\"h\",INDEX(ID!$K$8:$K$31,FBR!$D158+1)*INDEX(ID!$K$35:$K$46,$B158),0)","v":27},{"$f":"IF(I158=\"w\",INDEX(ID!$L$8:$L$31,FBR!$D158+1)*INDEX(ID!$L$35:$L$46,$B158),0)","v":0},{"$f":"IF(I158=\"h\",INDEX(ID!$M$8:$M$31,FBR!$D158+1)*INDEX(ID!$M$35:$M$46,$B158),0)","v":27},{"$f":"IF(I158=\"w\",INDEX(ID!$N$8:$N$31,FBR!$D158+1)*INDEX(ID!$N$35:$N$46,$B158),0)","v":0},null,15.94618981215651,0,0,0]
[149,1,7,4,7,1,"2014-01-07",3,"h",null,{"$f":"IF(I159=\"h\",INDEX(ID!$K$8:$K$31,FBR!$D159+1)*INDEX(ID!$K$35:$K$46,$B159),0)","v":27},{"$f":"IF(I159=\"w\",INDEX(ID!$L$8:$L$31,FBR!$D159+1)*INDEX(ID!$L$35:$L$46,$B159),0)","v":0},{"$f":"IF(I159=\"h\",INDEX(ID!$M$8:$M$31,FBR!$D159+1)*INDEX(ID!$M$35:$M$46,$B159),0)","v":27},{"$f":"IF(I159=\"w\",INDEX(ID!$N$8:$N$31,FBR!$D159+1)*INDEX(ID!$N$35:$N$46,$B159),0)","v":0},null,15.94618981215651,0,0,0]
[150,1,7,5,7,1,"2014-01-07",3,"h",null,{"$f":"IF(I160=\"h\",INDEX(ID!$K$8:$K$31,FBR!$D160+1)*INDEX(ID!$K$35:$K$46,$B160),0)","v":27},{"$f":"IF(I160=\"w\",INDEX(ID!$L$8:$L$31,FBR!$D160+1)*INDEX(ID!$L$35:$L$46,$B160),0)","v":0},{"$f":"IF(I160=\"h\",INDEX(ID!$M$8:$M$31,FBR!$D160+1)*INDEX(ID!$M$35:$M$46,$B160),0)","v":27},{"$f":"IF(I160=\"w\",INDEX(ID!$N$8:$N$31,FBR!$D160+1)*INDEX(ID!$N$35:$N$46,$B160),0)","v":0},null,15.94618981215651,0,0,0]
[151,1,7,6,7,1,"2014-01-07",3,"h",null,{"$f":"IF(I161=\"h\",INDEX(ID!$K$8:$K$31,FBR!$D161+1)*INDEX(ID!$K$35:$K$46,$B161),0)","v":29},{"$f":"IF(I161=\"w\",INDEX(ID!$L$8:$L$31,FBR!$D161+1)*INDEX(ID!$L$35:$L$46,$B161),0)","v":0},{"$f":"IF(I161=\"h\",INDEX(ID!$M$8:$M$31,FBR!$D161+1)*INDEX(ID!$M$35:$M$46,$B161),0)","v":29},{"$f":"IF(I161=\"w\",INDEX(ID!$N$8:$N$31,FBR!$D161+1)*INDEX(ID!$N$35:$N$46,$B161),0)","v":0},null,17.127389057501436,0,0,0]
[152,1,7,7,7,1,"2014-01-07",3,"h",null,{"$f":"IF(I162=\"h\",INDEX(ID!$K$8:$K$31,FBR!$D162+1)*INDEX(ID!$K$35:$K$46,$B162),0)","v":32},{"$f":"IF(I162=\"w\",INDEX(ID!$L$8:$L$31,FBR!$D162+1)*INDEX(ID!$L$35:$L$46,$B162),0)","v":0},{"$f":"IF(I162=\"h\",INDEX(ID!$M$8:$M$31,FBR!$D162+1)*INDEX(ID!$M$35:$M$46,$B162),0)","v":32},{"$f":"IF(I162=\"w\",INDEX(ID!$N$8:$N$31,FBR!$D162+1)*INDEX(ID!$N$35:$N$46,$B162),0)","v":0},null,18.899187925518824,0,0,0]
[153,1,7,8,7,1,"2014-01-07",3,"h",null,{"$f":"IF(I163=\"h\",INDEX(ID!$K$8:$K$31,FBR!$D163+1)*INDEX(ID!$K$35:$K$46,$B163),0)","v":35},{"$f":"IF(I163=\"w\",INDEX(ID!$L$8:$L$31,FBR!$D163+1)*INDEX(ID!$L$35:$L$46,$B163),0)","v":0},{"$f":"IF(I163=\"h\",INDEX(ID!$M$8:$M$31,FBR!$D163+1)*INDEX(ID!$M$35:$M$46,$B163),0)","v":35},{"$f":"IF(I163=\"w\",INDEX(ID!$N$8:$N$31,FBR!$D163+1)*INDEX(ID!$N$35:$N$46,$B163),0)","v":0},null,20.670986793536215,0,0,0]
[154,1,7,9,{"$f":"E140+1","v":7},1,"2014-01-07",3,"h",null,{"$f":"IF(I164=\"h\",INDEX(ID!$K$8:$K$31,FBR!$D164+1)*INDEX(ID!$K$35:$K$46,$B164),0)","v":38},{"$f":"IF(I164=\"w\",INDEX(ID!$L$8:$L$31,FBR!$D164+1)*INDEX(ID!$L$35:$L$46,$B164),0)","v":0},{"$f":"IF(I164=\"h\",INDEX(ID!$M$8:$M$31,FBR!$D164+1)*INDEX(ID!$M$35:$M$46,$B164),0)","v":38},{"$f":"IF(I164=\"w\",INDEX(ID!$N$8:$N$31,FBR!$D164+1)*INDEX(ID!$N$35:$N$46,$B164),0)","v":0},null,22.442785661553604,0,0,0]
[155,1,7,10,7,1,"2014-01-07",3,"h",null,{"$f":"IF(I165=\"h\",INDEX(ID!$K$8:$K$31,FBR!$D165+1)*INDEX(ID!$K$35:$K$46,$B165),0)","v":40},{"$f":"IF(I165=\"w\",INDEX(ID!$L$8:$L$31,FBR!$D165+1)*INDEX(ID!$L$35:$L$46,$B165),0)","v":0},{"$f":"IF(I165=\"h\",INDEX(ID!$M$8:$M$31,FBR!$D165+1)*INDEX(ID!$M$35:$M$46,$B165),0)","v":40},{"$f":"IF(I165=\"w\",INDEX(ID!$N$8:$N$31,FBR!$D165+1)*INDEX(ID!$N$35:$N$46,$B165),0)","v":0},null,23.623984906898531,0,0,0]
[156,1,7,11,7,1,"2014-01-07",3,"h",null,{"$f":"IF(I166=\"h\",INDEX(ID!$K$8:$K$31,FBR!$D166+1)*INDEX(ID!$K$35:$K$46,$B166),0)","v":42},{"$f":"IF(I166=\"w\",INDEX(ID!$L$8:$L$31,FBR!$D166+1)*INDEX(ID!$L$35:$L$46,$B166),0)","v":0},{"$f":"IF(I166=\"h\",INDEX(ID!$M$8:$M$31,FBR!$D166+1)*INDEX(ID!$M$35:$M$46,$B166),0)","v":42},{"$f":"IF(I166=\"w\",INDEX(ID!$N$8:$N$31,FBR!$D166+1)*INDEX(ID!$N$35:$N$46,$B166),0)","v":0},null,24.805184152243459,0,0,0]
[157,1,7,12,7,1,"2014-01-07",3,"h",null,{"$f":"IF(I167=\"h\",INDEX(ID!$K$8:$K$31,FBR!$D167+1)*INDEX(ID!$K$35:$K$46,$B167),0)","v":43},{"$f":"IF(I167=\"w\",INDEX(ID!$L$8:$L$31,FBR!$D167+1)*INDEX(ID!$L$35:$L$46,$B167),0)","v":0},{"$f":"IF(I167=\"h\",INDEX(ID!$M$8:$M$31,FBR!$D167+1)*INDEX(ID!$M$35:$M$46,$B167),0)","v":43},{"$f":"IF(I167=\"w\",INDEX(ID!$N$8:$N$31,FBR!$D167+1)*INDEX(ID!$N$35:$N$46,$B167),0)","v":0},null,25.395783774915923,0,0,0]
[158,1,7,13,7,1,"2014-01-07",3,"h",null,{"$f":"IF(I168=\"h\",INDEX(ID!$K$8:$K$31,FBR!$D168+1)*INDEX(ID!$K$35:$K$46,$B168),0)","v":44},{"$f":"IF(I168=\"w\",INDEX(ID!$L$8:$L$31,FBR!$D168+1)*INDEX(ID!$L$35:$L$46,$B168),0)","v":0},{"$f":"IF(I168=\"h\",INDEX(ID!$M$8:$M$31,FBR!$D168+1)*INDEX(ID!$M$35:$M$46,$B168),0)","v":44},{"$f":"IF(I168=\"w\",INDEX(ID!$N$8:$N$31,FBR!$D168+1)*INDEX(ID!$N$35:$N$46,$B168),0)","v":0},null,25.986383397588384,0,0,0]
[159,1,7,14,7,1,"2014-01-07",3,"h",null,{"$f":"IF(I169=\"h\",INDEX(ID!$K$8:$K$31,FBR!$D169+1)*INDEX(ID!$K$35:$K$46,$B169),0)","v":47},{"$f":"IF(I169=\"w\",INDEX(ID!$L$8:$L$31,FBR!$D169+1)*INDEX(ID!$L$35:$L$46,$B169),0)","v":0},{"$f":"IF(I169=\"h\",INDEX(ID!$M$8:$M$31,FBR!$D169+1)*INDEX(ID!$M$35:$M$46,$B169),0)","v":47},{"$f":"IF(I169=\"w\",INDEX(ID!$N$8:$N$31,FBR!$D169+1)*INDEX(ID!$N$35:$N$46,$B169),0)","v":0},null,27.758182265605775,0,0,0]
[160,1,7,15,7,1,"2014-01-07",3,"h",null,{"$f":"IF(I170=\"h\",INDEX(ID!$K$8:$K$31,FBR!$D170+1)*INDEX(ID!$K$35:$K$46,$B170),0)","v":50},{"$f":"IF(I170=\"w\",INDEX(ID!$L$8:$L$31,FBR!$D170+1)*INDEX(ID!$L$35:$L$46,$B170),0)","v":0},{"$f":"IF(I170=\"h\",INDEX(ID!$M$8:$M$31,FBR!$D170+1)*INDEX(ID!$M$35:$M$46,$B170),0)","v":50},{"$f":"IF(I170=\"w\",INDEX(ID!$N$8:$N$31,FBR!$D170+1)*INDEX(ID!$N$35:$N$46,$B170),0)","v":0},null,29.529981133623163,0,0,0]
[161,1,7,16,7,1,"2014-01-07",3,"h",null,{"$f":"IF(I171=\"h\",INDEX(ID!$K$8:$K$31,FBR!$D171+1)*INDEX(ID!$K$35:$K$46,$B171),0)","v":53},{"$f":"IF(I171=\"w\",INDEX(ID!$L$8:$L$31,FBR!$D171+1)*INDEX(ID!$L$35:$L$46,$B171),0)","v":0},{"$f":"IF(I171=\"h\",INDEX(ID!$M$8:$M$31,FBR!$D171+1)*INDEX(ID!$M$35:$M$46,$B171),0)","v":53},{"$f":"IF(I171=\"w\",INDEX(ID!$N$8:$N$31,FBR!$D171+1)*INDEX(ID!$N$35:$N$46,$B171),0)","v":0},null,31.301780001640555,0,0,0]
[162,1,7,17,7,1,"2014-01-07",3,"h",null,{"$f":"IF(I172=\"h\",INDEX(ID!$K$8:$K$31,FBR!$D172+1)*INDEX(ID!$K$35:$K$46,$B172),0)","v":62},{"$f":"IF(I172=\"w\",INDEX(ID!$L$8:$L$31,FBR!$D172+1)*INDEX(ID!$L$35:$L$46,$B172),0)","v":0},{"$f":"IF(I172=\"h\",INDEX(ID!$M$8:$M$31,FBR!$D172+1)*INDEX(ID!$M$35:$M$46,$B172),0)","v":62},{"$f":"IF(I172=\"w\",INDEX(ID!$N$8:$N$31,FBR!$D172+1)*INDEX(ID!$N$35:$N$46,$B172),0)","v":0},null,36.617176605692727,0,0,0]
[163,1,7,18,7,1,"2014-01-07",3,"h",null,{"$f":"IF(I173=\"h\",INDEX(ID!$K$8:$K$31,FBR!$D173+1)*INDEX(ID!$K$35:$K$46,$B173),0)","v":65},{"$f":"IF(I173=\"w\",INDEX(ID!$L$8:$L$31,FBR!$D173+1)*INDEX(ID!$L$35:$L$46,$B173),0)","v":0},{"$f":"IF(I173=\"h\",INDEX(ID!$M$8:$M$31,FBR!$D173+1)*INDEX(ID!$M$35:$M$46,$B173),0)","v":65},{"$f":"IF(I173=\"w\",INDEX(ID!$N$8:$N$31,FBR!$D173+1)*INDEX(ID!$N$35:$N$46,$B173),0)","v":0},null,38.388975473710111,0,0,0]
[164,1,7,19,7,1,"2014-01-07",3,"h",null,{"$f":"IF(I174=\"h\",INDEX(ID!$K$8:$K$31,FBR!$D174+1)*INDEX(ID!$K$35:$K$46,$B174),0)","v":60},{"$f":"IF(I174=\"w\",INDEX(ID!$L$8:$L$31,FBR!$D174+1)*INDEX(ID!$L$35:$L$46,$B174),0)","v":0},{"$f":"IF(I174=\"h\",INDEX(ID!$M$8:$M$31,FBR!$D174+1)*INDEX(ID!$M$35:$M$46,$B174),0)","v":60},{"$f":"IF(I174=\"w\",INDEX(ID!$N$8:$N$31,FBR!$D174+1)*INDEX(ID!$N$35:$N$46,$B174),0)","v":0},null,35.435977360347799,0,0,0]
[165,1,7,20,7,1,"2014-01-07",3,"h",null,{"$f":"IF(I175=\"h\",INDEX(ID!$K$8:$K$31,FBR!$D175+1)*INDEX(ID!$K$35:$K$46,$B175),0)","v":53},{"$f":"IF(I175=\"w\",INDEX(ID!$L$8:$L$31,FBR!$D175+1)*INDEX(ID!$L$35:$L$46,$B175),0)","v":0},{"$f":"IF(I175=\"h\",INDEX(ID!$M$8:$M$31,FBR!$D175+1)*INDEX(ID!$M$35:$M$46,$B175),0)","v":53},{"$f":"IF(I175=\"w\",INDEX(ID!$N$8:$N$31,FBR!$D175+1)*INDEX(ID!$N$35:$N$46,$B175),0)","v":0},null,31.301780001640555,0,0,0]
[166,1,7,21,7,1,"2014-01-07",3,"h",null,{"$f":"IF(I176=\"h\",INDEX(ID!$K$8:$K$31,FBR!$D176+1)*INDEX(ID!$K$35:$K$46,$B176),0)","v":50},{"$f":"IF(I176=\"w\",INDEX(ID!$L$8:$L$31,FBR!$D176+1)*INDEX(ID!$L$35:$L$46,$B176),0)","v":0},{"$f":"IF(I176=\"h\",INDEX(ID!$M$8:$M$31,FBR!$D176+1)*INDEX(ID!$M$35:$M$46,$B176),0)","v":50},{"$f":"IF(I176=\"w\",INDEX(ID!$N$8:$N$31,FBR!$D176+1)*INDEX(ID!$N$35:$N$46,$B176),0)","v":0},null,29.529981133623163,0,0,0]
[167,1,7,22,7,1,"2014-01-07",3,"h",null,{"$f":"IF(I177=\"h\",INDEX(ID!$K$8:$K$31,FBR!$D177+1)*INDEX(ID!$K$35:$K$46,$B177),0)","v":45},{"$f":"IF(I177=\"w\",INDEX(ID!$L$8:$L$31,FBR!$D177+1)*INDEX(ID!$L$35:$L$46,$B177),0)","v":0},{"$f":"IF(I177=\"h\",INDEX(ID!$M$8:$M$31,FBR!$D177+1)*INDEX(ID!$M$35:$M$46,$B177),0)","v":45},{"$f":"IF(I177=\"w\",INDEX(ID!$N$8:$N$31,FBR!$D177+1)*INDEX(ID!$N$35:$N$46,$B177),0)","v":0},null,26.576983020260847,0,0,0]
[168,1,7,23,7,1,"2014-01-07",3,"h",null,{"$f":"IF(I178=\"h\",INDEX(ID!$K$8:$K$31,FBR!$D178+1)*INDEX(ID!$K$35:$K$46,$B178),0)","v":40},{"$f":"IF(I178=\"w\",INDEX(ID!$L$8:$L$31,FBR!$D178+1)*INDEX(ID!$L$35:$L$46,$B178),0)","v":0},{"$f":"IF(I178=\"h\",INDEX(ID!$M$8:$M$31,FBR!$D178+1)*INDEX(ID!$M$35:$M$46,$B178),0)","v":40},{"$f":"IF(I178=\"w\",INDEX(ID!$N$8:$N$31,FBR!$D178+1)*INDEX(ID!$N$35:$N$46,$B178),0)","v":0},null,23.623984906898531,0,0,0]
[169,1,8,0,8,{"$f":"F11+1","v":2},"2014-01-08",4,"h",null,{"$f":"IF(I179=\"h\",INDEX(ID!$K$8:$K$31,FBR!$D179+1)*INDEX(ID!$K$35:$K$46,$B179),0)","v":35},{"$f":"IF(I179=\"w\",INDEX(ID!$L$8:$L$31,FBR!$D179+1)*INDEX(ID!$L$35:$L$46,$B179),0)","v":0},{"$f":"IF(I179=\"h\",INDEX(ID!$M$8:$M$31,FBR!$D179+1)*INDEX(ID!$M$35:$M$46,$B179),0)","v":35},{"$f":"IF(I179=\"w\",INDEX(ID!$N$8:$N$31,FBR!$D179+1)*INDEX(ID!$N$35:$N$46,$B179),0)","v":0},null,20.670986793536215,0,0,0]
[170,1,8,1,8,{"$f":"F12+1","v":2},"2014-01-08",4,"h",null,{"$f":"IF(I180=\"h\",INDEX(ID!$K$8:$K$31,FBR!$D180+1)*INDEX(ID!$K$35:$K$46,$B180),0)","v":30},{"$f":"IF(I180=\"w\",INDEX(ID!$L$8:$L$31,FBR!$D180+1)*INDEX(ID!$L$35:$L$46,$B180),0)","v":0},{"$f":"IF(I180=\"h\",INDEX(ID!$M$8:$M$31,FBR!$D180+1)*INDEX(ID!$M$35:$M$46,$B180),0)","v":30},{"$f":"IF(I180=\"w\",INDEX(ID!$N$8:$N$31,FBR!$D180+1)*INDEX(ID!$N$35:$N$46,$B180),0)","v":0},null,17.717988680173899,0,0,0]
[171,1,8,2,8,2,"2014-01-08",4,"h",null,{"$f":"IF(I181=\"h\",INDEX(ID!$K$8:$K$31,FBR!$D181+1)*INDEX(ID!$K$35:$K$46,$B181),0)","v":28},{"$f":"IF(I181=\"w\",INDEX(ID!$L$8:$L$31,FBR!$D181+1)*INDEX(ID!$L$35:$L$46,$B181),0)","v":0},{"$f":"IF(I181=\"h\",INDEX(ID!$M$8:$M$31,FBR!$D181+1)*INDEX(ID!$M$35:$M$46,$B181),0)","v":28},{"$f":"IF(I181=\"w\",INDEX(ID!$N$8:$N$31,FBR!$D181+1)*INDEX(ID!$N$35:$N$46,$B181),0)","v":0},null,16.536789434828972,0,0,0]
[172,1,8,3,8,2,"2014-01-08",4,"h",null,{"$f":"IF(I182=\"h\",INDEX(ID!$K$8:$K$31,FBR!$D182+1)*INDEX(ID!$K$35:$K$46,$B182),0)","v":27},{"$f":"IF(I182=\"w\",INDEX(ID!$L$8:$L$31,FBR!$D182+1)*INDEX(ID!$L$35:$L$46,$B182),0)","v":0},{"$f":"IF(I182=\"h\",INDEX(ID!$M$8:$M$31,FBR!$D182+1)*INDEX(ID!$M$35:$M$46,$B182),0)","v":27},{"$f":"IF(I182=\"w\",INDEX(ID!$N$8:$N$31,FBR!$D182+1)*INDEX(ID!$N$35:$N$46,$B182),0)","v":0},null,15.94618981215651,0,0,0]
[173,1,8,4,8,2,"2014-01-08",4,"h",null,{"$f":"IF(I183=\"h\",INDEX(ID!$K$8:$K$31,FBR!$D183+1)*INDEX(ID!$K$35:$K$46,$B183),0)","v":27},{"$f":"IF(I183=\"w\",INDEX(ID!$L$8:$L$31,FBR!$D183+1)*INDEX(ID!$L$35:$L$46,$B183),0)","v":0},{"$f":"IF(I183=\"h\",INDEX(ID!$M$8:$M$31,FBR!$D183+1)*INDEX(ID!$M$35:$M$46,$B183),0)","v":27},{"$f":"IF(I183=\"w\",INDEX(ID!$N$8:$N$31,FBR!$D183+1)*INDEX(ID!$N$35:$N$46,$B183),0)","v":0},null,15.94618981215651,0,0,0]
[174,1,8,5,8,2,"2014-01-08",4,"h",null,{"$f":"IF(I184=\"h\",INDEX(ID!$K$8:$K$31,FBR!$D184+1)*INDEX(ID!$K$35:$K$46,$B184),0)","v":27},{"$f":"IF(I184=\"w\",INDEX(ID!$L$8:$L$31,FBR!$D184+1)*INDEX(ID!$L$35:$L$46,$B184),0)","v":0},{"$f":"IF(I184=\"h\",INDEX(ID!$M$8:$M$31,FBR!$D184+1)*INDEX(ID!$M$35:$M$46,$B184),0)","v":27},{"$f":"IF(I184=\"w\",INDEX(ID!$N$8:$N$31,FBR!$D184+1)*INDEX(ID!$N$35:$N$46,$B184),0)","v":0},null,15.94618981215651,0,0,0]
[175,1,8,6,8,2,"2014-01-08",4,"h",null,{"$f":"IF(I185=\"h\",INDEX(ID!$K$8:$K$31,FBR!$D185+1)*INDEX(ID!$K$35:$K$46,$B185),0)","v":29},{"$f":"IF(I185=\"w\",INDEX(ID!$L$8:$L$31,FBR!$D185+1)*INDEX(ID!$L$35:$L$46,$B185),0)","v":0},{"$f":"IF(I185=\"h\",INDEX(ID!$M$8:$M$31,FBR!$D185+1)*INDEX(ID!$M$35:$M$46,$B185),0)","v":29},{"$f":"IF(I185=\"w\",INDEX(ID!$N$8:$N$31,FBR!$D185+1)*INDEX(ID!$N$35:$N$46,$B185),0)","v":0},null,17.127389057501436,0,0,0]
[176,1,8,7,8,2,"2014-01-08",4,"h",null,{"$f":"IF(I186=\"h\",INDEX(ID!$K$8:$K$31,FBR!$D186+1)*INDEX(ID!$K$35:$K$46,$B186),0)","v":32},{"$f":"IF(I186=\"w\",INDEX(ID!$L$8:$L$31,FBR!$D186+1)*INDEX(ID!$L$35:$L$46,$B186),0)","v":0},{"$f":"IF(I186=\"h\",INDEX(ID!$M$8:$M$31,FBR!$D186+1)*INDEX(ID!$M$35:$M$46,$B186),0)","v":32},{"$f":"IF(I186=\"w\",INDEX(ID!$N$8:$N$31,FBR!$D186+1)*INDEX(ID!$N$35:$N$46,$B186),0)","v":0},null,18.899187925518824,0,0,0]
[177,1,8,8,8,2,"2014-01-08",4,"h",null,{"$f":"IF(I187=\"h\",INDEX(ID!$K$8:$K$31,FBR!$D187+1)*INDEX(ID!$K$35:$K$46,$B187),0)","v":35},{"$f":"IF(I187=\"w\",INDEX(ID!$L$8:$L$31,FBR!$D187+1)*INDEX(ID!$L$35:$L$46,$B187),0)","v":0},{"$f":"IF(I187=\"h\",INDEX(ID!$M$8:$M$31,FBR!$D187+1)*INDEX(ID!$M$35:$M$46,$B187),0)","v":35},{"$f":"IF(I187=\"w\",INDEX(ID!$N$8:$N$31,FBR!$D187+1)*INDEX(ID!$N$35:$N$46,$B187),0)","v":0},null,20.670986793536215,0,0,0]
[178,1,8,9,8,2,"2014-01-08",4,"h",null,{"$f":"IF(I188=\"h\",INDEX(ID!$K$8:$K$31,FBR!$D188+1)*INDEX(ID!$K$35:$K$46,$B188),0)","v":38},{"$f":"IF(I188=\"w\",INDEX(ID!$L$8:$L$31,FBR!$D188+1)*INDEX(ID!$L$35:$L$46,$B188),0)","v":0},{"$f":"IF(I188=\"h\",INDEX(ID!$M$8:$M$31,FBR!$D188+1)*INDEX(ID!$M$35:$M$46,$B188),0)","v":38},{"$f":"IF(I188=\"w\",INDEX(ID!$N$8:$N$31,FBR!$D188+1)*INDEX(ID!$N$35:$N$46,$B188),0)","v":0},null,22.442785661553604,0,0,0]
[179,1,8,10,8,2,"2014-01-08",4,"h",null,{"$f":"IF(I189=\"h\",INDEX(ID!$K$8:$K$31,FBR!$D189+1)*INDEX(ID!$K$35:$K$46,$B189),0)","v":40},{"$f":"IF(I189=\"w\",INDEX(ID!$L$8:$L$31,FBR!$D189+1)*INDEX(ID!$L$35:$L$46,$B189),0)","v":0},{"$f":"IF(I189=\"h\",INDEX(ID!$M$8:$M$31,FBR!$D189+1)*INDEX(ID!$M$35:$M$46,$B189),0)","v":40},{"$f":"IF(I189=\"w\",INDEX(ID!$N$8:$N$31,FBR!$D189+1)*INDEX(ID!$N$35:$N$46,$B189),0)","v":0},null,23.623984906898531,0,0,0]
[180,1,8,11,8,2,"2014-01-08",4,"h",null,{"$f":"IF(I190=\"h\",INDEX(ID!$K$8:$K$31,FBR!$D190+1)*INDEX(ID!$K$35:$K$46,$B190),0)","v":42},{"$f":"IF(I190=\"w\",INDEX(ID!$L$8:$L$31,FBR!$D190+1)*INDEX(ID!$L$35:$L$46,$B190),0)","v":0},{"$f":"IF(I190=\"h\",INDEX(ID!$M$8:$M$31,FBR!$D190+1)*INDEX(ID!$M$35:$M$46,$B190),0)","v":42},{"$f":"IF(I190=\"w\",INDEX(ID!$N$8:$N$31,FBR!$D190+1)*INDEX(ID!$N$35:$N$46,$B190),0)","v":0},null,24.805184152243459,0,0,0]
[181,1,8,12,8,2,"2014-01-08",4,"h",null,{"$f":"IF(I191=\"h\",INDEX(ID!$K$8:$K$31,FBR!$D191+1)*INDEX(ID!$K$35:$K$46,$B191),0)","v":43},{"$f":"IF(I191=\"w\",INDEX(ID!$L$8:$L$31,FBR!$D191+1)*INDEX(ID!$L$35:$L$46,$B191),0)","v":0},{"$f":"IF(I191=\"h\",INDEX(ID!$M$8:$M$31,FBR!$D191+1)*INDEX(ID!$M$35:$M$46,$B191),0)","v":43},{"$f":"IF(I191=\"w\",INDEX(ID!$N$8:$N$31,FBR!$D191+1)*INDEX(ID!$N$35:$N$46,$B191),0)","v":0},null,25.395783774915923,0,0,0]
[182,1,8,13,8,2,"2014-01-08",4,"h",null,{"$f":"IF(I192=\"h\",INDEX(ID!$K$8:$K$31,FBR!$D192+1)*INDEX(ID!$K$35:$K$46,$B192),0)","v":44},{"$f":"IF(I192=\"w\",INDEX(ID!$L$8:$L$31,FBR!$D192+1)*INDEX(ID!$L$35:$L$46,$B192),0)","v":0},{"$f":"IF(I192=\"h\",INDEX(ID!$M$8:$M$31,FBR!$D192+1)*INDEX(ID!$M$35:$M$46,$B192),0)","v":44},{"$f":"IF(I192=\"w\",INDEX(ID!$N$8:$N$31,FBR!$D192+1)*INDEX(ID!$N$35:$N$46,$B192),0)","v":0},null,25.986383397588384,0,0,0]
[183,1,8,14,8,2,"2014-01-08",4,"h",null,{"$f":"IF(I193=\"h\",INDEX(ID!$K$8:$K$31,FBR!$D193+1)*INDEX(ID!$K$35:$K$46,$B193),0)","v":47},{"$f":"IF(I193=\"w\",INDEX(ID!$L$8:$L$31,FBR!$D193+1)*INDEX(ID!$L$35:$L$46,$B193),0)","v":0},{"$f":"IF(I193=\"h\",INDEX(ID!$M$8:$M$31,FBR!$D193+1)*INDEX(ID!$M$35:$M$46,$B193),0)","v":47},{"$f":"IF(I193=\"w\",INDEX(ID!$N$8:$N$31,FBR!$D193+1)*INDEX(ID!$N$35:$N$46,$B193),0)","v":0},null,27.758182265605775,0,0,0]
[184,1,8,15,8,2,"2014-01-08",4,"h",null,{"$f":"IF(I194=\"h\",INDEX(ID!$K$8:$K$31,FBR!$D194+1)*INDEX(ID!$K$35:$K$46,$B194),0)","v":50},{"$f":"IF(I194=\"w\",INDEX(ID!$L$8:$L$31,FBR!$D194+1)*INDEX(ID!$L$35:$L$46,$B194),0)","v":0},{"$f":"IF(I194=\"h\",INDEX(ID!$M$8:$M$31,FBR!$D194+1)*INDEX(ID!$M$35:$M$46,$B194),0)","v":50},{"$f":"IF(I194=\"w\",INDEX(ID!$N$8:$N$31,FBR!$D194+1)*INDEX(ID!$N$35:$N$46,$B194),0)","v":0},null,29.529981133623163,0,0,0]
[185,1,8,16,8,2,"2014-01-08",4,"h",null,{"$f":"IF(I195=\"h\",INDEX(ID!$K$8:$K$31,FBR!$D195+1)*INDEX(ID!$K$35:$K$46,$B195),0)","v":53},{"$f":"IF(I195=\"w\",INDEX(ID!$L$8:$L$31,FBR!$D195+1)*INDEX(ID!$L$35:$L$46,$B195),0)","v":0},{"$f":"IF(I195=\"h\",INDEX(ID!$M$8:$M$31,FBR!$D195+1)*INDEX(ID!$M$35:$M$46,$B195),0)","v":53},{"$f":"IF(I195=\"w\",INDEX(ID!$N$8:$N$31,FBR!$D195+1)*INDEX(ID!$N$35:$N$46,$B195),0)","v":0},null,31.301780001640555,0,0,0]
[186,1,8,17,8,2,"2014-01-08",4,"h",null,{"$f":"IF(I196=\"h\",INDEX(ID!$K$8:$K$31,FBR!$D196+1)*INDEX(ID!$K$35:$K$46,$B196),0)","v":62},{"$f":"IF(I196=\"w\",INDEX(ID!$L$8:$L$31,FBR!$D196+1)*INDEX(ID!$L$35:$L$46,$B196),0)","v":0},{"$f":"IF(I196=\"h\",INDEX(ID!$M$8:$M$31,FBR!$D196+1)*INDEX(ID!$M$35:$M$46,$B196),0)","v":62},{"$f":"IF(I196=\"w\",INDEX(ID!$N$8:$N$31,FBR!$D196+1)*INDEX(ID!$N$35:$N$46,$B196),0)","v":0},null,36.617176605692727,0,0,0]
[187,1,8,18,8,2,"2014-01-08",4,"h",null,{"$f":"IF(I197=\"h\",INDEX(ID!$K$8:$K$31,FBR!$D197+1)*INDEX(ID!$K$35:$K$46,$B197),0)","v":65},{"$f":"IF(I197=\"w\",INDEX(ID!$L$8:$L$31,FBR!$D197+1)*INDEX(ID!$L$35:$L$46,$B197),0)","v":0},{"$f":"IF(I197=\"h\",INDEX(ID!$M$8:$M$31,FBR!$D197+1)*INDEX(ID!$M$35:$M$46,$B197),0)","v":65},{"$f":"IF(I197=\"w\",INDEX(ID!$N$8:$N$31,FBR!$D197+1)*INDEX(ID!$N$35:$N$46,$B197),0)","v":0},null,38.388975473710111,0,0,0]
[188,1,8,19,8,2,"2014-01-08",4,"h",null,{"$f":"IF(I198=\"h\",INDEX(ID!$K$8:$K$31,FBR!$D198+1)*INDEX(ID!$K$35:$K$46,$B198),0)","v":60},{"$f":"IF(I198=\"w\",INDEX(ID!$L$8:$L$31,FBR!$D198+1)*INDEX(ID!$L$35:$L$46,$B198),0)","v":0},{"$f":"IF(I198=\"h\",INDEX(ID!$M$8:$M$31,FBR!$D198+1)*INDEX(ID!$M$35:$M$46,$B198),0)","v":60},{"$f":"IF(I198=\"w\",INDEX(ID!$N$8:$N$31,FBR!$D198+1)*INDEX(ID!$N$35:$N$46,$B198),0)","v":0},null,35.435977360347799,0,0,0]
[189,1,8,20,8,2,"2014-01-08",4,"h",null,{"$f":"IF(I199=\"h\",INDEX(ID!$K$8:$K$31,FBR!$D199+1)*INDEX(ID!$K$35:$K$46,$B199),0)","v":53},{"$f":"IF(I199=\"w\",INDEX(ID!$L$8:$L$31,FBR!$D199+1)*INDEX(ID!$L$35:$L$46,$B199),0)","v":0},{"$f":"IF(I199=\"h\",INDEX(ID!$M$8:$M$31,FBR!$D199+1)*INDEX(ID!$M$35:$M$46,$B199),0)","v":53},{"$f":"IF(I199=\"w\",INDEX(ID!$N$8:$N$31,FBR!$D199+1)*INDEX(ID!$N$35:$N$46,$B199),0)","v":0},null,31.301780001640555,0,0,0]
[190,1,8,21,8,2,"2014-01-08",4,"h",null,{"$f":"IF(I200=\"h\",INDEX(ID!$K$8:$K$31,FBR!$D200+1)*INDEX(ID!$K$35:$K$46,$B200),0)","v":50},{"$f":"IF(I200=\"w\",INDEX(ID!$L$8:$L$31,FBR!$D200+1)*INDEX(ID!$L$35:$L$46,$B200),0)","v":0},{"$f":"IF(I200=\"h\",INDEX(ID!$M$8:$M$31,FBR!$D200+1)*INDEX(ID!$M$35:$M$46,$B200),0)","v":50},{"$f":"IF(I200=\"w\",INDEX(ID!$N$8:$N$31,FBR!$D200+1)*INDEX(ID!$N$35:$N$46,$B200),0)","v":0},null,29.529981133623163,0,0,0]
[191,1,8,22,8,2,"2014-01-08",4,"h",null,{"$f":"IF(I201=\"h\",INDEX(ID!$K$8:$K$31,FBR!$D201+1)*INDEX(ID!$K$35:$K$46,$B201),0)","v":45},{"$f":"IF(I201=\"w\",INDEX(ID!$L$8:$L$31,FBR!$D201+1)*INDEX(ID!$L$35:$L$46,$B201),0)","v":0},{"$f":"IF(I201=\"h\",INDEX(ID!$M$8:$M$31,FBR!$D201+1)*INDEX(ID!$M$35:$M$46,$B201),0)","v":45},{"$f":"IF(I201=\"w\",INDEX(ID!$N$8:$N$31,FBR!$D201+1)*INDEX(ID!$N$35:$N$46,$B201),0)","v":0},null,26.576983020260847,0,0,0]
[192,1,8,23,8,2,"2014-01-08",4,"h",null,{"$f":"IF(I202=\"h\",INDEX(ID!$K$8:$K$31,FBR!$D202+1)*INDEX(ID!$K$35:$K$46,$B202),0)","v":40},{"$f":"IF(I202=\"w\",INDEX(ID!$L$8:$L$31,FBR!$D202+1)*INDEX(ID!$L$35:$L$46,$B202),0)","v":0},{"$f":"IF(I202=\"h\",INDEX(ID!$M$8:$M$31,FBR!$D202+1)*INDEX(ID!$M$35:$M$46,$B202),0)","v":40},{"$f":"IF(I202=\"w\",INDEX(ID!$N$8:$N$31,FBR!$D202+1)*INDEX(ID!$N$35:$N$46,$B202),0)","v":0},null,23.623984906898531,0,0,0]
[193,1,9,0,9,2,"2014-01-09",{"$f":"WEEKDAY(G203)","v":5},{"$f":"IF(OR(H203=6,H203=7),\"w\",\"h\")","v":"h"},null,{"$f":"IF(I203=\"h\",INDEX(ID!$K$8:$K$31,FBR!$D203+1)*INDEX(ID!$K$35:$K$46,$B203),0)","v":35},{"$f":"IF(I203=\"w\",INDEX(ID!$L$8:$L$31,FBR!$D203+1)*INDEX(ID!$L$35:$L$46,$B203),0)","v":0},{"$f":"IF(I203=\"h\",INDEX(ID!$M$8:$M$31,FBR!$D203+1)*INDEX(ID!$M$35:$M$46,$B203),0)","v":35},{"$f":"IF(I203=\"w\",INDEX(ID!$N$8:$N$31,FBR!$D203+1)*INDEX(ID!$N$35:$N$46,$B203),0)","v":0},null,{"$f":"K203*(indvforbrug*antalbrugere)/($K$8789+$L$8789)","v":20.670986793536215},{"$f":"L203*indvforbrug*antalbrugere/($K$8789+$L$8789)","v":0},{"$f":"M203*fællesforbrug/($M$8789+$N$8789)","v":0},{"$f":"N203*fællesforbrug/($M$8789+$N$8789)","v":0}]
[{"$f":"A203+1","v":194},1,9,1,9,2,{"$f":"DATE(2014,B204,C204)","v":"2014-01-09"},5,"h",null,{"$f":"IF(I204=\"h\",INDEX(ID!$K$8:$K$31,FBR!$D204+1)*INDEX(ID!$K$35:$K$46,$B204),0)","v":30},{"$f":"IF(I204=\"w\",INDEX(ID!$L$8:$L$31,FBR!$D204+1)*INDEX(ID!$L$35:$L$46,$B204),0)","v":0},{"$f":"IF(I204=\"h\",INDEX(ID!$M$8:$M$31,FBR!$D204+1)*INDEX(ID!$M$35:$M$46,$B204),0)","v":30},{"$f":"IF(I204=\"w\",INDEX(ID!$N$8:$N$31,FBR!$D204+1)*INDEX(ID!$N$35:$N$46,$B204),0)","v":0},null,17.717988680173899,0,0,0]
[195,1,9,2,9,2,"2014-01-09",5,"h",null,{"$f":"IF(I205=\"h\",INDEX(ID!$K$8:$K$31,FBR!$D205+1)*INDEX(ID!$K$35:$K$46,$B205),0)","v":28},{"$f":"IF(I205=\"w\",INDEX(ID!$L$8:$L$31,FBR!$D205+1)*INDEX(ID!$L$35:$L$46,$B205),0)","v":0},{"$f":"IF(I205=\"h\",INDEX(ID!$M$8:$M$31,FBR!$D205+1)*INDEX(ID!$M$35:$M$46,$B205),0)","v":28},{"$f":"IF(I205=\"w\",INDEX(ID!$N$8:$N$31,FBR!$D205+1)*INDEX(ID!$N$35:$N$46,$B205),0)","v":0},null,16.536789434828972,0,0,0]
[196,1,9,3,9,2,"2014-01-09",5,"h",null,{"$f":"IF(I206=\"h\",INDEX(ID!$K$8:$K$31,FBR!$D206+1)*INDEX(ID!$K$35:$K$46,$B206),0)","v":27},{"$f":"IF(I206=\"w\",INDEX(ID!$L$8:$L$31,FBR!$D206+1)*INDEX(ID!$L$35:$L$46,$B206),0)","v":0},{"$f":"IF(I206=\"h\",INDEX(ID!$M$8:$M$31,FBR!$D206+1)*INDEX(ID!$M$35:$M$46,$B206),0)","v":27},{"$f":"IF(I206=\"w\",INDEX(ID!$N$8:$N$31,FBR!$D206+1)*INDEX(ID!$N$35:$N$46,$B206),0)","v":0},null,15.94618981215651,0,0,0]
[197,1,9,4,9,2,"2014-01-09",5,"h",null,{"$f":"IF(I207=\"h\",INDEX(ID!$K$8:$K$31,FBR!$D207+1)*INDEX(ID!$K$35:$K$46,$B207),0)","v":27},{"$f":"IF(I207=\"w\",INDEX(ID!$L$8:$L$31,FBR!$D207+1)*INDEX(ID!$L$35:$L$46,$B207),0)","v":0},{"$f":"IF(I207=\"h\",INDEX(ID!$M$8:$M$31,FBR!$D207+1)*INDEX(ID!$M$35:$M$46,$B207),0)","v":27},{"$f":"IF(I207=\"w\",INDEX(ID!$N$8:$N$31,FBR!$D207+1)*INDEX(ID!$N$35:$N$46,$B207),0)","v":0},null,15.94618981215651,0,0,0]
[198,1,9,5,9,2,"2014-01-09",5,"h",null,{"$f":"IF(I208=\"h\",INDEX(ID!$K$8:$K$31,FBR!$D208+1)*INDEX(ID!$K$35:$K$46,$B208),0)","v":27},{"$f":"IF(I208=\"w\",INDEX(ID!$L$8:$L$31,FBR!$D208+1)*INDEX(ID!$L$35:$L$46,$B208),0)","v":0},{"$f":"IF(I208=\"h\",INDEX(ID!$M$8:$M$31,FBR!$D208+1)*INDEX(ID!$M$35:$M$46,$B208),0)","v":27},{"$f":"IF(I208=\"w\",INDEX(ID!$N$8:$N$31,FBR!$D208+1)*INDEX(ID!$N$35:$N$46,$B208),0)","v":0},null,15.94618981215651,0,0,0]
[199,1,9,6,9,2,"2014-01-09",5,"h",null,{"$f":"IF(I209=\"h\",INDEX(ID!$K$8:$K$31,FBR!$D209+1)*INDEX(ID!$K$35:$K$46,$B209),0)","v":29},{"$f":"IF(I209=\"w\",INDEX(ID!$L$8:$L$31,FBR!$D209+1)*INDEX(ID!$L$35:$L$46,$B209),0)","v":0},{"$f":"IF(I209=\"h\",INDEX(ID!$M$8:$M$31,FBR!$D209+1)*INDEX(ID!$M$35:$M$46,$B209),0)","v":29},{"$f":"IF(I209=\"w\",INDEX(ID!$N$8:$N$31,FBR!$D209+1)*INDEX(ID!$N$35:$N$46,$B209),0)","v":0},null,17.127389057501436,0,0,0]
[200,1,9,7,9,2,"2014-01-09",5,"h",null,{"$f":"IF(I210=\"h\",INDEX(ID!$K$8:$K$31,FBR!$D210+1)*INDEX(ID!$K$35:$K$46,$B210),0)","v":32},{"$f":"IF(I210=\"w\",INDEX(ID!$L$8:$L$31,FBR!$D210+1)*INDEX(ID!$L$35:$L$46,$B210),0)","v":0},{"$f":"IF(I210=\"h\",INDEX(ID!$M$8:$M$31,FBR!$D210+1)*INDEX(ID!$M$35:$M$46,$B210),0)","v":32},{"$f":"IF(I210=\"w\",INDEX(ID!$N$8:$N$31,FBR!$D210+1)*INDEX(ID!$N$35:$N$46,$B210),0)","v":0},null,18.899187925518824,0,0,0]
[201,1,9,8,9,2,"2014-01-09",5,"h",null,{"$f":"IF(I211=\"h\",INDEX(ID!$K$8:$K$31,FBR!$D211+1)*INDEX(ID!$K$35:$K$46,$B211),0)","v":35},{"$f":"IF(I211=\"w\",INDEX(ID!$L$8:$L$31,FBR!$D211+1)*INDEX(ID!$L$35:$L$46,$B211),0)","v":0},{"$f":"IF(I211=\"h\",INDEX(ID!$M$8:$M$31,FBR!$D211+1)*INDEX(ID!$M$35:$M$46,$B211),0)","v":35},{"$f":"IF(I211=\"w\",INDEX(ID!$N$8:$N$31,FBR!$D211+1)*INDEX(ID!$N$35:$N$46,$B211),0)","v":0},null,20.670986793536215,0,0,0]
[202,1,9,9,9,2,"2014-01-09",5,"h",null,{"$f":"IF(I212=\"h\",INDEX(ID!$K$8:$K$31,FBR!$D212+1)*INDEX(ID!$K$35:$K$46,$B212),0)","v":38},{"$f":"IF(I212=\"w\",INDEX(ID!$L$8:$L$31,FBR!$D212+1)*INDEX(ID!$L$35:$L$46,$B212),0)","v":0},{"$f":"IF(I212=\"h\",INDEX(ID!$M$8:$M$31,FBR!$D212+1)*INDEX(ID!$M$35:$M$46,$B212),0)","v":38},{"$f":"IF(I212=\"w\",INDEX(ID!$N$8:$N$31,FBR!$D212+1)*INDEX(ID!$N$35:$N$46,$B212),0)","v":0},null,22.442785661553604,0,0,0]
[203,1,9,10,9,2,"2014-01-09",5,"h",null,{"$f":"IF(I213=\"h\",INDEX(ID!$K$8:$K$31,FBR!$D213+1)*INDEX(ID!$K$35:$K$46,$B213),0)","v":40},{"$f":"IF(I213=\"w\",INDEX(ID!$L$8:$L$31,FBR!$D213+1)*INDEX(ID!$L$35:$L$46,$B213),0)","v":0},{"$f":"IF(I213=\"h\",INDEX(ID!$M$8:$M$31,FBR!$D213+1)*INDEX(ID!$M$35:$M$46,$B213),0)","v":40},{"$f":"IF(I213=\"w\",INDEX(ID!$N$8:$N$31,FBR!$D213+1)*INDEX(ID!$N$35:$N$46,$B213),0)","v":0},null,23.623984906898531,0,0,0]
[204,1,9,11,9,2,"2014-01-09",5,"h",null,{"$f":"IF(I214=\"h\",INDEX(ID!$K$8:$K$31,FBR!$D214+1)*INDEX(ID!$K$35:$K$46,$B214),0)","v":42},{"$f":"IF(I214=\"w\",INDEX(ID!$L$8:$L$31,FBR!$D214+1)*INDEX(ID!$L$35:$L$46,$B214),0)","v":0},{"$f":"IF(I214=\"h\",INDEX(ID!$M$8:$M$31,FBR!$D214+1)*INDEX(ID!$M$35:$M$46,$B214),0)","v":42},{"$f":"IF(I214=\"w\",INDEX(ID!$N$8:$N$31,FBR!$D214+1)*INDEX(ID!$N$35:$N$46,$B214),0)","v":0},null,24.805184152243459,0,0,0]
[205,1,9,12,9,2,"2014-01-09",5,"h",null,{"$f":"IF(I215=\"h\",INDEX(ID!$K$8:$K$31,FBR!$D215+1)*INDEX(ID!$K$35:$K$46,$B215),0)","v":43},{"$f":"IF(I215=\"w\",INDEX(ID!$L$8:$L$31,FBR!$D215+1)*INDEX(ID!$L$35:$L$46,$B215),0)","v":0},{"$f":"IF(I215=\"h\",INDEX(ID!$M$8:$M$31,FBR!$D215+1)*INDEX(ID!$M$35:$M$46,$B215),0)","v":43},{"$f":"IF(I215=\"w\",INDEX(ID!$N$8:$N$31,FBR!$D215+1)*INDEX(ID!$N$35:$N$46,$B215),0)","v":0},null,25.395783774915923,0,0,0]
[206,1,9,13,9,2,"2014-01-09",5,"h",null,{"$f":"IF(I216=\"h\",INDEX(ID!$K$8:$K$31,FBR!$D216+1)*INDEX(ID!$K$35:$K$46,$B216),0)","v":44},{"$f":"IF(I216=\"w\",INDEX(ID!$L$8:$L$31,FBR!$D216+1)*INDEX(ID!$L$35:$L$46,$B216),0)","v":0},{"$f":"IF(I216=\"h\",INDEX(ID!$M$8:$M$31,FBR!$D216+1)*INDEX(ID!$M$35:$M$46,$B216),0)","v":44},{"$f":"IF(I216=\"w\",INDEX(ID!$N$8:$N$31,FBR!$D216+1)*INDEX(ID!$N$35:$N$46,$B216),0)","v":0},null,25.986383397588384,0,0,0]
[207,1,9,14,9,2,"2014-01-09",5,"h",null,{"$f":"IF(I217=\"h\",INDEX(ID!$K$8:$K$31,FBR!$D217+1)*INDEX(ID!$K$35:$K$46,$B217),0)","v":47},{"$f":"IF(I217=\"w\",INDEX(ID!$L$8:$L$31,FBR!$D217+1)*INDEX(ID!$L$35:$L$46,$B217),0)","v":0},{"$f":"IF(I217=\"h\",INDEX(ID!$M$8:$M$31,FBR!$D217+1)*INDEX(ID!$M$35:$M$46,$B217),0)","v":47},{"$f":"IF(I217=\"w\",INDEX(ID!$N$8:$N$31,FBR!$D217+1)*INDEX(ID!$N$35:$N$46,$B217),0)","v":0},null,27.758182265605775,0,0,0]
[208,1,9,15,9,2,"2014-01-09",5,"h",null,{"$f":"IF(I218=\"h\",INDEX(ID!$K$8:$K$31,FBR!$D218+1)*INDEX(ID!$K$35:$K$46,$B218),0)","v":50},{"$f":"IF(I218=\"w\",INDEX(ID!$L$8:$L$31,FBR!$D218+1)*INDEX(ID!$L$35:$L$46,$B218),0)","v":0},{"$f":"IF(I218=\"h\",INDEX(ID!$M$8:$M$31,FBR!$D218+1)*INDEX(ID!$M$35:$M$46,$B218),0)","v":50},{"$f":"IF(I218=\"w\",INDEX(ID!$N$8:$N$31,FBR!$D218+1)*INDEX(ID!$N$35:$N$46,$B218),0)","v":0},null,29.529981133623163,0,0,0]
[209,1,9,16,9,2,"2014-01-09",5,"h",null,{"$f":"IF(I219=\"h\",INDEX(ID!$K$8:$K$31,FBR!$D219+1)*INDEX(ID!$K$35:$K$46,$B219),0)","v":53},{"$f":"IF(I219=\"w\",INDEX(ID!$L$8:$L$31,FBR!$D219+1)*INDEX(ID!$L$35:$L$46,$B219),0)","v":0},{"$f":"IF(I219=\"h\",INDEX(ID!$M$8:$M$31,FBR!$D219+1)*INDEX(ID!$M$35:$M$46,$B219),0)","v":53},{"$f":"IF(I219=\"w\",INDEX(ID!$N$8:$N$31,FBR!$D219+1)*INDEX(ID!$N$35:$N$46,$B219),0)","v":0},null,31.301780001640555,0,0,0]
[210,1,9,17,9,2,"2014-01-09",5,"h",null,{"$f":"IF(I220=\"h\",INDEX(ID!$K$8:$K$31,FBR!$D220+1)*INDEX(ID!$K$35:$K$46,$B220),0)","v":62},{"$f":"IF(I220=\"w\",INDEX(ID!$L$8:$L$31,FBR!$D220+1)*INDEX(ID!$L$35:$L$46,$B220),0)","v":0},{"$f":"IF(I220=\"h\",INDEX(ID!$M$8:$M$31,FBR!$D220+1)*INDEX(ID!$M$35:$M$46,$B220),0)","v":62},{"$f":"IF(I220=\"w\",INDEX(ID!$N$8:$N$31,FBR!$D220+1)*INDEX(ID!$N$35:$N$46,$B220),0)","v":0},null,36.617176605692727,0,0,0]
[211,1,9,18,9,2,"2014-01-09",5,"h",null,{"$f":"IF(I221=\"h\",INDEX(ID!$K$8:$K$31,FBR!$D221+1)*INDEX(ID!$K$35:$K$46,$B221),0)","v":65},{"$f":"IF(I221=\"w\",INDEX(ID!$L$8:$L$31,FBR!$D221+1)*INDEX(ID!$L$35:$L$46,$B221),0)","v":0},{"$f":"IF(I221=\"h\",INDEX(ID!$M$8:$M$31,FBR!$D221+1)*INDEX(ID!$M$35:$M$46,$B221),0)","v":65},{"$f":"IF(I221=\"w\",INDEX(ID!$N$8:$N$31,FBR!$D221+1)*INDEX(ID!$N$35:$N$46,$B221),0)","v":0},null,38.388975473710111,0,0,0]
[212,1,9,19,9,2,"2014-01-09",5,"h",null,{"$f":"IF(I222=\"h\",INDEX(ID!$K$8:$K$31,FBR!$D222+1)*INDEX(ID!$K$35:$K$46,$B222),0)","v":60},{"$f":"IF(I222=\"w\",INDEX(ID!$L$8:$L$31,FBR!$D222+1)*INDEX(ID!$L$35:$L$46,$B222),0)","v":0},{"$f":"IF(I222=\"h\",INDEX(ID!$M$8:$M$31,FBR!$D222+1)*INDEX(ID!$M$35:$M$46,$B222),0)","v":60},{"$f":"IF(I222=\"w\",INDEX(ID!$N$8:$N$31,FBR!$D222+1)*INDEX(ID!$N$35:$N$46,$B222),0)","v":0},null,35.435977360347799,0,0,0]
[213,1,9,20,9,2,"2014-01-09",5,"h",null,{"$f":"IF(I223=\"h\",INDEX(ID!$K$8:$K$31,FBR!$D223+1)*INDEX(ID!$K$35:$K$46,$B223),0)","v":53},{"$f":"IF(I223=\"w\",INDEX(ID!$L$8:$L$31,FBR!$D223+1)*INDEX(ID!$L$35:$L$46,$B223),0)","v":0},{"$f":"IF(I223=\"h\",INDEX(ID!$M$8:$M$31,FBR!$D223+1)*INDEX(ID!$M$35:$M$46,$B223),0)","v":53},{"$f":"IF(I223=\"w\",INDEX(ID!$N$8:$N$31,FBR!$D223+1)*INDEX(ID!$N$35:$N$46,$B223),0)","v":0},null,31.301780001640555,0,0,0]
[214,1,9,21,9,2,"2014-01-09",5,"h",null,{"$f":"IF(I224=\"h\",INDEX(ID!$K$8:$K$31,FBR!$D224+1)*INDEX(ID!$K$35:$K$46,$B224),0)","v":50},{"$f":"IF(I224=\"w\",INDEX(ID!$L$8:$L$31,FBR!$D224+1)*INDEX(ID!$L$35:$L$46,$B224),0)","v":0},{"$f":"IF(I224=\"h\",INDEX(ID!$M$8:$M$31,FBR!$D224+1)*INDEX(ID!$M$35:$M$46,$B224),0)","v":50},{"$f":"IF(I224=\"w\",INDEX(ID!$N$8:$N$31,FBR!$D224+1)*INDEX(ID!$N$35:$N$46,$B224),0)","v":0},null,29.529981133623163,0,0,0]
[215,1,9,22,9,2,"2014-01-09",5,"h",null,{"$f":"IF(I225=\"h\",INDEX(ID!$K$8:$K$31,FBR!$D225+1)*INDEX(ID!$K$35:$K$46,$B225),0)","v":45},{"$f":"IF(I225=\"w\",INDEX(ID!$L$8:$L$31,FBR!$D225+1)*INDEX(ID!$L$35:$L$46,$B225),0)","v":0},{"$f":"IF(I225=\"h\",INDEX(ID!$M$8:$M$31,FBR!$D225+1)*INDEX(ID!$M$35:$M$46,$B225),0)","v":45},{"$f":"IF(I225=\"w\",INDEX(ID!$N$8:$N$31,FBR!$D225+1)*INDEX(ID!$N$35:$N$46,$B225),0)","v":0},null,26.576983020260847,0,0,0]
[216,1,9,23,9,2,"2014-01-09",5,"h",null,{"$f":"IF(I226=\"h\",INDEX(ID!$K$8:$K$31,FBR!$D226+1)*INDEX(ID!$K$35:$K$46,$B226),0)","v":40},{"$f":"IF(I226=\"w\",INDEX(ID!$L$8:$L$31,FBR!$D226+1)*INDEX(ID!$L$35:$L$46,$B226),0)","v":0},{"$f":"IF(I226=\"h\",INDEX(ID!$M$8:$M$31,FBR!$D226+1)*INDEX(ID!$M$35:$M$46,$B226),0)","v":40},{"$f":"IF(I226=\"w\",INDEX(ID!$N$8:$N$31,FBR!$D226+1)*INDEX(ID!$N$35:$N$46,$B226),0)","v":0},null,23.623984906898531,0,0,0]
[217,1,10,0,10,2,"2014-01-10",6,"w",null,{"$f":"IF(I227=\"h\",INDEX(ID!$K$8:$K$31,FBR!$D227+1)*INDEX(ID!$K$35:$K$46,$B227),0)","v":0},{"$f":"IF(I227=\"w\",INDEX(ID!$L$8:$L$31,FBR!$D227+1)*INDEX(ID!$L$35:$L$46,$B227),0)","v":35},{"$f":"IF(I227=\"h\",INDEX(ID!$M$8:$M$31,FBR!$D227+1)*INDEX(ID!$M$35:$M$46,$B227),0)","v":0},{"$f":"IF(I227=\"w\",INDEX(ID!$N$8:$N$31,FBR!$D227+1)*INDEX(ID!$N$35:$N$46,$B227),0)","v":35},null,0,20.670986793536215,0,0]
[218,1,10,1,{"$f":"E204+1","v":10},2,"2014-01-10",6,"w",null,{"$f":"IF(I228=\"h\",INDEX(ID!$K$8:$K$31,FBR!$D228+1)*INDEX(ID!$K$35:$K$46,$B228),0)","v":0},{"$f":"IF(I228=\"w\",INDEX(ID!$L$8:$L$31,FBR!$D228+1)*INDEX(ID!$L$35:$L$46,$B228),0)","v":30},{"$f":"IF(I228=\"h\",INDEX(ID!$M$8:$M$31,FBR!$D228+1)*INDEX(ID!$M$35:$M$46,$B228),0)","v":0},{"$f":"IF(I228=\"w\",INDEX(ID!$N$8:$N$31,FBR!$D228+1)*INDEX(ID!$N$35:$N$46,$B228),0)","v":30},null,0,17.717988680173899,0,0]
[219,1,10,2,10,2,"2014-01-10",6,"w",null,{"$f":"IF(I229=\"h\",INDEX(ID!$K$8:$K$31,FBR!$D229+1)*INDEX(ID!$K$35:$K$46,$B229),0)","v":0},{"$f":"IF(I229=\"w\",INDEX(ID!$L$8:$L$31,FBR!$D229+1)*INDEX(ID!$L$35:$L$46,$B229),0)","v":28},{"$f":"IF(I229=\"h\",INDEX(ID!$M$8:$M$31,FBR!$D229+1)*INDEX(ID!$M$35:$M$46,$B229),0)","v":0},{"$f":"IF(I229=\"w\",INDEX(ID!$N$8:$N$31,FBR!$D229+1)*INDEX(ID!$N$35:$N$46,$B229),0)","v":28},null,0,16.536789434828972,0,0]
[220,1,10,3,10,2,"2014-01-10",6,"w",null,{"$f":"IF(I230=\"h\",INDEX(ID!$K$8:$K$31,FBR!$D230+1)*INDEX(ID!$K$35:$K$46,$B230),0)","v":0},{"$f":"IF(I230=\"w\",INDEX(ID!$L$8:$L$31,FBR!$D230+1)*INDEX(ID!$L$35:$L$46,$B230),0)","v":27},{"$f":"IF(I230=\"h\",INDEX(ID!$M$8:$M$31,FBR!$D230+1)*INDEX(ID!$M$35:$M$46,$B230),0)","v":0},{"$f":"IF(I230=\"w\",INDEX(ID!$N$8:$N$31,FBR!$D230+1)*INDEX(ID!$N$35:$N$46,$B230),0)","v":27},null,0,15.94618981215651,0,0]
[221,1,10,4,10,2,"2014-01-10",6,"w",null,{"$f":"IF(I231=\"h\",INDEX(ID!$K$8:$K$31,FBR!$D231+1)*INDEX(ID!$K$35:$K$46,$B231),0)","v":0},{"$f":"IF(I231=\"w\",INDEX(ID!$L$8:$L$31,FBR!$D231+1)*INDEX(ID!$L$35:$L$46,$B231),0)","v":27},{"$f":"IF(I231=\"h\",INDEX(ID!$M$8:$M$31,FBR!$D231+1)*INDEX(ID!$M$35:$M$46,$B231),0)","v":0},{"$f":"IF(I231=\"w\",INDEX(ID!$N$8:$N$31,FBR!$D231+1)*INDEX(ID!$N$35:$N$46,$B231),0)","v":27},null,0,15.94618981215651,0,0]
[222,1,10,5,10,2,"2014-01-10",6,"w",null,{"$f":"IF(I232=\"h\",INDEX(ID!$K$8:$K$31,FBR!$D232+1)*INDEX(ID!$K$35:$K$46,$B232),0)","v":0},{"$f":"IF(I232=\"w\",INDEX(ID!$L$8:$L$31,FBR!$D232+1)*INDEX(ID!$L$35:$L$46,$B232),0)","v":27},{"$f":"IF(I232=\"h\",INDEX(ID!$M$8:$M$31,FBR!$D232+1)*INDEX(ID!$M$35:$M$46,$B232),0)","v":0},{"$f":"IF(I232=\"w\",INDEX(ID!$N$8:$N$31,FBR!$D232+1)*INDEX(ID!$N$35:$N$46,$B232),0)","v":27},null,0,15.94618981215651,0,0]
[223,1,10,6,10,2,"2014-01-10",6,"w",null,{"$f":"IF(I233=\"h\",INDEX(ID!$K$8:$K$31,FBR!$D233+1)*INDEX(ID!$K$35:$K$46,$B233),0)","v":0},{"$f":"IF(I233=\"w\",INDEX(ID!$L$8:$L$31,FBR!$D233+1)*INDEX(ID!$L$35:$L$46,$B233),0)","v":29},{"$f":"IF(I233=\"h\",INDEX(ID!$M$8:$M$31,FBR!$D233+1)*INDEX(ID!$M$35:$M$46,$B233),0)","v":0},{"$f":"IF(I233=\"w\",INDEX(ID!$N$8:$N$31,FBR!$D233+1)*INDEX(ID!$N$35:$N$46,$B233),0)","v":29},null,0,17.127389057501436,0,0]
[224,1,10,7,10,2,"2014-01-10",6,"w",null,{"$f":"IF(I234=\"h\",INDEX(ID!$K$8:$K$31,FBR!$D234+1)*INDEX(ID!$K$35:$K$46,$B234),0)","v":0},{"$f":"IF(I234=\"w\",INDEX(ID!$L$8:$L$31,FBR!$D234+1)*INDEX(ID!$L$35:$L$46,$B234),0)","v":32},{"$f":"IF(I234=\"h\",INDEX(ID!$M$8:$M$31,FBR!$D234+1)*INDEX(ID!$M$35:$M$46,$B234),0)","v":0},{"$f":"IF(I234=\"w\",INDEX(ID!$N$8:$N$31,FBR!$D234+1)*INDEX(ID!$N$35:$N$46,$B234),0)","v":32},null,0,18.899187925518824,0,0]
[225,1,10,8,10,2,"2014-01-10",6,"w",null,{"$f":"IF(I235=\"h\",INDEX(ID!$K$8:$K$31,FBR!$D235+1)*INDEX(ID!$K$35:$K$46,$B235),0)","v":0},{"$f":"IF(I235=\"w\",INDEX(ID!$L$8:$L$31,FBR!$D235+1)*INDEX(ID!$L$35:$L$46,$B235),0)","v":35},{"$f":"IF(I235=\"h\",INDEX(ID!$M$8:$M$31,FBR!$D235+1)*INDEX(ID!$M$35:$M$46,$B235),0)","v":0},{"$f":"IF(I235=\"w\",INDEX(ID!$N$8:$N$31,FBR!$D235+1)*INDEX(ID!$N$35:$N$46,$B235),0)","v":35},null,0,20.670986793536215,0,0]
[226,1,10,9,10,2,"2014-01-10",6,"w",null,{"$f":"IF(I236=\"h\",INDEX(ID!$K$8:$K$31,FBR!$D236+1)*INDEX(ID!$K$35:$K$46,$B236),0)","v":0},{"$f":"IF(I236=\"w\",INDEX(ID!$L$8:$L$31,FBR!$D236+1)*INDEX(ID!$L$35:$L$46,$B236),0)","v":38},{"$f":"IF(I236=\"h\",INDEX(ID!$M$8:$M$31,FBR!$D236+1)*INDEX(ID!$M$35:$M$46,$B236),0)","v":0},{"$f":"IF(I236=\"w\",INDEX(ID!$N$8:$N$31,FBR!$D236+1)*INDEX(ID!$N$35:$N$46,$B236),0)","v":38},null,0,22.442785661553604,0,0]
[227,1,10,10,10,2,"2014-01-10",6,"w",null,{"$f":"IF(I237=\"h\",INDEX(ID!$K$8:$K$31,FBR!$D237+1)*INDEX(ID!$K$35:$K$46,$B237),0)","v":0},{"$f":"IF(I237=\"w\",INDEX(ID!$L$8:$L$31,FBR!$D237+1)*INDEX(ID!$L$35:$L$46,$B237),0)","v":40},{"$f":"IF(I237=\"h\",INDEX(ID!$M$8:$M$31,FBR!$D237+1)*INDEX(ID!$M$35:$M$46,$B237),0)","v":0},{"$f":"IF(I237=\"w\",INDEX(ID!$N$8:$N$31,FBR!$D237+1)*INDEX(ID!$N$35:$N$46,$B237),0)","v":40},null,0,23.623984906898531,0,0]
[228,1,10,11,10,2,"2014-01-10",6,"w",null,{"$f":"IF(I238=\"h\",INDEX(ID!$K$8:$K$31,FBR!$D238+1)*INDEX(ID!$K$35:$K$46,$B238),0)","v":0},{"$f":"IF(I238=\"w\",INDEX(ID!$L$8:$L$31,FBR!$D238+1)*INDEX(ID!$L$35:$L$46,$B238),0)","v":42},{"$f":"IF(I238=\"h\",INDEX(ID!$M$8:$M$31,FBR!$D238+1)*INDEX(ID!$M$35:$M$46,$B238),0)","v":0},{"$f":"IF(I238=\"w\",INDEX(ID!$N$8:$N$31,FBR!$D238+1)*INDEX(ID!$N$35:$N$46,$B238),0)","v":42},null,0,24.805184152243459,0,0]
[229,1,10,12,10,2,"2014-01-10",6,"w",null,{"$f":"IF(I239=\"h\",INDEX(ID!$K$8:$K$31,FBR!$D239+1)*INDEX(ID!$K$35:$K$46,$B239),0)","v":0},{"$f":"IF(I239=\"w\",INDEX(ID!$L$8:$L$31,FBR!$D239+1)*INDEX(ID!$L$35:$L$46,$B239),0)","v":43},{"$f":"IF(I239=\"h\",INDEX(ID!$M$8:$M$31,FBR!$D239+1)*INDEX(ID!$M$35:$M$46,$B239),0)","v":0},{"$f":"IF(I239=\"w\",INDEX(ID!$N$8:$N$31,FBR!$D239+1)*INDEX(ID!$N$35:$N$46,$B239),0)","v":43},null,0,25.395783774915923,0,0]
[230,1,10,13,10,2,"2014-01-10",6,"w",null,{"$f":"IF(I240=\"h\",INDEX(ID!$K$8:$K$31,FBR!$D240+1)*INDEX(ID!$K$35:$K$46,$B240),0)","v":0},{"$f":"IF(I240=\"w\",INDEX(ID!$L$8:$L$31,FBR!$D240+1)*INDEX(ID!$L$35:$L$46,$B240),0)","v":44},{"$f":"IF(I240=\"h\",INDEX(ID!$M$8:$M$31,FBR!$D240+1)*INDEX(ID!$M$35:$M$46,$B240),0)","v":0},{"$f":"IF(I240=\"w\",INDEX(ID!$N$8:$N$31,FBR!$D240+1)*INDEX(ID!$N$35:$N$46,$B240),0)","v":44},null,0,25.986383397588384,0,0]
[231,1,10,14,10,2,"2014-01-10",6,"w",null,{"$f":"IF(I241=\"h\",INDEX(ID!$K$8:$K$31,FBR!$D241+1)*INDEX(ID!$K$35:$K$46,$B241),0)","v":0},{"$f":"IF(I241=\"w\",INDEX(ID!$L$8:$L$31,FBR!$D241+1)*INDEX(ID!$L$35:$L$46,$B241),0)","v":47},{"$f":"IF(I241=\"h\",INDEX(ID!$M$8:$M$31,FBR!$D241+1)*INDEX(ID!$M$35:$M$46,$B241),0)","v":0},{"$f":"IF(I241=\"w\",INDEX(ID!$N$8:$N$31,FBR!$D241+1)*INDEX(ID!$N$35:$N$46,$B241),0)","v":47},null,0,27.758182265605775,0,0]
[232,1,10,15,10,2,"2014-01-10",6,"w",null,{"$f":"IF(I242=\"h\",INDEX(ID!$K$8:$K$31,FBR!$D242+1)*INDEX(ID!$K$35:$K$46,$B242),0)","v":0},{"$f":"IF(I242=\"w\",INDEX(ID!$L$8:$L$31,FBR!$D242+1)*INDEX(ID!$L$35:$L$46,$B242),0)","v":50},{"$f":"IF(I242=\"h\",INDEX(ID!$M$8:$M$31,FBR!$D242+1)*INDEX(ID!$M$35:$M$46,$B242),0)","v":0},{"$f":"IF(I242=\"w\",INDEX(ID!$N$8:$N$31,FBR!$D242+1)*INDEX(ID!$N$35:$N$46,$B242),0)","v":50},null,0,29.529981133623163,0,0]
[233,1,10,16,10,2,"2014-01-10",6,"w",null,{"$f":"IF(I243=\"h\",INDEX(ID!$K$8:$K$31,FBR!$D243+1)*INDEX(ID!$K$35:$K$46,$B243),0)","v":0},{"$f":"IF(I243=\"w\",INDEX(ID!$L$8:$L$31,FBR!$D243+1)*INDEX(ID!$L$35:$L$46,$B243),0)","v":53},{"$f":"IF(I243=\"h\",INDEX(ID!$M$8:$M$31,FBR!$D243+1)*INDEX(ID!$M$35:$M$46,$B243),0)","v":0},{"$f":"IF(I243=\"w\",INDEX(ID!$N$8:$N$31,FBR!$D243+1)*INDEX(ID!$N$35:$N$46,$B243),0)","v":53},null,0,31.301780001640555,0,0]
[234,1,10,17,10,{"$f":"F76+1","v":2},"2014-01-10",6,"w",null,{"$f":"IF(I244=\"h\",INDEX(ID!$K$8:$K$31,FBR!$D244+1)*INDEX(ID!$K$35:$K$46,$B244),0)","v":0},{"$f":"IF(I244=\"w\",INDEX(ID!$L$8:$L$31,FBR!$D244+1)*INDEX(ID!$L$35:$L$46,$B244),0)","v":62},{"$f":"IF(I244=\"h\",INDEX(ID!$M$8:$M$31,FBR!$D244+1)*INDEX(ID!$M$35:$M$46,$B244),0)","v":0},{"$f":"IF(I244=\"w\",INDEX(ID!$N$8:$N$31,FBR!$D244+1)*INDEX(ID!$N$35:$N$46,$B244),0)","v":62},null,0,36.617176605692727,0,0]
[235,1,10,18,10,2,"2014-01-10",6,"w",null,{"$f":"IF(I245=\"h\",INDEX(ID!$K$8:$K$31,FBR!$D245+1)*INDEX(ID!$K$35:$K$46,$B245),0)","v":0},{"$f":"IF(I245=\"w\",INDEX(ID!$L$8:$L$31,FBR!$D245+1)*INDEX(ID!$L$35:$L$46,$B245),0)","v":65},{"$f":"IF(I245=\"h\",INDEX(ID!$M$8:$M$31,FBR!$D245+1)*INDEX(ID!$M$35:$M$46,$B245),0)","v":0},{"$f":"IF(I245=\"w\",INDEX(ID!$N$8:$N$31,FBR!$D245+1)*INDEX(ID!$N$35:$N$46,$B245),0)","v":65},null,0,38.388975473710111,0,0]
[236,1,10,19,10,2,"2014-01-10",6,"w",null,{"$f":"IF(I246=\"h\",INDEX(ID!$K$8:$K$31,FBR!$D246+1)*INDEX(ID!$K$35:$K$46,$B246),0)","v":0},{"$f":"IF(I246=\"w\",INDEX(ID!$L$8:$L$31,FBR!$D246+1)*INDEX(ID!$L$35:$L$46,$B246),0)","v":60},{"$f":"IF(I246=\"h\",INDEX(ID!$M$8:$M$31,FBR!$D246+1)*INDEX(ID!$M$35:$M$46,$B246),0)","v":0},{"$f":"IF(I246=\"w\",INDEX(ID!$N$8:$N$31,FBR!$D246+1)*INDEX(ID!$N$35:$N$46,$B246),0)","v":60},null,0,35.435977360347799,0,0]
[237,1,10,20,10,2,"2014-01-10",6,"w",null,{"$f":"IF(I247=\"h\",INDEX(ID!$K$8:$K$31,FBR!$D247+1)*INDEX(ID!$K$35:$K$46,$B247),0)","v":0},{"$f":"IF(I247=\"w\",INDEX(ID!$L$8:$L$31,FBR!$D247+1)*INDEX(ID!$L$35:$L$46,$B247),0)","v":53},{"$f":"IF(I247=\"h\",INDEX(ID!$M$8:$M$31,FBR!$D247+1)*INDEX(ID!$M$35:$M$46,$B247),0)","v":0},{"$f":"IF(I247=\"w\",INDEX(ID!$N$8:$N$31,FBR!$D247+1)*INDEX(ID!$N$35:$N$46,$B247),0)","v":53},null,0,31.301780001640555,0,0]
[238,1,10,21,10,2,"2014-01-10",6,"w",null,{"$f":"IF(I248=\"h\",INDEX(ID!$K$8:$K$31,FBR!$D248+1)*INDEX(ID!$K$35:$K$46,$B248),0)","v":0},{"$f":"IF(I248=\"w\",INDEX(ID!$L$8:$L$31,FBR!$D248+1)*INDEX(ID!$L$35:$L$46,$B248),0)","v":50},{"$f":"IF(I248=\"h\",INDEX(ID!$M$8:$M$31,FBR!$D248+1)*INDEX(ID!$M$35:$M$46,$B248),0)","v":0},{"$f":"IF(I248=\"w\",INDEX(ID!$N$8:$N$31,FBR!$D248+1)*INDEX(ID!$N$35:$N$46,$B248),0)","v":50},null,0,29.529981133623163,0,0]
[239,1,10,22,10,2,"2014-01-10",6,"w",null,{"$f":"IF(I249=\"h\",INDEX(ID!$K$8:$K$31,FBR!$D249+1)*INDEX(ID!$K$35:$K$46,$B249),0)","v":0},{"$f":"IF(I249=\"w\",INDEX(ID!$L$8:$L$31,FBR!$D249+1)*INDEX(ID!$L$35:$L$46,$B249),0)","v":45},{"$f":"IF(I249=\"h\",INDEX(ID!$M$8:$M$31,FBR!$D249+1)*INDEX(ID!$M$35:$M$46,$B249),0)","v":0},{"$f":"IF(I249=\"w\",INDEX(ID!$N$8:$N$31,FBR!$D249+1)*INDEX(ID!$N$35:$N$46,$B249),0)","v":45},null,0,26.576983020260847,0,0]
[240,1,10,23,10,2,"2014-01-10",6,"w",null,{"$f":"IF(I250=\"h\",INDEX(ID!$K$8:$K$31,FBR!$D250+1)*INDEX(ID!$K$35:$K$46,$B250),0)","v":0},{"$f":"IF(I250=\"w\",INDEX(ID!$L$8:$L$31,FBR!$D250+1)*INDEX(ID!$L$35:$L$46,$B250),0)","v":40},{"$f":"IF(I250=\"h\",INDEX(ID!$M$8:$M$31,FBR!$D250+1)*INDEX(ID!$M$35:$M$46,$B250),0)","v":0},{"$f":"IF(I250=\"w\",INDEX(ID!$N$8:$N$31,FBR!$D250+1)*INDEX(ID!$N$35:$N$46,$B250),0)","v":40},null,0,23.623984906898531,0,0]
[241,1,11,0,11,2,"2014-01-11",7,"w",null,{"$f":"IF(I251=\"h\",INDEX(ID!$K$8:$K$31,FBR!$D251+1)*INDEX(ID!$K$35:$K$46,$B251),0)","v":0},{"$f":"IF(I251=\"w\",INDEX(ID!$L$8:$L$31,FBR!$D251+1)*INDEX(ID!$L$35:$L$46,$B251),0)","v":35},{"$f":"IF(I251=\"h\",INDEX(ID!$M$8:$M$31,FBR!$D251+1)*INDEX(ID!$M$35:$M$46,$B251),0)","v":0},{"$f":"IF(I251=\"w\",INDEX(ID!$N$8:$N$31,FBR!$D251+1)*INDEX(ID!$N$35:$N$46,$B251),0)","v":35},null,0,20.670986793536215,0,0]
[242,1,11,1,11,2,"2014-01-11",7,"w",null,{"$f":"IF(I252=\"h\",INDEX(ID!$K$8:$K$31,FBR!$D252+1)*INDEX(ID!$K$35:$K$46,$B252),0)","v":0},{"$f":"IF(I252=\"w\",INDEX(ID!$L$8:$L$31,FBR!$D252+1)*INDEX(ID!$L$35:$L$46,$B252),0)","v":30},{"$f":"IF(I252=\"h\",INDEX(ID!$M$8:$M$31,FBR!$D252+1)*INDEX(ID!$M$35:$M$46,$B252),0)","v":0},{"$f":"IF(I252=\"w\",INDEX(ID!$N$8:$N$31,FBR!$D252+1)*INDEX(ID!$N$35:$N$46,$B252),0)","v":30},null,0,17.717988680173899,0,0]
[243,1,11,2,11,2,"2014-01-11",7,"w",null,{"$f":"IF(I253=\"h\",INDEX(ID!$K$8:$K$31,FBR!$D253+1)*INDEX(ID!$K$35:$K$46,$B253),0)","v":0},{"$f":"IF(I253=\"w\",INDEX(ID!$L$8:$L$31,FBR!$D253+1)*INDEX(ID!$L$35:$L$46,$B253),0)","v":28},{"$f":"IF(I253=\"h\",INDEX(ID!$M$8:$M$31,FBR!$D253+1)*INDEX(ID!$M$35:$M$46,$B253),0)","v":0},{"$f":"IF(I253=\"w\",INDEX(ID!$N$8:$N$31,FBR!$D253+1)*INDEX(ID!$N$35:$N$46,$B253),0)","v":28},null,0,16.536789434828972,0,0]
[244,1,11,3,11,2,"2014-01-11",7,"w",null,{"$f":"IF(I254=\"h\",INDEX(ID!$K$8:$K$31,FBR!$D254+1)*INDEX(ID!$K$35:$K$46,$B254),0)","v":0},{"$f":"IF(I254=\"w\",INDEX(ID!$L$8:$L$31,FBR!$D254+1)*INDEX(ID!$L$35:$L$46,$B254),0)","v":27},{"$f":"IF(I254=\"h\",INDEX(ID!$M$8:$M$31,FBR!$D254+1)*INDEX(ID!$M$35:$M$46,$B254),0)","v":0},{"$f":"IF(I254=\"w\",INDEX(ID!$N$8:$N$31,FBR!$D254+1)*INDEX(ID!$N$35:$N$46,$B254),0)","v":27},null,0,15.94618981215651,0,0]
[245,1,11,4,11,2,"2014-01-11",7,"w",null,{"$f":"IF(I255=\"h\",INDEX(ID!$K$8:$K$31,FBR!$D255+1)*INDEX(ID!$K$35:$K$46,$B255),0)","v":0},{"$f":"IF(I255=\"w\",INDEX(ID!$L$8:$L$31,FBR!$D255+1)*INDEX(ID!$L$35:$L$46,$B255),0)","v":27},{"$f":"IF(I255=\"h\",INDEX(ID!$M$8:$M$31,FBR!$D255+1)*INDEX(ID!$M$35:$M$46,$B255),0)","v":0},{"$f":"IF(I255=\"w\",INDEX(ID!$N$8:$N$31,FBR!$D255+1)*INDEX(ID!$N$35:$N$46,$B255),0)","v":27},null,0,15.94618981215651,0,0]
[246,1,11,5,11,2,"2014-01-11",7,"w",null,{"$f":"IF(I256=\"h\",INDEX(ID!$K$8:$K$31,FBR!$D256+1)*INDEX(ID!$K$35:$K$46,$B256),0)","v":0},{"$f":"IF(I256=\"w\",INDEX(ID!$L$8:$L$31,FBR!$D256+1)*INDEX(ID!$L$35:$L$46,$B256),0)","v":27},{"$f":"IF(I256=\"h\",INDEX(ID!$M$8:$M$31,FBR!$D256+1)*INDEX(ID!$M$35:$M$46,$B256),0)","v":0},{"$f":"IF(I256=\"w\",INDEX(ID!$N$8:$N$31,FBR!$D256+1)*INDEX(ID!$N$35:$N$46,$B256),0)","v":27},null,0,15.94618981215651,0,0]
[247,1,11,6,11,2,"2014-01-11",7,"w",null,{"$f":"IF(I257=\"h\",INDEX(ID!$K$8:$K$31,FBR!$D257+1)*INDEX(ID!$K$35:$K$46,$B257),0)","v":0},{"$f":"IF(I257=\"w\",INDEX(ID!$L$8:$L$31,FBR!$D257+1)*INDEX(ID!$L$35:$L$46,$B257),0)","v":29},{"$f":"IF(I257=\"h\",INDEX(ID!$M$8:$M$31,FBR!$D257+1)*INDEX(ID!$M$35:$M$46,$B257),0)","v":0},{"$f":"IF(I257=\"w\",INDEX(ID!$N$8:$N$31,FBR!$D257+1)*INDEX(ID!$N$35:$N$46,$B257),0)","v":29},null,0,17.127389057501436,0,0]
[248,1,11,7,11,2,"2014-01-11",7,"w",null,{"$f":"IF(I258=\"h\",INDEX(ID!$K$8:$K$31,FBR!$D258+1)*INDEX(ID!$K$35:$K$46,$B258),0)","v":0},{"$f":"IF(I258=\"w\",INDEX(ID!$L$8:$L$31,FBR!$D258+1)*INDEX(ID!$L$35:$L$46,$B258),0)","v":32},{"$f":"IF(I258=\"h\",INDEX(ID!$M$8:$M$31,FBR!$D258+1)*INDEX(ID!$M$35:$M$46,$B258),0)","v":0},{"$f":"IF(I258=\"w\",INDEX(ID!$N$8:$N$31,FBR!$D258+1)*INDEX(ID!$N$35:$N$46,$B258),0)","v":32},null,0,18.899187925518824,0,0]
[249,1,11,8,11,2,"2014-01-11",7,"w",null,{"$f":"IF(I259=\"h\",INDEX(ID!$K$8:$K$31,FBR!$D259+1)*INDEX(ID!$K$35:$K$46,$B259),0)","v":0},{"$f":"IF(I259=\"w\",INDEX(ID!$L$8:$L$31,FBR!$D259+1)*INDEX(ID!$L$35:$L$46,$B259),0)","v":35},{"$f":"IF(I259=\"h\",INDEX(ID!$M$8:$M$31,FBR!$D259+1)*INDEX(ID!$M$35:$M$46,$B259),0)","v":0},{"$f":"IF(I259=\"w\",INDEX(ID!$N$8:$N$31,FBR!$D259+1)*INDEX(ID!$N$35:$N$46,$B259),0)","v":35},null,0,20.670986793536215,0,0]
[250,1,11,9,11,2,"2014-01-11",7,"w",null,{"$f":"IF(I260=\"h\",INDEX(ID!$K$8:$K$31,FBR!$D260+1)*INDEX(ID!$K$35:$K$46,$B260),0)","v":0},{"$f":"IF(I260=\"w\",INDEX(ID!$L$8:$L$31,FBR!$D260+1)*INDEX(ID!$L$35:$L$46,$B260),0)","v":38},{"$f":"IF(I260=\"h\",INDEX(ID!$M$8:$M$31,FBR!$D260+1)*INDEX(ID!$M$35:$M$46,$B260),0)","v":0},{"$f":"IF(I260=\"w\",INDEX(ID!$N$8:$N$31,FBR!$D260+1)*INDEX(ID!$N$35:$N$46,$B260),0)","v":38},null,0,22.442785661553604,0,0]
[251,1,11,10,11,2,"2014-01-11",7,"w",null,{"$f":"IF(I261=\"h\",INDEX(ID!$K$8:$K$31,FBR!$D261+1)*INDEX(ID!$K$35:$K$46,$B261),0)","v":0},{"$f":"IF(I261=\"w\",INDEX(ID!$L$8:$L$31,FBR!$D261+1)*INDEX(ID!$L$35:$L$46,$B261),0)","v":40},{"$f":"IF(I261=\"h\",INDEX(ID!$M$8:$M$31,FBR!$D261+1)*INDEX(ID!$M$35:$M$46,$B261),0)","v":0},{"$f":"IF(I261=\"w\",INDEX(ID!$N$8:$N$31,FBR!$D261+1)*INDEX(ID!$N$35:$N$46,$B261),0)","v":40},null,0,23.623984906898531,0,0]
[252,1,11,11,11,2,"2014-01-11",7,"w",null,{"$f":"IF(I262=\"h\",INDEX(ID!$K$8:$K$31,FBR!$D262+1)*INDEX(ID!$K$35:$K$46,$B262),0)","v":0},{"$f":"IF(I262=\"w\",INDEX(ID!$L$8:$L$31,FBR!$D262+1)*INDEX(ID!$L$35:$L$46,$B262),0)","v":42},{"$f":"IF(I262=\"h\",INDEX(ID!$M$8:$M$31,FBR!$D262+1)*INDEX(ID!$M$35:$M$46,$B262),0)","v":0},{"$f":"IF(I262=\"w\",INDEX(ID!$N$8:$N$31,FBR!$D262+1)*INDEX(ID!$N$35:$N$46,$B262),0)","v":42},null,0,24.805184152243459,0,0]
[253,1,11,12,11,2,"2014-01-11",7,"w",null,{"$f":"IF(I263=\"h\",INDEX(ID!$K$8:$K$31,FBR!$D263+1)*INDEX(ID!$K$35:$K$46,$B263),0)","v":0},{"$f":"IF(I263=\"w\",INDEX(ID!$L$8:$L$31,FBR!$D263+1)*INDEX(ID!$L$35:$L$46,$B263),0)","v":43},{"$f":"IF(I263=\"h\",INDEX(ID!$M$8:$M$31,FBR!$D263+1)*INDEX(ID!$M$35:$M$46,$B263),0)","v":0},{"$f":"IF(I263=\"w\",INDEX(ID!$N$8:$N$31,FBR!$D263+1)*INDEX(ID!$N$35:$N$46,$B263),0)","v":43},null,0,25.395783774915923,0,0]
[254,1,11,13,11,2,"2014-01-11",7,"w",null,{"$f":"IF(I264=\"h\",INDEX(ID!$K$8:$K$31,FBR!$D264+1)*INDEX(ID!$K$35:$K$46,$B264),0)","v":0},{"$f":"IF(I264=\"w\",INDEX(ID!$L$8:$L$31,FBR!$D264+1)*INDEX(ID!$L$35:$L$46,$B264),0)","v":44},{"$f":"IF(I264=\"h\",INDEX(ID!$M$8:$M$31,FBR!$D264+1)*INDEX(ID!$M$35:$M$46,$B264),0)","v":0},{"$f":"IF(I264=\"w\",INDEX(ID!$N$8:$N$31,FBR!$D264+1)*INDEX(ID!$N$35:$N$46,$B264),0)","v":44},null,0,25.986383397588384,0,0]
[255,1,11,14,11,2,"2014-01-11",7,"w",null,{"$f":"IF(I265=\"h\",INDEX(ID!$K$8:$K$31,FBR!$D265+1)*INDEX(ID!$K$35:$K$46,$B265),0)","v":0},{"$f":"IF(I265=\"w\",INDEX(ID!$L$8:$L$31,FBR!$D265+1)*INDEX(ID!$L$35:$L$46,$B265),0)","v":47},{"$f":"IF(I265=\"h\",INDEX(ID!$M$8:$M$31,FBR!$D265+1)*INDEX(ID!$M$35:$M$46,$B265),0)","v":0},{"$f":"IF(I265=\"w\",INDEX(ID!$N$8:$N$31,FBR!$D265+1)*INDEX(ID!$N$35:$N$46,$B265),0)","v":47},null,0,27.758182265605775,0,0]
[256,1,11,15,11,2,"2014-01-11",7,"w",null,{"$f":"IF(I266=\"h\",INDEX(ID!$K$8:$K$31,FBR!$D266+1)*INDEX(ID!$K$35:$K$46,$B266),0)","v":0},{"$f":"IF(I266=\"w\",INDEX(ID!$L$8:$L$31,FBR!$D266+1)*INDEX(ID!$L$35:$L$46,$B266),0)","v":50},{"$f":"IF(I266=\"h\",INDEX(ID!$M$8:$M$31,FBR!$D266+1)*INDEX(ID!$M$35:$M$46,$B266),0)","v":0},{"$f":"IF(I266=\"w\",INDEX(ID!$N$8:$N$31,FBR!$D266+1)*INDEX(ID!$N$35:$N$46,$B266),0)","v":50},null,0,29.529981133623163,0,0]
[257,1,11,16,11,2,"2014-01-11",{"$f":"WEEKDAY(G267)","v":7},{"$f":"IF(OR(H267=6,H267=7),\"w\",\"h\")","v":"w"},null,{"$f":"IF(I267=\"h\",INDEX(ID!$K$8:$K$31,FBR!$D267+1)*INDEX(ID!$K$35:$K$46,$B267),0)","v":0},{"$f":"IF(I267=\"w\",INDEX(ID!$L$8:$L$31,FBR!$D267+1)*INDEX(ID!$L$35:$L$46,$B267),0)","v":53},{"$f":"IF(I267=\"h\",INDEX(ID!$M$8:$M$31,FBR!$D267+1)*INDEX(ID!$M$35:$M$46,$B267),0)","v":0},{"$f":"IF(I267=\"w\",INDEX(ID!$N$8:$N$31,FBR!$D267+1)*INDEX(ID!$N$35:$N$46,$B267),0)","v":53},null,{"$f":"K267*(indvforbrug*antalbrugere)/($K$8789+$L$8789)","v":0},{"$f":"L267*indvforbrug*antalbrugere/($K$8789+$L$8789)","v":31.301780001640555},{"$f":"M267*fællesforbrug/($M$8789+$N$8789)","v":0},{"$f":"N267*fællesforbrug/($M$8789+$N$8789)","v":0}]
[{"$f":"A267+1","v":258},1,11,17,11,2,{"$f":"DATE(2014,B268,C268)","v":"2014-01-11"},7,"w",null,{"$f":"IF(I268=\"h\",INDEX(ID!$K$8:$K$31,FBR!$D268+1)*INDEX(ID!$K$35:$K$46,$B268),0)","v":0},{"$f":"IF(I268=\"w\",INDEX(ID!$L$8:$L$31,FBR!$D268+1)*INDEX(ID!$L$35:$L$46,$B268),0)","v":62},{"$f":"IF(I268=\"h\",INDEX(ID!$M$8:$M$31,FBR!$D268+1)*INDEX(ID!$M$35:$M$46,$B268),0)","v":0},{"$f":"IF(I268=\"w\",INDEX(ID!$N$8:$N$31,FBR!$D268+1)*INDEX(ID!$N$35:$N$46,$B268),0)","v":62},null,0,36.617176605692727,0,0]
[259,1,11,18,11,2,"2014-01-11",7,"w",null,{"$f":"IF(I269=\"h\",INDEX(ID!$K$8:$K$31,FBR!$D269+1)*INDEX(ID!$K$35:$K$46,$B269),0)","v":0},{"$f":"IF(I269=\"w\",INDEX(ID!$L$8:$L$31,FBR!$D269+1)*INDEX(ID!$L$35:$L$46,$B269),0)","v":65},{"$f":"IF(I269=\"h\",INDEX(ID!$M$8:$M$31,FBR!$D269+1)*INDEX(ID!$M$35:$M$46,$B269),0)","v":0},{"$f":"IF(I269=\"w\",INDEX(ID!$N$8:$N$31,FBR!$D269+1)*INDEX(ID!$N$35:$N$46,$B269),0)","v":65},null,0,38.388975473710111,0,0]
[260,1,11,19,11,2,"2014-01-11",7,"w",null,{"$f":"IF(I270=\"h\",INDEX(ID!$K$8:$K$31,FBR!$D270+1)*INDEX(ID!$K$35:$K$46,$B270),0)","v":0},{"$f":"IF(I270=\"w\",INDEX(ID!$L$8:$L$31,FBR!$D270+1)*INDEX(ID!$L$35:$L$46,$B270),0)","v":60},{"$f":"IF(I270=\"h\",INDEX(ID!$M$8:$M$31,FBR!$D270+1)*INDEX(ID!$M$35:$M$46,$B270),0)","v":0},{"$f":"IF(I270=\"w\",INDEX(ID!$N$8:$N$31,FBR!$D270+1)*INDEX(ID!$N$35:$N$46,$B270),0)","v":60},null,0,35.435977360347799,0,0]
[261,1,11,20,11,2,"2014-01-11",7,"w",null,{"$f":"IF(I271=\"h\",INDEX(ID!$K$8:$K$31,FBR!$D271+1)*INDEX(ID!$K$35:$K$46,$B271),0)","v":0},{"$f":"IF(I271=\"w\",INDEX(ID!$L$8:$L$31,FBR!$D271+1)*INDEX(ID!$L$35:$L$46,$B271),0)","v":53},{"$f":"IF(I271=\"h\",INDEX(ID!$M$8:$M$31,FBR!$D271+1)*INDEX(ID!$M$35:$M$46,$B271),0)","v":0},{"$f":"IF(I271=\"w\",INDEX(ID!$N$8:$N$31,FBR!$D271+1)*INDEX(ID!$N$35:$N$46,$B271),0)","v":53},null,0,31.301780001640555,0,0]
[262,1,11,21,11,2,"2014-01-11",7,"w",null,{"$f":"IF(I272=\"h\",INDEX(ID!$K$8:$K$31,FBR!$D272+1)*INDEX(ID!$K$35:$K$46,$B272),0)","v":0},{"$f":"IF(I272=\"w\",INDEX(ID!$L$8:$L$31,FBR!$D272+1)*INDEX(ID!$L$35:$L$46,$B272),0)","v":50},{"$f":"IF(I272=\"h\",INDEX(ID!$M$8:$M$31,FBR!$D272+1)*INDEX(ID!$M$35:$M$46,$B272),0)","v":0},{"$f":"IF(I272=\"w\",INDEX(ID!$N$8:$N$31,FBR!$D272+1)*INDEX(ID!$N$35:$N$46,$B272),0)","v":50},null,0,29.529981133623163,0,0]
[263,1,11,22,11,2,"2014-01-11",7,"w",null,{"$f":"IF(I273=\"h\",INDEX(ID!$K$8:$K$31,FBR!$D273+1)*INDEX(ID!$K$35:$K$46,$B273),0)","v":0},{"$f":"IF(I273=\"w\",INDEX(ID!$L$8:$L$31,FBR!$D273+1)*INDEX(ID!$L$35:$L$46,$B273),0)","v":45},{"$f":"IF(I273=\"h\",INDEX(ID!$M$8:$M$31,FBR!$D273+1)*INDEX(ID!$M$35:$M$46,$B273),0)","v":0},{"$f":"IF(I273=\"w\",INDEX(ID!$N$8:$N$31,FBR!$D273+1)*INDEX(ID!$N$35:$N$46,$B273),0)","v":45},null,0,26.576983020260847,0,0]
[264,1,11,23,11,2,"2014-01-11",7,"w",null,{"$f":"IF(I274=\"h\",INDEX(ID!$K$8:$K$31,FBR!$D274+1)*INDEX(ID!$K$35:$K$46,$B274),0)","v":0},{"$f":"IF(I274=\"w\",INDEX(ID!$L$8:$L$31,FBR!$D274+1)*INDEX(ID!$L$35:$L$46,$B274),0)","v":40},{"$f":"IF(I274=\"h\",INDEX(ID!$M$8:$M$31,FBR!$D274+1)*INDEX(ID!$M$35:$M$46,$B274),0)","v":0},{"$f":"IF(I274=\"w\",INDEX(ID!$N$8:$N$31,FBR!$D274+1)*INDEX(ID!$N$35:$N$46,$B274),0)","v":40},null,0,23.623984906898531,0,0]
[265,1,12,0,12,2,"2014-01-12",1,"h",null,{"$f":"IF(I275=\"h\",INDEX(ID!$K$8:$K$31,FBR!$D275+1)*INDEX(ID!$K$35:$K$46,$B275),0)","v":35},{"$f":"IF(I275=\"w\",INDEX(ID!$L$8:$L$31,FBR!$D275+1)*INDEX(ID!$L$35:$L$46,$B275),0)","v":0},{"$f":"IF(I275=\"h\",INDEX(ID!$M$8:$M$31,FBR!$D275+1)*INDEX(ID!$M$35:$M$46,$B275),0)","v":35},{"$f":"IF(I275=\"w\",INDEX(ID!$N$8:$N$31,FBR!$D275+1)*INDEX(ID!$N$35:$N$46,$B275),0)","v":0},null,20.670986793536215,0,0,0]
[266,1,12,1,12,2,"2014-01-12",1,"h",null,{"$f":"IF(I276=\"h\",INDEX(ID!$K$8:$K$31,FBR!$D276+1)*INDEX(ID!$K$35:$K$46,$B276),0)","v":30},{"$f":"IF(I276=\"w\",INDEX(ID!$L$8:$L$31,FBR!$D276+1)*INDEX(ID!$L$35:$L$46,$B276),0)","v":0},{"$f":"IF(I276=\"h\",INDEX(ID!$M$8:$M$31,FBR!$D276+1)*INDEX(ID!$M$35:$M$46,$B276),0)","v":30},{"$f":"IF(I276=\"w\",INDEX(ID!$N$8:$N$31,FBR!$D276+1)*INDEX(ID!$N$35:$N$46,$B276),0)","v":0},null,17.717988680173899,0,0,0]
[267,1,12,2,12,2,"2014-01-12",1,"h",null,{"$f":"IF(I277=\"h\",INDEX(ID!$K$8:$K$31,FBR!$D277+1)*INDEX(ID!$K$35:$K$46,$B277),0)","v":28},{"$f":"IF(I277=\"w\",INDEX(ID!$L$8:$L$31,FBR!$D277+1)*INDEX(ID!$L$35:$L$46,$B277),0)","v":0},{"$f":"IF(I277=\"h\",INDEX(ID!$M$8:$M$31,FBR!$D277+1)*INDEX(ID!$M$35:$M$46,$B277),0)","v":28},{"$f":"IF(I277=\"w\",INDEX(ID!$N$8:$N$31,FBR!$D277+1)*INDEX(ID!$N$35:$N$46,$B277),0)","v":0},null,16.536789434828972,0,0,0]
[268,1,12,3,12,2,"2014-01-12",1,"h",null,{"$f":"IF(I278=\"h\",INDEX(ID!$K$8:$K$31,FBR!$D278+1)*INDEX(ID!$K$35:$K$46,$B278),0)","v":27},{"$f":"IF(I278=\"w\",INDEX(ID!$L$8:$L$31,FBR!$D278+1)*INDEX(ID!$L$35:$L$46,$B278),0)","v":0},{"$f":"IF(I278=\"h\",INDEX(ID!$M$8:$M$31,FBR!$D278+1)*INDEX(ID!$M$35:$M$46,$B278),0)","v":27},{"$f":"IF(I278=\"w\",INDEX(ID!$N$8:$N$31,FBR!$D278+1)*INDEX(ID!$N$35:$N$46,$B278),0)","v":0},null,15.94618981215651,0,0,0]
[269,1,12,4,12,2,"2014-01-12",1,"h",null,{"$f":"IF(I279=\"h\",INDEX(ID!$K$8:$K$31,FBR!$D279+1)*INDEX(ID!$K$35:$K$46,$B279),0)","v":27},{"$f":"IF(I279=\"w\",INDEX(ID!$L$8:$L$31,FBR!$D279+1)*INDEX(ID!$L$35:$L$46,$B279),0)","v":0},{"$f":"IF(I279=\"h\",INDEX(ID!$M$8:$M$31,FBR!$D279+1)*INDEX(ID!$M$35:$M$46,$B279),0)","v":27},{"$f":"IF(I279=\"w\",INDEX(ID!$N$8:$N$31,FBR!$D279+1)*INDEX(ID!$N$35:$N$46,$B279),0)","v":0},null,15.94618981215651,0,0,0]
[270,1,12,5,12,2,"2014-01-12",1,"h",null,{"$f":"IF(I280=\"h\",INDEX(ID!$K$8:$K$31,FBR!$D280+1)*INDEX(ID!$K$35:$K$46,$B280),0)","v":27},{"$f":"IF(I280=\"w\",INDEX(ID!$L$8:$L$31,FBR!$D280+1)*INDEX(ID!$L$35:$L$46,$B280),0)","v":0},{"$f":"IF(I280=\"h\",INDEX(ID!$M$8:$M$31,FBR!$D280+1)*INDEX(ID!$M$35:$M$46,$B280),0)","v":27},{"$f":"IF(I280=\"w\",INDEX(ID!$N$8:$N$31,FBR!$D280+1)*INDEX(ID!$N$35:$N$46,$B280),0)","v":0},null,15.94618981215651,0,0,0]
[271,1,12,6,12,2,"2014-01-12",1,"h",null,{"$f":"IF(I281=\"h\",INDEX(ID!$K$8:$K$31,FBR!$D281+1)*INDEX(ID!$K$35:$K$46,$B281),0)","v":29},{"$f":"IF(I281=\"w\",INDEX(ID!$L$8:$L$31,FBR!$D281+1)*INDEX(ID!$L$35:$L$46,$B281),0)","v":0},{"$f":"IF(I281=\"h\",INDEX(ID!$M$8:$M$31,FBR!$D281+1)*INDEX(ID!$M$35:$M$46,$B281),0)","v":29},{"$f":"IF(I281=\"w\",INDEX(ID!$N$8:$N$31,FBR!$D281+1)*INDEX(ID!$N$35:$N$46,$B281),0)","v":0},null,17.127389057501436,0,0,0]
[272,1,12,7,12,2,"2014-01-12",1,"h",null,{"$f":"IF(I282=\"h\",INDEX(ID!$K$8:$K$31,FBR!$D282+1)*INDEX(ID!$K$35:$K$46,$B282),0)","v":32},{"$f":"IF(I282=\"w\",INDEX(ID!$L$8:$L$31,FBR!$D282+1)*INDEX(ID!$L$35:$L$46,$B282),0)","v":0},{"$f":"IF(I282=\"h\",INDEX(ID!$M$8:$M$31,FBR!$D282+1)*INDEX(ID!$M$35:$M$46,$B282),0)","v":32},{"$f":"IF(I282=\"w\",INDEX(ID!$N$8:$N$31,FBR!$D282+1)*INDEX(ID!$N$35:$N$46,$B282),0)","v":0},null,18.899187925518824,0,0,0]
[273,1,12,8,12,2,"2014-01-12",1,"h",null,{"$f":"IF(I283=\"h\",INDEX(ID!$K$8:$K$31,FBR!$D283+1)*INDEX(ID!$K$35:$K$46,$B283),0)","v":35},{"$f":"IF(I283=\"w\",INDEX(ID!$L$8:$L$31,FBR!$D283+1)*INDEX(ID!$L$35:$L$46,$B283),0)","v":0},{"$f":"IF(I283=\"h\",INDEX(ID!$M$8:$M$31,FBR!$D283+1)*INDEX(ID!$M$35:$M$46,$B283),0)","v":35},{"$f":"IF(I283=\"w\",INDEX(ID!$N$8:$N$31,FBR!$D283+1)*INDEX(ID!$N$35:$N$46,$B283),0)","v":0},null,20.670986793536215,0,0,0]
[274,1,12,9,12,2,"2014-01-12",1,"h",null,{"$f":"IF(I284=\"h\",INDEX(ID!$K$8:$K$31,FBR!$D284+1)*INDEX(ID!$K$35:$K$46,$B284),0)","v":38},{"$f":"IF(I284=\"w\",INDEX(ID!$L$8:$L$31,FBR!$D284+1)*INDEX(ID!$L$35:$L$46,$B284),0)","v":0},{"$f":"IF(I284=\"h\",INDEX(ID!$M$8:$M$31,FBR!$D284+1)*INDEX(ID!$M$35:$M$46,$B284),0)","v":38},{"$f":"IF(I284=\"w\",INDEX(ID!$N$8:$N$31,FBR!$D284+1)*INDEX(ID!$N$35:$N$46,$B284),0)","v":0},null,22.442785661553604,0,0,0]
[275,1,12,10,12,2,"2014-01-12",1,"h",null,{"$f":"IF(I285=\"h\",INDEX(ID!$K$8:$K$31,FBR!$D285+1)*INDEX(ID!$K$35:$K$46,$B285),0)","v":40},{"$f":"IF(I285=\"w\",INDEX(ID!$L$8:$L$31,FBR!$D285+1)*INDEX(ID!$L$35:$L$46,$B285),0)","v":0},{"$f":"IF(I285=\"h\",INDEX(ID!$M$8:$M$31,FBR!$D285+1)*INDEX(ID!$M$35:$M$46,$B285),0)","v":40},{"$f":"IF(I285=\"w\",INDEX(ID!$N$8:$N$31,FBR!$D285+1)*INDEX(ID!$N$35:$N$46,$B285),0)","v":0},null,23.623984906898531,0,0,0]
[276,1,12,11,12,2,"2014-01-12",1,"h",null,{"$f":"IF(I286=\"h\",INDEX(ID!$K$8:$K$31,FBR!$D286+1)*INDEX(ID!$K$35:$K$46,$B286),0)","v":42},{"$f":"IF(I286=\"w\",INDEX(ID!$L$8:$L$31,FBR!$D286+1)*INDEX(ID!$L$35:$L$46,$B286),0)","v":0},{"$f":"IF(I286=\"h\",INDEX(ID!$M$8:$M$31,FBR!$D286+1)*INDEX(ID!$M$35:$M$46,$B286),0)","v":42},{"$f":"IF(I286=\"w\",INDEX(ID!$N$8:$N$31,FBR!$D286+1)*INDEX(ID!$N$35:$N$46,$B286),0)","v":0},null,24.805184152243459,0,0,0]
[277,1,12,12,12,2,"2014-01-12",1,"h",null,{"$f":"IF(I287=\"h\",INDEX(ID!$K$8:$K$31,FBR!$D287+1)*INDEX(ID!$K$35:$K$46,$B287),0)","v":43},{"$f":"IF(I287=\"w\",INDEX(ID!$L$8:$L$31,FBR!$D287+1)*INDEX(ID!$L$35:$L$46,$B287),0)","v":0},{"$f":"IF(I287=\"h\",INDEX(ID!$M$8:$M$31,FBR!$D287+1)*INDEX(ID!$M$35:$M$46,$B287),0)","v":43},{"$f":"IF(I287=\"w\",INDEX(ID!$N$8:$N$31,FBR!$D287+1)*INDEX(ID!$N$35:$N$46,$B287),0)","v":0},null,25.395783774915923,0,0,0]
[278,1,12,13,12,2,"2014-01-12",1,"h",null,{"$f":"IF(I288=\"h\",INDEX(ID!$K$8:$K$31,FBR!$D288+1)*INDEX(ID!$K$35:$K$46,$B288),0)","v":44},{"$f":"IF(I288=\"w\",INDEX(ID!$L$8:$L$31,FBR!$D288+1)*INDEX(ID!$L$35:$L$46,$B288),0)","v":0},{"$f":"IF(I288=\"h\",INDEX(ID!$M$8:$M$31,FBR!$D288+1)*INDEX(ID!$M$35:$M$46,$B288),0)","v":44},{"$f":"IF(I288=\"w\",INDEX(ID!$N$8:$N$31,FBR!$D288+1)*INDEX(ID!$N$35:$N$46,$B288),0)","v":0},null,25.986383397588384,0,0,0]
[279,1,12,14,12,2,"2014-01-12",1,"h",null,{"$f":"IF(I289=\"h\",INDEX(ID!$K$8:$K$31,FBR!$D289+1)*INDEX(ID!$K$35:$K$46,$B289),0)","v":47},{"$f":"IF(I289=\"w\",INDEX(ID!$L$8:$L$31,FBR!$D289+1)*INDEX(ID!$L$35:$L$46,$B289),0)","v":0},{"$f":"IF(I289=\"h\",INDEX(ID!$M$8:$M$31,FBR!$D289+1)*INDEX(ID!$M$35:$M$46,$B289),0)","v":47},{"$f":"IF(I289=\"w\",INDEX(ID!$N$8:$N$31,FBR!$D289+1)*INDEX(ID!$N$35:$N$46,$B289),0)","v":0},null,27.758182265605775,0,0,0]
[280,1,12,15,12,2,"2014-01-12",1,"h",null,{"$f":"IF(I290=\"h\",INDEX(ID!$K$8:$K$31,FBR!$D290+1)*INDEX(ID!$K$35:$K$46,$B290),0)","v":50},{"$f":"IF(I290=\"w\",INDEX(ID!$L$8:$L$31,FBR!$D290+1)*INDEX(ID!$L$35:$L$46,$B290),0)","v":0},{"$f":"IF(I290=\"h\",INDEX(ID!$M$8:$M$31,FBR!$D290+1)*INDEX(ID!$M$35:$M$46,$B290),0)","v":50},{"$f":"IF(I290=\"w\",INDEX(ID!$N$8:$N$31,FBR!$D290+1)*INDEX(ID!$N$35:$N$46,$B290),0)","v":0},null,29.529981133623163,0,0,0]
[281,1,12,16,12,2,"2014-01-12",1,"h",null,{"$f":"IF(I291=\"h\",INDEX(ID!$K$8:$K$31,FBR!$D291+1)*INDEX(ID!$K$35:$K$46,$B291),0)","v":53},{"$f":"IF(I291=\"w\",INDEX(ID!$L$8:$L$31,FBR!$D291+1)*INDEX(ID!$L$35:$L$46,$B291),0)","v":0},{"$f":"IF(I291=\"h\",INDEX(ID!$M$8:$M$31,FBR!$D291+1)*INDEX(ID!$M$35:$M$46,$B291),0)","v":53},{"$f":"IF(I291=\"w\",INDEX(ID!$N$8:$N$31,FBR!$D291+1)*INDEX(ID!$N$35:$N$46,$B291),0)","v":0},null,31.301780001640555,0,0,0]
[282,1,12,17,{"$f":"E268+1","v":12},2,"2014-01-12",1,"h",null,{"$f":"IF(I292=\"h\",INDEX(ID!$K$8:$K$31,FBR!$D292+1)*INDEX(ID!$K$35:$K$46,$B292),0)","v":62},{"$f":"IF(I292=\"w\",INDEX(ID!$L$8:$L$31,FBR!$D292+1)*INDEX(ID!$L$35:$L$46,$B292),0)","v":0},{"$f":"IF(I292=\"h\",INDEX(ID!$M$8:$M$31,FBR!$D292+1)*INDEX(ID!$M$35:$M$46,$B292),0)","v":62},{"$f":"IF(I292=\"w\",INDEX(ID!$N$8:$N$31,FBR!$D292+1)*INDEX(ID!$N$35:$N$46,$B292),0)","v":0},null,36.617176605692727,0,0,0]
[283,1,12,18,12,2,"2014-01-12",1,"h",null,{"$f":"IF(I293=\"h\",INDEX(ID!$K$8:$K$31,FBR!$D293+1)*INDEX(ID!$K$35:$K$46,$B293),0)","v":65},{"$f":"IF(I293=\"w\",INDEX(ID!$L$8:$L$31,FBR!$D293+1)*INDEX(ID!$L$35:$L$46,$B293),0)","v":0},{"$f":"IF(I293=\"h\",INDEX(ID!$M$8:$M$31,FBR!$D293+1)*INDEX(ID!$M$35:$M$46,$B293),0)","v":65},{"$f":"IF(I293=\"w\",INDEX(ID!$N$8:$N$31,FBR!$D293+1)*INDEX(ID!$N$35:$N$46,$B293),0)","v":0},null,38.388975473710111,0,0,0]
[284,1,12,19,12,2,"2014-01-12",1,"h",null,{"$f":"IF(I294=\"h\",INDEX(ID!$K$8:$K$31,FBR!$D294+1)*INDEX(ID!$K$35:$K$46,$B294),0)","v":60},{"$f":"IF(I294=\"w\",INDEX(ID!$L$8:$L$31,FBR!$D294+1)*INDEX(ID!$L$35:$L$46,$B294),0)","v":0},{"$f":"IF(I294=\"h\",INDEX(ID!$M$8:$M$31,FBR!$D294+1)*INDEX(ID!$M$35:$M$46,$B294),0)","v":60},{"$f":"IF(I294=\"w\",INDEX(ID!$N$8:$N$31,FBR!$D294+1)*INDEX(ID!$N$35:$N$46,$B294),0)","v":0},null,35.435977360347799,0,0,0]
[285,1,12,20,12,2,"2014-01-12",1,"h",null,{"$f":"IF(I295=\"h\",INDEX(ID!$K$8:$K$31,FBR!$D295+1)*INDEX(ID!$K$35:$K$46,$B295),0)","v":53},{"$f":"IF(I295=\"w\",INDEX(ID!$L$8:$L$31,FBR!$D295+1)*INDEX(ID!$L$35:$L$46,$B295),0)","v":0},{"$f":"IF(I295=\"h\",INDEX(ID!$M$8:$M$31,FBR!$D295+1)*INDEX(ID!$M$35:$M$46,$B295),0)","v":53},{"$f":"IF(I295=\"w\",INDEX(ID!$N$8:$N$31,FBR!$D295+1)*INDEX(ID!$N$35:$N$46,$B295),0)","v":0},null,31.301780001640555,0,0,0]
[286,1,12,21,12,2,"2014-01-12",1,"h",null,{"$f":"IF(I296=\"h\",INDEX(ID!$K$8:$K$31,FBR!$D296+1)*INDEX(ID!$K$35:$K$46,$B296),0)","v":50},{"$f":"IF(I296=\"w\",INDEX(ID!$L$8:$L$31,FBR!$D296+1)*INDEX(ID!$L$35:$L$46,$B296),0)","v":0},{"$f":"IF(I296=\"h\",INDEX(ID!$M$8:$M$31,FBR!$D296+1)*INDEX(ID!$M$35:$M$46,$B296),0)","v":50},{"$f":"IF(I296=\"w\",INDEX(ID!$N$8:$N$31,FBR!$D296+1)*INDEX(ID!$N$35:$N$46,$B296),0)","v":0},null,29.529981133623163,0,0,0]
[287,1,12,22,12,2,"2014-01-12",1,"h",null,{"$f":"IF(I297=\"h\",INDEX(ID!$K$8:$K$31,FBR!$D297+1)*INDEX(ID!$K$35:$K$46,$B297),0)","v":45},{"$f":"IF(I297=\"w\",INDEX(ID!$L$8:$L$31,FBR!$D297+1)*INDEX(ID!$L$35:$L$46,$B297),0)","v":0},{"$f":"IF(I297=\"h\",INDEX(ID!$M$8:$M$31,FBR!$D297+1)*INDEX(ID!$M$35:$M$46,$B297),0)","v":45},{"$f":"IF(I297=\"w\",INDEX(ID!$N$8:$N$31,FBR!$D297+1)*INDEX(ID!$N$35:$N$46,$B297),0)","v":0},null,26.576983020260847,0,0,0]
[288,1,12,23,12,2,"2014-01-12",1,"h",null,{"$f":"IF(I298=\"h\",INDEX(ID!$K$8:$K$31,FBR!$D298+1)*INDEX(ID!$K$35:$K$46,$B298),0)","v":40},{"$f":"IF(I298=\"w\",INDEX(ID!$L$8:$L$31,FBR!$D298+1)*INDEX(ID!$L$35:$L$46,$B298),0)","v":0},{"$f":"IF(I298=\"h\",INDEX(ID!$M$8:$M$31,FBR!$D298+1)*INDEX(ID!$M$35:$M$46,$B298),0)","v":40},{"$f":"IF(I298=\"w\",INDEX(ID!$N$8:$N$31,FBR!$D298+1)*INDEX(ID!$N$35:$N$46,$B298),0)","v":0},null,23.623984906898531,0,0,0]
[289,1,13,0,13,2,"2014-01-13",2,"h",null,{"$f":"IF(I299=\"h\",INDEX(ID!$K$8:$K$31,FBR!$D299+1)*INDEX(ID!$K$35:$K$46,$B299),0)","v":35},{"$f":"IF(I299=\"w\",INDEX(ID!$L$8:$L$31,FBR!$D299+1)*INDEX(ID!$L$35:$L$46,$B299),0)","v":0},{"$f":"IF(I299=\"h\",INDEX(ID!$M$8:$M$31,FBR!$D299+1)*INDEX(ID!$M$35:$M$46,$B299),0)","v":35},{"$f":"IF(I299=\"w\",INDEX(ID!$N$8:$N$31,FBR!$D299+1)*INDEX(ID!$N$35:$N$46,$B299),0)","v":0},null,20.670986793536215,0,0,0]
[290,1,13,1,13,2,"2014-01-13",2,"h",null,{"$f":"IF(I300=\"h\",INDEX(ID!$K$8:$K$31,FBR!$D300+1)*INDEX(ID!$K$35:$K$46,$B300),0)","v":30},{"$f":"IF(I300=\"w\",INDEX(ID!$L$8:$L$31,FBR!$D300+1)*INDEX(ID!$L$35:$L$46,$B300),0)","v":0},{"$f":"IF(I300=\"h\",INDEX(ID!$M$8:$M$31,FBR!$D300+1)*INDEX(ID!$M$35:$M$46,$B300),0)","v":30},{"$f":"IF(I300=\"w\",INDEX(ID!$N$8:$N$31,FBR!$D300+1)*INDEX(ID!$N$35:$N$46,$B300),0)","v":0},null,17.717988680173899,0,0,0]
[291,1,13,2,13,2,"2014-01-13",2,"h",null,{"$f":"IF(I301=\"h\",INDEX(ID!$K$8:$K$31,FBR!$D301+1)*INDEX(ID!$K$35:$K$46,$B301),0)","v":28},{"$f":"IF(I301=\"w\",INDEX(ID!$L$8:$L$31,FBR!$D301+1)*INDEX(ID!$L$35:$L$46,$B301),0)","v":0},{"$f":"IF(I301=\"h\",INDEX(ID!$M$8:$M$31,FBR!$D301+1)*INDEX(ID!$M$35:$M$46,$B301),0)","v":28},{"$f":"IF(I301=\"w\",INDEX(ID!$N$8:$N$31,FBR!$D301+1)*INDEX(ID!$N$35:$N$46,$B301),0)","v":0},null,16.536789434828972,0,0,0]
[292,1,13,3,13,2,"2014-01-13",2,"h",null,{"$f":"IF(I302=\"h\",INDEX(ID!$K$8:$K$31,FBR!$D302+1)*INDEX(ID!$K$35:$K$46,$B302),0)","v":27},{"$f":"IF(I302=\"w\",INDEX(ID!$L$8:$L$31,FBR!$D302+1)*INDEX(ID!$L$35:$L$46,$B302),0)","v":0},{"$f":"IF(I302=\"h\",INDEX(ID!$M$8:$M$31,FBR!$D302+1)*INDEX(ID!$M$35:$M$46,$B302),0)","v":27},{"$f":"IF(I302=\"w\",INDEX(ID!$N$8:$N$31,FBR!$D302+1)*INDEX(ID!$N$35:$N$46,$B302),0)","v":0},null,15.94618981215651,0,0,0]
[293,1,13,4,13,2,"2014-01-13",2,"h",null,{"$f":"IF(I303=\"h\",INDEX(ID!$K$8:$K$31,FBR!$D303+1)*INDEX(ID!$K$35:$K$46,$B303),0)","v":27},{"$f":"IF(I303=\"w\",INDEX(ID!$L$8:$L$31,FBR!$D303+1)*INDEX(ID!$L$35:$L$46,$B303),0)","v":0},{"$f":"IF(I303=\"h\",INDEX(ID!$M$8:$M$31,FBR!$D303+1)*INDEX(ID!$M$35:$M$46,$B303),0)","v":27},{"$f":"IF(I303=\"w\",INDEX(ID!$N$8:$N$31,FBR!$D303+1)*INDEX(ID!$N$35:$N$46,$B303),0)","v":0},null,15.94618981215651,0,0,0]
[294,1,13,5,13,2,"2014-01-13",2,"h",null,{"$f":"IF(I304=\"h\",INDEX(ID!$K$8:$K$31,FBR!$D304+1)*INDEX(ID!$K$35:$K$46,$B304),0)","v":27},{"$f":"IF(I304=\"w\",INDEX(ID!$L$8:$L$31,FBR!$D304+1)*INDEX(ID!$L$35:$L$46,$B304),0)","v":0},{"$f":"IF(I304=\"h\",INDEX(ID!$M$8:$M$31,FBR!$D304+1)*INDEX(ID!$M$35:$M$46,$B304),0)","v":27},{"$f":"IF(I304=\"w\",INDEX(ID!$N$8:$N$31,FBR!$D304+1)*INDEX(ID!$N$35:$N$46,$B304),0)","v":0},null,15.94618981215651,0,0,0]
[295,1,13,6,13,2,"2014-01-13",2,"h",null,{"$f":"IF(I305=\"h\",INDEX(ID!$K$8:$K$31,FBR!$D305+1)*INDEX(ID!$K$35:$K$46,$B305),0)","v":29},{"$f":"IF(I305=\"w\",INDEX(ID!$L$8:$L$31,FBR!$D305+1)*INDEX(ID!$L$35:$L$46,$B305),0)","v":0},{"$f":"IF(I305=\"h\",INDEX(ID!$M$8:$M$31,FBR!$D305+1)*INDEX(ID!$M$35:$M$46,$B305),0)","v":29},{"$f":"IF(I305=\"w\",INDEX(ID!$N$8:$N$31,FBR!$D305+1)*INDEX(ID!$N$35:$N$46,$B305),0)","v":0},null,17.127389057501436,0,0,0]
[296,1,13,7,13,2,"2014-01-13",2,"h",null,{"$f":"IF(I306=\"h\",INDEX(ID!$K$8:$K$31,FBR!$D306+1)*INDEX(ID!$K$35:$K$46,$B306),0)","v":32},{"$f":"IF(I306=\"w\",INDEX(ID!$L$8:$L$31,FBR!$D306+1)*INDEX(ID!$L$35:$L$46,$B306),0)","v":0},{"$f":"IF(I306=\"h\",INDEX(ID!$M$8:$M$31,FBR!$D306+1)*INDEX(ID!$M$35:$M$46,$B306),0)","v":32},{"$f":"IF(I306=\"w\",INDEX(ID!$N$8:$N$31,FBR!$D306+1)*INDEX(ID!$N$35:$N$46,$B306),0)","v":0},null,18.899187925518824,0,0,0]
[297,1,13,8,13,2,"2014-01-13",2,"h",null,{"$f":"IF(I307=\"h\",INDEX(ID!$K$8:$K$31,FBR!$D307+1)*INDEX(ID!$K$35:$K$46,$B307),0)","v":35},{"$f":"IF(I307=\"w\",INDEX(ID!$L$8:$L$31,FBR!$D307+1)*INDEX(ID!$L$35:$L$46,$B307),0)","v":0},{"$f":"IF(I307=\"h\",INDEX(ID!$M$8:$M$31,FBR!$D307+1)*INDEX(ID!$M$35:$M$46,$B307),0)","v":35},{"$f":"IF(I307=\"w\",INDEX(ID!$N$8:$N$31,FBR!$D307+1)*INDEX(ID!$N$35:$N$46,$B307),0)","v":0},null,20.670986793536215,0,0,0]
[298,1,13,9,13,{"$f":"F140+1","v":2},"2014-01-13",2,"h",null,{"$f":"IF(I308=\"h\",INDEX(ID!$K$8:$K$31,FBR!$D308+1)*INDEX(ID!$K$35:$K$46,$B308),0)","v":38},{"$f":"IF(I308=\"w\",INDEX(ID!$L$8:$L$31,FBR!$D308+1)*INDEX(ID!$L$35:$L$46,$B308),0)","v":0},{"$f":"IF(I308=\"h\",INDEX(ID!$M$8:$M$31,FBR!$D308+1)*INDEX(ID!$M$35:$M$46,$B308),0)","v":38},{"$f":"IF(I308=\"w\",INDEX(ID!$N$8:$N$31,FBR!$D308+1)*INDEX(ID!$N$35:$N$46,$B308),0)","v":0},null,22.442785661553604,0,0,0]
[299,1,13,10,13,2,"2014-01-13",2,"h",null,{"$f":"IF(I309=\"h\",INDEX(ID!$K$8:$K$31,FBR!$D309+1)*INDEX(ID!$K$35:$K$46,$B309),0)","v":40},{"$f":"IF(I309=\"w\",INDEX(ID!$L$8:$L$31,FBR!$D309+1)*INDEX(ID!$L$35:$L$46,$B309),0)","v":0},{"$f":"IF(I309=\"h\",INDEX(ID!$M$8:$M$31,FBR!$D309+1)*INDEX(ID!$M$35:$M$46,$B309),0)","v":40},{"$f":"IF(I309=\"w\",INDEX(ID!$N$8:$N$31,FBR!$D309+1)*INDEX(ID!$N$35:$N$46,$B309),0)","v":0},null,23.623984906898531,0,0,0]
[300,1,13,11,13,2,"2014-01-13",2,"h",null,{"$f":"IF(I310=\"h\",INDEX(ID!$K$8:$K$31,FBR!$D310+1)*INDEX(ID!$K$35:$K$46,$B310),0)","v":42},{"$f":"IF(I310=\"w\",INDEX(ID!$L$8:$L$31,FBR!$D310+1)*INDEX(ID!$L$35:$L$46,$B310),0)","v":0},{"$f":"IF(I310=\"h\",INDEX(ID!$M$8:$M$31,FBR!$D310+1)*INDEX(ID!$M$35:$M$46,$B310),0)","v":42},{"$f":"IF(I310=\"w\",INDEX(ID!$N$8:$N$31,FBR!$D310+1)*INDEX(ID!$N$35:$N$46,$B310),0)","v":0},null,24.805184152243459,0,0,0]
[301,1,13,12,13,2,"2014-01-13",2,"h",null,{"$f":"IF(I311=\"h\",INDEX(ID!$K$8:$K$31,FBR!$D311+1)*INDEX(ID!$K$35:$K$46,$B311),0)","v":43},{"$f":"IF(I311=\"w\",INDEX(ID!$L$8:$L$31,FBR!$D311+1)*INDEX(ID!$L$35:$L$46,$B311),0)","v":0},{"$f":"IF(I311=\"h\",INDEX(ID!$M$8:$M$31,FBR!$D311+1)*INDEX(ID!$M$35:$M$46,$B311),0)","v":43},{"$f":"IF(I311=\"w\",INDEX(ID!$N$8:$N$31,FBR!$D311+1)*INDEX(ID!$N$35:$N$46,$B311),0)","v":0},null,25.395783774915923,0,0,0]
[302,1,13,13,13,2,"2014-01-13",2,"h",null,{"$f":"IF(I312=\"h\",INDEX(ID!$K$8:$K$31,FBR!$D312+1)*INDEX(ID!$K$35:$K$46,$B312),0)","v":44},{"$f":"IF(I312=\"w\",INDEX(ID!$L$8:$L$31,FBR!$D312+1)*INDEX(ID!$L$35:$L$46,$B312),0)","v":0},{"$f":"IF(I312=\"h\",INDEX(ID!$M$8:$M$31,FBR!$D312+1)*INDEX(ID!$M$35:$M$46,$B312),0)","v":44},{"$f":"IF(I312=\"w\",INDEX(ID!$N$8:$N$31,FBR!$D312+1)*INDEX(ID!$N$35:$N$46,$B312),0)","v":0},null,25.986383397588384,0,0,0]
[303,1,13,14,13,2,"2014-01-13",2,"h",null,{"$f":"IF(I313=\"h\",INDEX(ID!$K$8:$K$31,FBR!$D313+1)*INDEX(ID!$K$35:$K$46,$B313),0)","v":47},{"$f":"IF(I313=\"w\",INDEX(ID!$L$8:$L$31,FBR!$D313+1)*INDEX(ID!$L$35:$L$46,$B313),0)","v":0},{"$f":"IF(I313=\"h\",INDEX(ID!$M$8:$M$31,FBR!$D313+1)*INDEX(ID!$M$35:$M$46,$B313),0)","v":47},{"$f":"IF(I313=\"w\",INDEX(ID!$N$8:$N$31,FBR!$D313+1)*INDEX(ID!$N$35:$N$46,$B313),0)","v":0},null,27.758182265605775,0,0,0]
[304,1,13,15,13,2,"2014-01-13",2,"h",null,{"$f":"IF(I314=\"h\",INDEX(ID!$K$8:$K$31,FBR!$D314+1)*INDEX(ID!$K$35:$K$46,$B314),0)","v":50},{"$f":"IF(I314=\"w\",INDEX(ID!$L$8:$L$31,FBR!$D314+1)*INDEX(ID!$L$35:$L$46,$B314),0)","v":0},{"$f":"IF(I314=\"h\",INDEX(ID!$M$8:$M$31,FBR!$D314+1)*INDEX(ID!$M$35:$M$46,$B314),0)","v":50},{"$f":"IF(I314=\"w\",INDEX(ID!$N$8:$N$31,FBR!$D314+1)*INDEX(ID!$N$35:$N$46,$B314),0)","v":0},null,29.529981133623163,0,0,0]
[305,1,13,16,13,2,"2014-01-13",2,"h",null,{"$f":"IF(I315=\"h\",INDEX(ID!$K$8:$K$31,FBR!$D315+1)*INDEX(ID!$K$35:$K$46,$B315),0)","v":53},{"$f":"IF(I315=\"w\",INDEX(ID!$L$8:$L$31,FBR!$D315+1)*INDEX(ID!$L$35:$L$46,$B315),0)","v":0},{"$f":"IF(I315=\"h\",INDEX(ID!$M$8:$M$31,FBR!$D315+1)*INDEX(ID!$M$35:$M$46,$B315),0)","v":53},{"$f":"IF(I315=\"w\",INDEX(ID!$N$8:$N$31,FBR!$D315+1)*INDEX(ID!$N$35:$N$46,$B315),0)","v":0},null,31.301780001640555,0,0,0]
[306,1,13,17,13,2,"2014-01-13",2,"h",null,{"$f":"IF(I316=\"h\",INDEX(ID!$K$8:$K$31,FBR!$D316+1)*INDEX(ID!$K$35:$K$46,$B316),0)","v":62},{"$f":"IF(I316=\"w\",INDEX(ID!$L$8:$L$31,FBR!$D316+1)*INDEX(ID!$L$35:$L$46,$B316),0)","v":0},{"$f":"IF(I316=\"h\",INDEX(ID!$M$8:$M$31,FBR!$D316+1)*INDEX(ID!$M$35:$M$46,$B316),0)","v":62},{"$f":"IF(I316=\"w\",INDEX(ID!$N$8:$N$31,FBR!$D316+1)*INDEX(ID!$N$35:$N$46,$B316),0)","v":0},null,36.617176605692727,0,0,0]
[307,1,13,18,13,2,"2014-01-13",2,"h",null,{"$f":"IF(I317=\"h\",INDEX(ID!$K$8:$K$31,FBR!$D317+1)*INDEX(ID!$K$35:$K$46,$B317),0)","v":65},{"$f":"IF(I317=\"w\",INDEX(ID!$L$8:$L$31,FBR!$D317+1)*INDEX(ID!$L$35:$L$46,$B317),0)","v":0},{"$f":"IF(I317=\"h\",INDEX(ID!$M$8:$M$31,FBR!$D317+1)*INDEX(ID!$M$35:$M$46,$B317),0)","v":65},{"$f":"IF(I317=\"w\",INDEX(ID!$N$8:$N$31,FBR!$D317+1)*INDEX(ID!$N$35:$N$46,$B317),0)","v":0},null,38.388975473710111,0,0,0]
[308,1,13,19,13,2,"2014-01-13",2,"h",null,{"$f":"IF(I318=\"h\",INDEX(ID!$K$8:$K$31,FBR!$D318+1)*INDEX(ID!$K$35:$K$46,$B318),0)","v":60},{"$f":"IF(I318=\"w\",INDEX(ID!$L$8:$L$31,FBR!$D318+1)*INDEX(ID!$L$35:$L$46,$B318),0)","v":0},{"$f":"IF(I318=\"h\",INDEX(ID!$M$8:$M$31,FBR!$D318+1)*INDEX(ID!$M$35:$M$46,$B318),0)","v":60},{"$f":"IF(I318=\"w\",INDEX(ID!$N$8:$N$31,FBR!$D318+1)*INDEX(ID!$N$35:$N$46,$B318),0)","v":0},null,35.435977360347799,0,0,0]
[309,1,13,20,13,2,"2014-01-13",2,"h",null,{"$f":"IF(I319=\"h\",INDEX(ID!$K$8:$K$31,FBR!$D319+1)*INDEX(ID!$K$35:$K$46,$B319),0)","v":53},{"$f":"IF(I319=\"w\",INDEX(ID!$L$8:$L$31,FBR!$D319+1)*INDEX(ID!$L$35:$L$46,$B319),0)","v":0},{"$f":"IF(I319=\"h\",INDEX(ID!$M$8:$M$31,FBR!$D319+1)*INDEX(ID!$M$35:$M$46,$B319),0)","v":53},{"$f":"IF(I319=\"w\",INDEX(ID!$N$8:$N$31,FBR!$D319+1)*INDEX(ID!$N$35:$N$46,$B319),0)","v":0},null,31.301780001640555,0,0,0]
[310,1,13,21,13,2,"2014-01-13",2,"h",null,{"$f":"IF(I320=\"h\",INDEX(ID!$K$8:$K$31,FBR!$D320+1)*INDEX(ID!$K$35:$K$46,$B320),0)","v":50},{"$f":"IF(I320=\"w\",INDEX(ID!$L$8:$L$31,FBR!$D320+1)*INDEX(ID!$L$35:$L$46,$B320),0)","v":0},{"$f":"IF(I320=\"h\",INDEX(ID!$M$8:$M$31,FBR!$D320+1)*INDEX(ID!$M$35:$M$46,$B320),0)","v":50},{"$f":"IF(I320=\"w\",INDEX(ID!$N$8:$N$31,FBR!$D320+1)*INDEX(ID!$N$35:$N$46,$B320),0)","v":0},null,29.529981133623163,0,0,0]
[311,1,13,22,13,2,"2014-01-13",2,"h",null,{"$f":"IF(I321=\"h\",INDEX(ID!$K$8:$K$31,FBR!$D321+1)*INDEX(ID!$K$35:$K$46,$B321),0)","v":45},{"$f":"IF(I321=\"w\",INDEX(ID!$L$8:$L$31,FBR!$D321+1)*INDEX(ID!$L$35:$L$46,$B321),0)","v":0},{"$f":"IF(I321=\"h\",INDEX(ID!$M$8:$M$31,FBR!$D321+1)*INDEX(ID!$M$35:$M$46,$B321),0)","v":45},{"$f":"IF(I321=\"w\",INDEX(ID!$N$8:$N$31,FBR!$D321+1)*INDEX(ID!$N$35:$N$46,$B321),0)","v":0},null,26.576983020260847,0,0,0]
[312,1,13,23,13,2,"2014-01-13",2,"h",null,{"$f":"IF(I322=\"h\",INDEX(ID!$K$8:$K$31,FBR!$D322+1)*INDEX(ID!$K$35:$K$46,$B322),0)","v":40},{"$f":"IF(I322=\"w\",INDEX(ID!$L$8:$L$31,FBR!$D322+1)*INDEX(ID!$L$35:$L$46,$B322),0)","v":0},{"$f":"IF(I322=\"h\",INDEX(ID!$M$8:$M$31,FBR!$D322+1)*INDEX(ID!$M$35:$M$46,$B322),0)","v":40},{"$f":"IF(I322=\"w\",INDEX(ID!$N$8:$N$31,FBR!$D322+1)*INDEX(ID!$N$35:$N$46,$B322),0)","v":0},null,23.623984906898531,0,0,0]
[313,1,14,0,14,2,"2014-01-14",3,"h",null,{"$f":"IF(I323=\"h\",INDEX(ID!$K$8:$K$31,FBR!$D323+1)*INDEX(ID!$K$35:$K$46,$B323),0)","v":35},{"$f":"IF(I323=\"w\",INDEX(ID!$L$8:$L$31,FBR!$D323+1)*INDEX(ID!$L$35:$L$46,$B323),0)","v":0},{"$f":"IF(I323=\"h\",INDEX(ID!$M$8:$M$31,FBR!$D323+1)*INDEX(ID!$M$35:$M$46,$B323),0)","v":35},{"$f":"IF(I323=\"w\",INDEX(ID!$N$8:$N$31,FBR!$D323+1)*INDEX(ID!$N$35:$N$46,$B323),0)","v":0},null,20.670986793536215,0,0,0]
[314,1,14,1,14,2,"2014-01-14",3,"h",null,{"$f":"IF(I324=\"h\",INDEX(ID!$K$8:$K$31,FBR!$D324+1)*INDEX(ID!$K$35:$K$46,$B324),0)","v":30},{"$f":"IF(I324=\"w\",INDEX(ID!$L$8:$L$31,FBR!$D324+1)*INDEX(ID!$L$35:$L$46,$B324),0)","v":0},{"$f":"IF(I324=\"h\",INDEX(ID!$M$8:$M$31,FBR!$D324+1)*INDEX(ID!$M$35:$M$46,$B324),0)","v":30},{"$f":"IF(I324=\"w\",INDEX(ID!$N$8:$N$31,FBR!$D324+1)*INDEX(ID!$N$35:$N$46,$B324),0)","v":0},null,17.717988680173899,0,0,0]
[315,1,14,2,14,2,"2014-01-14",3,"h",null,{"$f":"IF(I325=\"h\",INDEX(ID!$K$8:$K$31,FBR!$D325+1)*INDEX(ID!$K$35:$K$46,$B325),0)","v":28},{"$f":"IF(I325=\"w\",INDEX(ID!$L$8:$L$31,FBR!$D325+1)*INDEX(ID!$L$35:$L$46,$B325),0)","v":0},{"$f":"IF(I325=\"h\",INDEX(ID!$M$8:$M$31,FBR!$D325+1)*INDEX(ID!$M$35:$M$46,$B325),0)","v":28},{"$f":"IF(I325=\"w\",INDEX(ID!$N$8:$N$31,FBR!$D325+1)*INDEX(ID!$N$35:$N$46,$B325),0)","v":0},null,16.536789434828972,0,0,0]
[316,1,14,3,14,2,"2014-01-14",3,"h",null,{"$f":"IF(I326=\"h\",INDEX(ID!$K$8:$K$31,FBR!$D326+1)*INDEX(ID!$K$35:$K$46,$B326),0)","v":27},{"$f":"IF(I326=\"w\",INDEX(ID!$L$8:$L$31,FBR!$D326+1)*INDEX(ID!$L$35:$L$46,$B326),0)","v":0},{"$f":"IF(I326=\"h\",INDEX(ID!$M$8:$M$31,FBR!$D326+1)*INDEX(ID!$M$35:$M$46,$B326),0)","v":27},{"$f":"IF(I326=\"w\",INDEX(ID!$N$8:$N$31,FBR!$D326+1)*INDEX(ID!$N$35:$N$46,$B326),0)","v":0},null,15.94618981215651,0,0,0]
[317,1,14,4,14,2,"2014-01-14",3,"h",null,{"$f":"IF(I327=\"h\",INDEX(ID!$K$8:$K$31,FBR!$D327+1)*INDEX(ID!$K$35:$K$46,$B327),0)","v":27},{"$f":"IF(I327=\"w\",INDEX(ID!$L$8:$L$31,FBR!$D327+1)*INDEX(ID!$L$35:$L$46,$B327),0)","v":0},{"$f":"IF(I327=\"h\",INDEX(ID!$M$8:$M$31,FBR!$D327+1)*INDEX(ID!$M$35:$M$46,$B327),0)","v":27},{"$f":"IF(I327=\"w\",INDEX(ID!$N$8:$N$31,FBR!$D327+1)*INDEX(ID!$N$35:$N$46,$B327),0)","v":0},null,15.94618981215651,0,0,0]
[318,1,14,5,14,2,"2014-01-14",3,"h",null,{"$f":"IF(I328=\"h\",INDEX(ID!$K$8:$K$31,FBR!$D328+1)*INDEX(ID!$K$35:$K$46,$B328),0)","v":27},{"$f":"IF(I328=\"w\",INDEX(ID!$L$8:$L$31,FBR!$D328+1)*INDEX(ID!$L$35:$L$46,$B328),0)","v":0},{"$f":"IF(I328=\"h\",INDEX(ID!$M$8:$M$31,FBR!$D328+1)*INDEX(ID!$M$35:$M$46,$B328),0)","v":27},{"$f":"IF(I328=\"w\",INDEX(ID!$N$8:$N$31,FBR!$D328+1)*INDEX(ID!$N$35:$N$46,$B328),0)","v":0},null,15.94618981215651,0,0,0]
[319,1,14,6,14,2,"2014-01-14",3,"h",null,{"$f":"IF(I329=\"h\",INDEX(ID!$K$8:$K$31,FBR!$D329+1)*INDEX(ID!$K$35:$K$46,$B329),0)","v":29},{"$f":"IF(I329=\"w\",INDEX(ID!$L$8:$L$31,FBR!$D329+1)*INDEX(ID!$L$35:$L$46,$B329),0)","v":0},{"$f":"IF(I329=\"h\",INDEX(ID!$M$8:$M$31,FBR!$D329+1)*INDEX(ID!$M$35:$M$46,$B329),0)","v":29},{"$f":"IF(I329=\"w\",INDEX(ID!$N$8:$N$31,FBR!$D329+1)*INDEX(ID!$N$35:$N$46,$B329),0)","v":0},null,17.127389057501436,0,0,0]
[320,1,14,7,14,2,"2014-01-14",3,"h",null,{"$f":"IF(I330=\"h\",INDEX(ID!$K$8:$K$31,FBR!$D330+1)*INDEX(ID!$K$35:$K$46,$B330),0)","v":32},{"$f":"IF(I330=\"w\",INDEX(ID!$L$8:$L$31,FBR!$D330+1)*INDEX(ID!$L$35:$L$46,$B330),0)","v":0},{"$f":"IF(I330=\"h\",INDEX(ID!$M$8:$M$31,FBR!$D330+1)*INDEX(ID!$M$35:$M$46,$B330),0)","v":32},{"$f":"IF(I330=\"w\",INDEX(ID!$N$8:$N$31,FBR!$D330+1)*INDEX(ID!$N$35:$N$46,$B330),0)","v":0},null,18.899187925518824,0,0,0]
[321,1,14,8,14,2,"2014-01-14",{"$f":"WEEKDAY(G331)","v":3},{"$f":"IF(OR(H331=6,H331=7),\"w\",\"h\")","v":"h"},null,{"$f":"IF(I331=\"h\",INDEX(ID!$K$8:$K$31,FBR!$D331+1)*INDEX(ID!$K$35:$K$46,$B331),0)","v":35},{"$f":"IF(I331=\"w\",INDEX(ID!$L$8:$L$31,FBR!$D331+1)*INDEX(ID!$L$35:$L$46,$B331),0)","v":0},{"$f":"IF(I331=\"h\",INDEX(ID!$M$8:$M$31,FBR!$D331+1)*INDEX(ID!$M$35:$M$46,$B331),0)","v":35},{"$f":"IF(I331=\"w\",INDEX(ID!$N$8:$N$31,FBR!$D331+1)*INDEX(ID!$N$35:$N$46,$B331),0)","v":0},null,{"$f":"K331*(indvforbrug*antalbrugere)/($K$8789+$L$8789)","v":20.670986793536215},{"$f":"L331*indvforbrug*antalbrugere/($K$8789+$L$8789)","v":0},{"$f":"M331*fællesforbrug/($M$8789+$N$8789)","v":0},{"$f":"N331*fællesforbrug/($M$8789+$N$8789)","v":0}]
[{"$f":"A331+1","v":322},1,14,9,14,2,{"$f":"DATE(2014,B332,C332)","v":"2014-01-14"},3,"h",null,{"$f":"IF(I332=\"h\",INDEX(ID!$K$8:$K$31,FBR!$D332+1)*INDEX(ID!$K$35:$K$46,$B332),0)","v":38},{"$f":"IF(I332=\"w\",INDEX(ID!$L$8:$L$31,FBR!$D332+1)*INDEX(ID!$L$35:$L$46,$B332),0)","v":0},{"$f":"IF(I332=\"h\",INDEX(ID!$M$8:$M$31,FBR!$D332+1)*INDEX(ID!$M$35:$M$46,$B332),0)","v":38},{"$f":"IF(I332=\"w\",INDEX(ID!$N$8:$N$31,FBR!$D332+1)*INDEX(ID!$N$35:$N$46,$B332),0)","v":0},null,22.442785661553604,0,0,0]
[323,1,14,10,14,2,"2014-01-14",3,"h",null,{"$f":"IF(I333=\"h\",INDEX(ID!$K$8:$K$31,FBR!$D333+1)*INDEX(ID!$K$35:$K$46,$B333),0)","v":40},{"$f":"IF(I333=\"w\",INDEX(ID!$L$8:$L$31,FBR!$D333+1)*INDEX(ID!$L$35:$L$46,$B333),0)","v":0},{"$f":"IF(I333=\"h\",INDEX(ID!$M$8:$M$31,FBR!$D333+1)*INDEX(ID!$M$35:$M$46,$B333),0)","v":40},{"$f":"IF(I333=\"w\",INDEX(ID!$N$8:$N$31,FBR!$D333+1)*INDEX(ID!$N$35:$N$46,$B333),0)","v":0},null,23.623984906898531,0,0,0]
[324,1,14,11,14,2,"2014-01-14",3,"h",null,{"$f":"IF(I334=\"h\",INDEX(ID!$K$8:$K$31,FBR!$D334+1)*INDEX(ID!$K$35:$K$46,$B334),0)","v":42},{"$f":"IF(I334=\"w\",INDEX(ID!$L$8:$L$31,FBR!$D334+1)*INDEX(ID!$L$35:$L$46,$B334),0)","v":0},{"$f":"IF(I334=\"h\",INDEX(ID!$M$8:$M$31,FBR!$D334+1)*INDEX(ID!$M$35:$M$46,$B334),0)","v":42},{"$f":"IF(I334=\"w\",INDEX(ID!$N$8:$N$31,FBR!$D334+1)*INDEX(ID!$N$35:$N$46,$B334),0)","v":0},null,24.805184152243459,0,0,0]
[325,1,14,12,14,2,"2014-01-14",3,"h",null,{"$f":"IF(I335=\"h\",INDEX(ID!$K$8:$K$31,FBR!$D335+1)*INDEX(ID!$K$35:$K$46,$B335),0)","v":43},{"$f":"IF(I335=\"w\",INDEX(ID!$L$8:$L$31,FBR!$D335+1)*INDEX(ID!$L$35:$L$46,$B335),0)","v":0},{"$f":"IF(I335=\"h\",INDEX(ID!$M$8:$M$31,FBR!$D335+1)*INDEX(ID!$M$35:$M$46,$B335),0)","v":43},{"$f":"IF(I335=\"w\",INDEX(ID!$N$8:$N$31,FBR!$D335+1)*INDEX(ID!$N$35:$N$46,$B335),0)","v":0},null,25.395783774915923,0,0,0]
[326,1,14,13,14,2,"2014-01-14",3,"h",null,{"$f":"IF(I336=\"h\",INDEX(ID!$K$8:$K$31,FBR!$D336+1)*INDEX(ID!$K$35:$K$46,$B336),0)","v":44},{"$f":"IF(I336=\"w\",INDEX(ID!$L$8:$L$31,FBR!$D336+1)*INDEX(ID!$L$35:$L$46,$B336),0)","v":0},{"$f":"IF(I336=\"h\",INDEX(ID!$M$8:$M$31,FBR!$D336+1)*INDEX(ID!$M$35:$M$46,$B336),0)","v":44},{"$f":"IF(I336=\"w\",INDEX(ID!$N$8:$N$31,FBR!$D336+1)*INDEX(ID!$N$35:$N$46,$B336),0)","v":0},null,25.986383397588384,0,0,0]
[327,1,14,14,14,2,"2014-01-14",3,"h",null,{"$f":"IF(I337=\"h\",INDEX(ID!$K$8:$K$31,FBR!$D337+1)*INDEX(ID!$K$35:$K$46,$B337),0)","v":47},{"$f":"IF(I337=\"w\",INDEX(ID!$L$8:$L$31,FBR!$D337+1)*INDEX(ID!$L$35:$L$46,$B337),0)","v":0},{"$f":"IF(I337=\"h\",INDEX(ID!$M$8:$M$31,FBR!$D337+1)*INDEX(ID!$M$35:$M$46,$B337),0)","v":47},{"$f":"IF(I337=\"w\",INDEX(ID!$N$8:$N$31,FBR!$D337+1)*INDEX(ID!$N$35:$N$46,$B337),0)","v":0},null,27.758182265605775,0,0,0]
[328,1,14,15,14,2,"2014-01-14",3,"h",null,{"$f":"IF(I338=\"h\",INDEX(ID!$K$8:$K$31,FBR!$D338+1)*INDEX(ID!$K$35:$K$46,$B338),0)","v":50},{"$f":"IF(I338=\"w\",INDEX(ID!$L$8:$L$31,FBR!$D338+1)*INDEX(ID!$L$35:$L$46,$B338),0)","v":0},{"$f":"IF(I338=\"h\",INDEX(ID!$M$8:$M$31,FBR!$D338+1)*INDEX(ID!$M$35:$M$46,$B338),0)","v":50},{"$f":"IF(I338=\"w\",INDEX(ID!$N$8:$N$31,FBR!$D338+1)*INDEX(ID!$N$35:$N$46,$B338),0)","v":0},null,29.529981133623163,0,0,0]
[329,1,14,16,14,2,"2014-01-14",3,"h",null,{"$f":"IF(I339=\"h\",INDEX(ID!$K$8:$K$31,FBR!$D339+1)*INDEX(ID!$K$35:$K$46,$B339),0)","v":53},{"$f":"IF(I339=\"w\",INDEX(ID!$L$8:$L$31,FBR!$D339+1)*INDEX(ID!$L$35:$L$46,$B339),0)","v":0},{"$f":"IF(I339=\"h\",INDEX(ID!$M$8:$M$31,FBR!$D339+1)*INDEX(ID!$M$35:$M$46,$B339),0)","v":53},{"$f":"IF(I339=\"w\",INDEX(ID!$N$8:$N$31,FBR!$D339+1)*INDEX(ID!$N$35:$N$46,$B339),0)","v":0},null,31.301780001640555,0,0,0]
[330,1,14,17,14,2,"2014-01-14",3,"h",null,{"$f":"IF(I340=\"h\",INDEX(ID!$K$8:$K$31,FBR!$D340+1)*INDEX(ID!$K$35:$K$46,$B340),0)","v":62},{"$f":"IF(I340=\"w\",INDEX(ID!$L$8:$L$31,FBR!$D340+1)*INDEX(ID!$L$35:$L$46,$B340),0)","v":0},{"$f":"IF(I340=\"h\",INDEX(ID!$M$8:$M$31,FBR!$D340+1)*INDEX(ID!$M$35:$M$46,$B340),0)","v":62},{"$f":"IF(I340=\"w\",INDEX(ID!$N$8:$N$31,FBR!$D340+1)*INDEX(ID!$N$35:$N$46,$B340),0)","v":0},null,36.617176605692727,0,0,0]
[331,1,14,18,14,2,"2014-01-14",3,"h",null,{"$f":"IF(I341=\"h\",INDEX(ID!$K$8:$K$31,FBR!$D341+1)*INDEX(ID!$K$35:$K$46,$B341),0)","v":65},{"$f":"IF(I341=\"w\",INDEX(ID!$L$8:$L$31,FBR!$D341+1)*INDEX(ID!$L$35:$L$46,$B341),0)","v":0},{"$f":"IF(I341=\"h\",INDEX(ID!$M$8:$M$31,FBR!$D341+1)*INDEX(ID!$M$35:$M$46,$B341),0)","v":65},{"$f":"IF(I341=\"w\",INDEX(ID!$N$8:$N$31,FBR!$D341+1)*INDEX(ID!$N$35:$N$46,$B341),0)","v":0},null,38.388975473710111,0,0,0]
[332,1,14,19,14,2,"2014-01-14",3,"h",null,{"$f":"IF(I342=\"h\",INDEX(ID!$K$8:$K$31,FBR!$D342+1)*INDEX(ID!$K$35:$K$46,$B342),0)","v":60},{"$f":"IF(I342=\"w\",INDEX(ID!$L$8:$L$31,FBR!$D342+1)*INDEX(ID!$L$35:$L$46,$B342),0)","v":0},{"$f":"IF(I342=\"h\",INDEX(ID!$M$8:$M$31,FBR!$D342+1)*INDEX(ID!$M$35:$M$46,$B342),0)","v":60},{"$f":"IF(I342=\"w\",INDEX(ID!$N$8:$N$31,FBR!$D342+1)*INDEX(ID!$N$35:$N$46,$B342),0)","v":0},null,35.435977360347799,0,0,0]
[333,1,14,20,14,2,"2014-01-14",3,"h",null,{"$f":"IF(I343=\"h\",INDEX(ID!$K$8:$K$31,FBR!$D343+1)*INDEX(ID!$K$35:$K$46,$B343),0)","v":53},{"$f":"IF(I343=\"w\",INDEX(ID!$L$8:$L$31,FBR!$D343+1)*INDEX(ID!$L$35:$L$46,$B343),0)","v":0},{"$f":"IF(I343=\"h\",INDEX(ID!$M$8:$M$31,FBR!$D343+1)*INDEX(ID!$M$35:$M$46,$B343),0)","v":53},{"$f":"IF(I343=\"w\",INDEX(ID!$N$8:$N$31,FBR!$D343+1)*INDEX(ID!$N$35:$N$46,$B343),0)","v":0},null,31.301780001640555,0,0,0]
[334,1,14,21,14,2,"2014-01-14",3,"h",null,{"$f":"IF(I344=\"h\",INDEX(ID!$K$8:$K$31,FBR!$D344+1)*INDEX(ID!$K$35:$K$46,$B344),0)","v":50},{"$f":"IF(I344=\"w\",INDEX(ID!$L$8:$L$31,FBR!$D344+1)*INDEX(ID!$L$35:$L$46,$B344),0)","v":0},{"$f":"IF(I344=\"h\",INDEX(ID!$M$8:$M$31,FBR!$D344+1)*INDEX(ID!$M$35:$M$46,$B344),0)","v":50},{"$f":"IF(I344=\"w\",INDEX(ID!$N$8:$N$31,FBR!$D344+1)*INDEX(ID!$N$35:$N$46,$B344),0)","v":0},null,29.529981133623163,0,0,0]
[335,1,14,22,14,2,"2014-01-14",3,"h",null,{"$f":"IF(I345=\"h\",INDEX(ID!$K$8:$K$31,FBR!$D345+1)*INDEX(ID!$K$35:$K$46,$B345),0)","v":45},{"$f":"IF(I345=\"w\",INDEX(ID!$L$8:$L$31,FBR!$D345+1)*INDEX(ID!$L$35:$L$46,$B345),0)","v":0},{"$f":"IF(I345=\"h\",INDEX(ID!$M$8:$M$31,FBR!$D345+1)*INDEX(ID!$M$35:$M$46,$B345),0)","v":45},{"$f":"IF(I345=\"w\",INDEX(ID!$N$8:$N$31,FBR!$D345+1)*INDEX(ID!$N$35:$N$46,$B345),0)","v":0},null,26.576983020260847,0,0,0]
[336,1,14,23,14,2,"2014-01-14",3,"h",null,{"$f":"IF(I346=\"h\",INDEX(ID!$K$8:$K$31,FBR!$D346+1)*INDEX(ID!$K$35:$K$46,$B346),0)","v":40},{"$f":"IF(I346=\"w\",INDEX(ID!$L$8:$L$31,FBR!$D346+1)*INDEX(ID!$L$35:$L$46,$B346),0)","v":0},{"$f":"IF(I346=\"h\",INDEX(ID!$M$8:$M$31,FBR!$D346+1)*INDEX(ID!$M$35:$M$46,$B346),0)","v":40},{"$f":"IF(I346=\"w\",INDEX(ID!$N$8:$N$31,FBR!$D346+1)*INDEX(ID!$N$35:$N$46,$B346),0)","v":0},null,23.623984906898531,0,0,0]
[337,1,15,0,15,3,"2014-01-15",4,"h",null,{"$f":"IF(I347=\"h\",INDEX(ID!$K$8:$K$31,FBR!$D347+1)*INDEX(ID!$K$35:$K$46,$B347),0)","v":35},{"$f":"IF(I347=\"w\",INDEX(ID!$L$8:$L$31,FBR!$D347+1)*INDEX(ID!$L$35:$L$46,$B347),0)","v":0},{"$f":"IF(I347=\"h\",INDEX(ID!$M$8:$M$31,FBR!$D347+1)*INDEX(ID!$M$35:$M$46,$B347),0)","v":35},{"$f":"IF(I347=\"w\",INDEX(ID!$N$8:$N$31,FBR!$D347+1)*INDEX(ID!$N$35:$N$46,$B347),0)","v":0},null,20.670986793536215,0,0,0]
[338,1,15,1,15,3,"2014-01-15",4,"h",null,{"$f":"IF(I348=\"h\",INDEX(ID!$K$8:$K$31,FBR!$D348+1)*INDEX(ID!$K$35:$K$46,$B348),0)","v":30},{"$f":"IF(I348=\"w\",INDEX(ID!$L$8:$L$31,FBR!$D348+1)*INDEX(ID!$L$35:$L$46,$B348),0)","v":0},{"$f":"IF(I348=\"h\",INDEX(ID!$M$8:$M$31,FBR!$D348+1)*INDEX(ID!$M$35:$M$46,$B348),0)","v":30},{"$f":"IF(I348=\"w\",INDEX(ID!$N$8:$N$31,FBR!$D348+1)*INDEX(ID!$N$35:$N$46,$B348),0)","v":0},null,17.717988680173899,0,0,0]
[339,1,15,2,15,3,"2014-01-15",4,"h",null,{"$f":"IF(I349=\"h\",INDEX(ID!$K$8:$K$31,FBR!$D349+1)*INDEX(ID!$K$35:$K$46,$B349),0)","v":28},{"$f":"IF(I349=\"w\",INDEX(ID!$L$8:$L$31,FBR!$D349+1)*INDEX(ID!$L$35:$L$46,$B349),0)","v":0},{"$f":"IF(I349=\"h\",INDEX(ID!$M$8:$M$31,FBR!$D349+1)*INDEX(ID!$M$35:$M$46,$B349),0)","v":28},{"$f":"IF(I349=\"w\",INDEX(ID!$N$8:$N$31,FBR!$D349+1)*INDEX(ID!$N$35:$N$46,$B349),0)","v":0},null,16.536789434828972,0,0,0]
[340,1,15,3,15,3,"2014-01-15",4,"h",null,{"$f":"IF(I350=\"h\",INDEX(ID!$K$8:$K$31,FBR!$D350+1)*INDEX(ID!$K$35:$K$46,$B350),0)","v":27},{"$f":"IF(I350=\"w\",INDEX(ID!$L$8:$L$31,FBR!$D350+1)*INDEX(ID!$L$35:$L$46,$B350),0)","v":0},{"$f":"IF(I350=\"h\",INDEX(ID!$M$8:$M$31,FBR!$D350+1)*INDEX(ID!$M$35:$M$46,$B350),0)","v":27},{"$f":"IF(I350=\"w\",INDEX(ID!$N$8:$N$31,FBR!$D350+1)*INDEX(ID!$N$35:$N$46,$B350),0)","v":0},null,15.94618981215651,0,0,0]
[341,1,15,4,15,3,"2014-01-15",4,"h",null,{"$f":"IF(I351=\"h\",INDEX(ID!$K$8:$K$31,FBR!$D351+1)*INDEX(ID!$K$35:$K$46,$B351),0)","v":27},{"$f":"IF(I351=\"w\",INDEX(ID!$L$8:$L$31,FBR!$D351+1)*INDEX(ID!$L$35:$L$46,$B351),0)","v":0},{"$f":"IF(I351=\"h\",INDEX(ID!$M$8:$M$31,FBR!$D351+1)*INDEX(ID!$M$35:$M$46,$B351),0)","v":27},{"$f":"IF(I351=\"w\",INDEX(ID!$N$8:$N$31,FBR!$D351+1)*INDEX(ID!$N$35:$N$46,$B351),0)","v":0},null,15.94618981215651,0,0,0]
[342,1,15,5,15,3,"2014-01-15",4,"h",null,{"$f":"IF(I352=\"h\",INDEX(ID!$K$8:$K$31,FBR!$D352+1)*INDEX(ID!$K$35:$K$46,$B352),0)","v":27},{"$f":"IF(I352=\"w\",INDEX(ID!$L$8:$L$31,FBR!$D352+1)*INDEX(ID!$L$35:$L$46,$B352),0)","v":0},{"$f":"IF(I352=\"h\",INDEX(ID!$M$8:$M$31,FBR!$D352+1)*INDEX(ID!$M$35:$M$46,$B352),0)","v":27},{"$f":"IF(I352=\"w\",INDEX(ID!$N$8:$N$31,FBR!$D352+1)*INDEX(ID!$N$35:$N$46,$B352),0)","v":0},null,15.94618981215651,0,0,0]
[343,1,15,6,15,3,"2014-01-15",4,"h",null,{"$f":"IF(I353=\"h\",INDEX(ID!$K$8:$K$31,FBR!$D353+1)*INDEX(ID!$K$35:$K$46,$B353),0)","v":29},{"$f":"IF(I353=\"w\",INDEX(ID!$L$8:$L$31,FBR!$D353+1)*INDEX(ID!$L$35:$L$46,$B353),0)","v":0},{"$f":"IF(I353=\"h\",INDEX(ID!$M$8:$M$31,FBR!$D353+1)*INDEX(ID!$M$35:$M$46,$B353),0)","v":29},{"$f":"IF(I353=\"w\",INDEX(ID!$N$8:$N$31,FBR!$D353+1)*INDEX(ID!$N$35:$N$46,$B353),0)","v":0},null,17.127389057501436,0,0,0]
[344,1,15,7,15,3,"2014-01-15",4,"h",null,{"$f":"IF(I354=\"h\",INDEX(ID!$K$8:$K$31,FBR!$D354+1)*INDEX(ID!$K$35:$K$46,$B354),0)","v":32},{"$f":"IF(I354=\"w\",INDEX(ID!$L$8:$L$31,FBR!$D354+1)*INDEX(ID!$L$35:$L$46,$B354),0)","v":0},{"$f":"IF(I354=\"h\",INDEX(ID!$M$8:$M$31,FBR!$D354+1)*INDEX(ID!$M$35:$M$46,$B354),0)","v":32},{"$f":"IF(I354=\"w\",INDEX(ID!$N$8:$N$31,FBR!$D354+1)*INDEX(ID!$N$35:$N$46,$B354),0)","v":0},null,18.899187925518824,0,0,0]
[345,1,15,8,15,3,"2014-01-15",4,"h",null,{"$f":"IF(I355=\"h\",INDEX(ID!$K$8:$K$31,FBR!$D355+1)*INDEX(ID!$K$35:$K$46,$B355),0)","v":35},{"$f":"IF(I355=\"w\",INDEX(ID!$L$8:$L$31,FBR!$D355+1)*INDEX(ID!$L$35:$L$46,$B355),0)","v":0},{"$f":"IF(I355=\"h\",INDEX(ID!$M$8:$M$31,FBR!$D355+1)*INDEX(ID!$M$35:$M$46,$B355),0)","v":35},{"$f":"IF(I355=\"w\",INDEX(ID!$N$8:$N$31,FBR!$D355+1)*INDEX(ID!$N$35:$N$46,$B355),0)","v":0},null,20.670986793536215,0,0,0]
[346,1,15,9,{"$f":"E332+1","v":15},3,"2014-01-15",4,"h",null,{"$f":"IF(I356=\"h\",INDEX(ID!$K$8:$K$31,FBR!$D356+1)*INDEX(ID!$K$35:$K$46,$B356),0)","v":38},{"$f":"IF(I356=\"w\",INDEX(ID!$L$8:$L$31,FBR!$D356+1)*INDEX(ID!$L$35:$L$46,$B356),0)","v":0},{"$f":"IF(I356=\"h\",INDEX(ID!$M$8:$M$31,FBR!$D356+1)*INDEX(ID!$M$35:$M$46,$B356),0)","v":38},{"$f":"IF(I356=\"w\",INDEX(ID!$N$8:$N$31,FBR!$D356+1)*INDEX(ID!$N$35:$N$46,$B356),0)","v":0},null,22.442785661553604,0,0,0]
[347,1,15,10,15,3,"2014-01-15",4,"h",null,{"$f":"IF(I357=\"h\",INDEX(ID!$K$8:$K$31,FBR!$D357+1)*INDEX(ID!$K$35:$K$46,$B357),0)","v":40},{"$f":"IF(I357=\"w\",INDEX(ID!$L$8:$L$31,FBR!$D357+1)*INDEX(ID!$L$35:$L$46,$B357),0)","v":0},{"$f":"IF(I357=\"h\",INDEX(ID!$M$8:$M$31,FBR!$D357+1)*INDEX(ID!$M$35:$M$46,$B357),0)","v":40},{"$f":"IF(I357=\"w\",INDEX(ID!$N$8:$N$31,FBR!$D357+1)*INDEX(ID!$N$35:$N$46,$B357),0)","v":0},null,23.623984906898531,0,0,0]
[348,1,15,11,15,3,"2014-01-15",4,"h",null,{"$f":"IF(I358=\"h\",INDEX(ID!$K$8:$K$31,FBR!$D358+1)*INDEX(ID!$K$35:$K$46,$B358),0)","v":42},{"$f":"IF(I358=\"w\",INDEX(ID!$L$8:$L$31,FBR!$D358+1)*INDEX(ID!$L$35:$L$46,$B358),0)","v":0},{"$f":"IF(I358=\"h\",INDEX(ID!$M$8:$M$31,FBR!$D358+1)*INDEX(ID!$M$35:$M$46,$B358),0)","v":42},{"$f":"IF(I358=\"w\",INDEX(ID!$N$8:$N$31,FBR!$D358+1)*INDEX(ID!$N$35:$N$46,$B358),0)","v":0},null,24.805184152243459,0,0,0]
[349,1,15,12,15,3,"2014-01-15",4,"h",null,{"$f":"IF(I359=\"h\",INDEX(ID!$K$8:$K$31,FBR!$D359+1)*INDEX(ID!$K$35:$K$46,$B359),0)","v":43},{"$f":"IF(I359=\"w\",INDEX(ID!$L$8:$L$31,FBR!$D359+1)*INDEX(ID!$L$35:$L$46,$B359),0)","v":0},{"$f":"IF(I359=\"h\",INDEX(ID!$M$8:$M$31,FBR!$D359+1)*INDEX(ID!$M$35:$M$46,$B359),0)","v":43},{"$f":"IF(I359=\"w\",INDEX(ID!$N$8:$N$31,FBR!$D359+1)*INDEX(ID!$N$35:$N$46,$B359),0)","v":0},null,25.395783774915923,0,0,0]
[350,1,15,13,15,3,"2014-01-15",4,"h",null,{"$f":"IF(I360=\"h\",INDEX(ID!$K$8:$K$31,FBR!$D360+1)*INDEX(ID!$K$35:$K$46,$B360),0)","v":44},{"$f":"IF(I360=\"w\",INDEX(ID!$L$8:$L$31,FBR!$D360+1)*INDEX(ID!$L$35:$L$46,$B360),0)","v":0},{"$f":"IF(I360=\"h\",INDEX(ID!$M$8:$M$31,FBR!$D360+1)*INDEX(ID!$M$35:$M$46,$B360),0)","v":44},{"$f":"IF(I360=\"w\",INDEX(ID!$N$8:$N$31,FBR!$D360+1)*INDEX(ID!$N$35:$N$46,$B360),0)","v":0},null,25.986383397588384,0,0,0]
[351,1,15,14,15,3,"2014-01-15",4,"h",null,{"$f":"IF(I361=\"h\",INDEX(ID!$K$8:$K$31,FBR!$D361+1)*INDEX(ID!$K$35:$K$46,$B361),0)","v":47},{"$f":"IF(I361=\"w\",INDEX(ID!$L$8:$L$31,FBR!$D361+1)*INDEX(ID!$L$35:$L$46,$B361),0)","v":0},{"$f":"IF(I361=\"h\",INDEX(ID!$M$8:$M$31,FBR!$D361+1)*INDEX(ID!$M$35:$M$46,$B361),0)","v":47},{"$f":"IF(I361=\"w\",INDEX(ID!$N$8:$N$31,FBR!$D361+1)*INDEX(ID!$N$35:$N$46,$B361),0)","v":0},null,27.758182265605775,0,0,0]
[352,1,15,15,15,3,"2014-01-15",4,"h",null,{"$f":"IF(I362=\"h\",INDEX(ID!$K$8:$K$31,FBR!$D362+1)*INDEX(ID!$K$35:$K$46,$B362),0)","v":50},{"$f":"IF(I362=\"w\",INDEX(ID!$L$8:$L$31,FBR!$D362+1)*INDEX(ID!$L$35:$L$46,$B362),0)","v":0},{"$f":"IF(I362=\"h\",INDEX(ID!$M$8:$M$31,FBR!$D362+1)*INDEX(ID!$M$35:$M$46,$B362),0)","v":50},{"$f":"IF(I362=\"w\",INDEX(ID!$N$8:$N$31,FBR!$D362+1)*INDEX(ID!$N$35:$N$46,$B362),0)","v":0},null,29.529981133623163,0,0,0]
[353,1,15,16,15,3,"2014-01-15",4,"h",null,{"$f":"IF(I363=\"h\",INDEX(ID!$K$8:$K$31,FBR!$D363+1)*INDEX(ID!$K$35:$K$46,$B363),0)","v":53},{"$f":"IF(I363=\"w\",INDEX(ID!$L$8:$L$31,FBR!$D363+1)*INDEX(ID!$L$35:$L$46,$B363),0)","v":0},{"$f":"IF(I363=\"h\",INDEX(ID!$M$8:$M$31,FBR!$D363+1)*INDEX(ID!$M$35:$M$46,$B363),0)","v":53},{"$f":"IF(I363=\"w\",INDEX(ID!$N$8:$N$31,FBR!$D363+1)*INDEX(ID!$N$35:$N$46,$B363),0)","v":0},null,31.301780001640555,0,0,0]
[354,1,15,17,15,3,"2014-01-15",4,"h",null,{"$f":"IF(I364=\"h\",INDEX(ID!$K$8:$K$31,FBR!$D364+1)*INDEX(ID!$K$35:$K$46,$B364),0)","v":62},{"$f":"IF(I364=\"w\",INDEX(ID!$L$8:$L$31,FBR!$D364+1)*INDEX(ID!$L$35:$L$46,$B364),0)","v":0},{"$f":"IF(I364=\"h\",INDEX(ID!$M$8:$M$31,FBR!$D364+1)*INDEX(ID!$M$35:$M$46,$B364),0)","v":62},{"$f":"IF(I364=\"w\",INDEX(ID!$N$8:$N$31,FBR!$D364+1)*INDEX(ID!$N$35:$N$46,$B364),0)","v":0},null,36.617176605692727,0,0,0]
[355,1,15,18,15,3,"2014-01-15",4,"h",null,{"$f":"IF(I365=\"h\",INDEX(ID!$K$8:$K$31,FBR!$D365+1)*INDEX(ID!$K$35:$K$46,$B365),0)","v":65},{"$f":"IF(I365=\"w\",INDEX(ID!$L$8:$L$31,FBR!$D365+1)*INDEX(ID!$L$35:$L$46,$B365),0)","v":0},{"$f":"IF(I365=\"h\",INDEX(ID!$M$8:$M$31,FBR!$D365+1)*INDEX(ID!$M$35:$M$46,$B365),0)","v":65},{"$f":"IF(I365=\"w\",INDEX(ID!$N$8:$N$31,FBR!$D365+1)*INDEX(ID!$N$35:$N$46,$B365),0)","v":0},null,38.388975473710111,0,0,0]
[356,1,15,19,15,3,"2014-01-15",4,"h",null,{"$f":"IF(I366=\"h\",INDEX(ID!$K$8:$K$31,FBR!$D366+1)*INDEX(ID!$K$35:$K$46,$B366),0)","v":60},{"$f":"IF(I366=\"w\",INDEX(ID!$L$8:$L$31,FBR!$D366+1)*INDEX(ID!$L$35:$L$46,$B366),0)","v":0},{"$f":"IF(I366=\"h\",INDEX(ID!$M$8:$M$31,FBR!$D366+1)*INDEX(ID!$M$35:$M$46,$B366),0)","v":60},{"$f":"IF(I366=\"w\",INDEX(ID!$N$8:$N$31,FBR!$D366+1)*INDEX(ID!$N$35:$N$46,$B366),0)","v":0},null,35.435977360347799,0,0,0]
[357,1,15,20,15,3,"2014-01-15",4,"h",null,{"$f":"IF(I367=\"h\",INDEX(ID!$K$8:$K$31,FBR!$D367+1)*INDEX(ID!$K$35:$K$46,$B367),0)","v":53},{"$f":"IF(I367=\"w\",INDEX(ID!$L$8:$L$31,FBR!$D367+1)*INDEX(ID!$L$35:$L$46,$B367),0)","v":0},{"$f":"IF(I367=\"h\",INDEX(ID!$M$8:$M$31,FBR!$D367+1)*INDEX(ID!$M$35:$M$46,$B367),0)","v":53},{"$f":"IF(I367=\"w\",INDEX(ID!$N$8:$N$31,FBR!$D367+1)*INDEX(ID!$N$35:$N$46,$B367),0)","v":0},null,31.301780001640555,0,0,0]
[358,1,15,21,15,3,"2014-01-15",4,"h",null,{"$f":"IF(I368=\"h\",INDEX(ID!$K$8:$K$31,FBR!$D368+1)*INDEX(ID!$K$35:$K$46,$B368),0)","v":50},{"$f":"IF(I368=\"w\",INDEX(ID!$L$8:$L$31,FBR!$D368+1)*INDEX(ID!$L$35:$L$46,$B368),0)","v":0},{"$f":"IF(I368=\"h\",INDEX(ID!$M$8:$M$31,FBR!$D368+1)*INDEX(ID!$M$35:$M$46,$B368),0)","v":50},{"$f":"IF(I368=\"w\",INDEX(ID!$N$8:$N$31,FBR!$D368+1)*INDEX(ID!$N$35:$N$46,$B368),0)","v":0},null,29.529981133623163,0,0,0]
[359,1,15,22,15,3,"2014-01-15",4,"h",null,{"$f":"IF(I369=\"h\",INDEX(ID!$K$8:$K$31,FBR!$D369+1)*INDEX(ID!$K$35:$K$46,$B369),0)","v":45},{"$f":"IF(I369=\"w\",INDEX(ID!$L$8:$L$31,FBR!$D369+1)*INDEX(ID!$L$35:$L$46,$B369),0)","v":0},{"$f":"IF(I369=\"h\",INDEX(ID!$M$8:$M$31,FBR!$D369+1)*INDEX(ID!$M$35:$M$46,$B369),0)","v":45},{"$f":"IF(I369=\"w\",INDEX(ID!$N$8:$N$31,FBR!$D369+1)*INDEX(ID!$N$35:$N$46,$B369),0)","v":0},null,26.576983020260847,0,0,0]
[360,1,15,23,15,3,"2014-01-15",4,"h",null,{"$f":"IF(I370=\"h\",INDEX(ID!$K$8:$K$31,FBR!$D370+1)*INDEX(ID!$K$35:$K$46,$B370),0)","v":40},{"$f":"IF(I370=\"w\",INDEX(ID!$L$8:$L$31,FBR!$D370+1)*INDEX(ID!$L$35:$L$46,$B370),0)","v":0},{"$f":"IF(I370=\"h\",INDEX(ID!$M$8:$M$31,FBR!$D370+1)*INDEX(ID!$M$35:$M$46,$B370),0)","v":40},{"$f":"IF(I370=\"w\",INDEX(ID!$N$8:$N$31,FBR!$D370+1)*INDEX(ID!$N$35:$N$46,$B370),0)","v":0},null,23.623984906898531,0,0,0]
[361,1,16,0,16,3,"2014-01-16",5,"h",null,{"$f":"IF(I371=\"h\",INDEX(ID!$K$8:$K$31,FBR!$D371+1)*INDEX(ID!$K$35:$K$46,$B371),0)","v":35},{"$f":"IF(I371=\"w\",INDEX(ID!$L$8:$L$31,FBR!$D371+1)*INDEX(ID!$L$35:$L$46,$B371),0)","v":0},{"$f":"IF(I371=\"h\",INDEX(ID!$M$8:$M$31,FBR!$D371+1)*INDEX(ID!$M$35:$M$46,$B371),0)","v":35},{"$f":"IF(I371=\"w\",INDEX(ID!$N$8:$N$31,FBR!$D371+1)*INDEX(ID!$N$35:$N$46,$B371),0)","v":0},null,20.670986793536215,0,0,0]
[362,1,16,1,16,{"$f":"F204+1","v":3},"2014-01-16",5,"h",null,{"$f":"IF(I372=\"h\",INDEX(ID!$K$8:$K$31,FBR!$D372+1)*INDEX(ID!$K$35:$K$46,$B372),0)","v":30},{"$f":"IF(I372=\"w\",INDEX(ID!$L$8:$L$31,FBR!$D372+1)*INDEX(ID!$L$35:$L$46,$B372),0)","v":0},{"$f":"IF(I372=\"h\",INDEX(ID!$M$8:$M$31,FBR!$D372+1)*INDEX(ID!$M$35:$M$46,$B372),0)","v":30},{"$f":"IF(I372=\"w\",INDEX(ID!$N$8:$N$31,FBR!$D372+1)*INDEX(ID!$N$35:$N$46,$B372),0)","v":0},null,17.717988680173899,0,0,0]
[363,1,16,2,16,3,"2014-01-16",5,"h",null,{"$f":"IF(I373=\"h\",INDEX(ID!$K$8:$K$31,FBR!$D373+1)*INDEX(ID!$K$35:$K$46,$B373),0)","v":28},{"$f":"IF(I373=\"w\",INDEX(ID!$L$8:$L$31,FBR!$D373+1)*INDEX(ID!$L$35:$L$46,$B373),0)","v":0},{"$f":"IF(I373=\"h\",INDEX(ID!$M$8:$M$31,FBR!$D373+1)*INDEX(ID!$M$35:$M$46,$B373),0)","v":28},{"$f":"IF(I373=\"w\",INDEX(ID!$N$8:$N$31,FBR!$D373+1)*INDEX(ID!$N$35:$N$46,$B373),0)","v":0},null,16.536789434828972,0,0,0]
[364,1,16,3,16,3,"2014-01-16",5,"h",null,{"$f":"IF(I374=\"h\",INDEX(ID!$K$8:$K$31,FBR!$D374+1)*INDEX(ID!$K$35:$K$46,$B374),0)","v":27},{"$f":"IF(I374=\"w\",INDEX(ID!$L$8:$L$31,FBR!$D374+1)*INDEX(ID!$L$35:$L$46,$B374),0)","v":0},{"$f":"IF(I374=\"h\",INDEX(ID!$M$8:$M$31,FBR!$D374+1)*INDEX(ID!$M$35:$M$46,$B374),0)","v":27},{"$f":"IF(I374=\"w\",INDEX(ID!$N$8:$N$31,FBR!$D374+1)*INDEX(ID!$N$35:$N$46,$B374),0)","v":0},null,15.94618981215651,0,0,0]
[365,1,16,4,16,3,"2014-01-16",5,"h",null,{"$f":"IF(I375=\"h\",INDEX(ID!$K$8:$K$31,FBR!$D375+1)*INDEX(ID!$K$35:$K$46,$B375),0)","v":27},{"$f":"IF(I375=\"w\",INDEX(ID!$L$8:$L$31,FBR!$D375+1)*INDEX(ID!$L$35:$L$46,$B375),0)","v":0},{"$f":"IF(I375=\"h\",INDEX(ID!$M$8:$M$31,FBR!$D375+1)*INDEX(ID!$M$35:$M$46,$B375),0)","v":27},{"$f":"IF(I375=\"w\",INDEX(ID!$N$8:$N$31,FBR!$D375+1)*INDEX(ID!$N$35:$N$46,$B375),0)","v":0},null,15.94618981215651,0,0,0]
[366,1,16,5,16,3,"2014-01-16",5,"h",null,{"$f":"IF(I376=\"h\",INDEX(ID!$K$8:$K$31,FBR!$D376+1)*INDEX(ID!$K$35:$K$46,$B376),0)","v":27},{"$f":"IF(I376=\"w\",INDEX(ID!$L$8:$L$31,FBR!$D376+1)*INDEX(ID!$L$35:$L$46,$B376),0)","v":0},{"$f":"IF(I376=\"h\",INDEX(ID!$M$8:$M$31,FBR!$D376+1)*INDEX(ID!$M$35:$M$46,$B376),0)","v":27},{"$f":"IF(I376=\"w\",INDEX(ID!$N$8:$N$31,FBR!$D376+1)*INDEX(ID!$N$35:$N$46,$B376),0)","v":0},null,15.94618981215651,0,0,0]
[367,1,16,6,16,3,"2014-01-16",5,"h",null,{"$f":"IF(I377=\"h\",INDEX(ID!$K$8:$K$31,FBR!$D377+1)*INDEX(ID!$K$35:$K$46,$B377),0)","v":29},{"$f":"IF(I377=\"w\",INDEX(ID!$L$8:$L$31,FBR!$D377+1)*INDEX(ID!$L$35:$L$46,$B377),0)","v":0},{"$f":"IF(I377=\"h\",INDEX(ID!$M$8:$M$31,FBR!$D377+1)*INDEX(ID!$M$35:$M$46,$B377),0)","v":29},{"$f":"IF(I377=\"w\",INDEX(ID!$N$8:$N$31,FBR!$D377+1)*INDEX(ID!$N$35:$N$46,$B377),0)","v":0},null,17.127389057501436,0,0,0]
[368,1,16,7,16,3,"2014-01-16",5,"h",null,{"$f":"IF(I378=\"h\",INDEX(ID!$K$8:$K$31,FBR!$D378+1)*INDEX(ID!$K$35:$K$46,$B378),0)","v":32},{"$f":"IF(I378=\"w\",INDEX(ID!$L$8:$L$31,FBR!$D378+1)*INDEX(ID!$L$35:$L$46,$B378),0)","v":0},{"$f":"IF(I378=\"h\",INDEX(ID!$M$8:$M$31,FBR!$D378+1)*INDEX(ID!$M$35:$M$46,$B378),0)","v":32},{"$f":"IF(I378=\"w\",INDEX(ID!$N$8:$N$31,FBR!$D378+1)*INDEX(ID!$N$35:$N$46,$B378),0)","v":0},null,18.899187925518824,0,0,0]
[369,1,16,8,16,3,"2014-01-16",5,"h",null,{"$f":"IF(I379=\"h\",INDEX(ID!$K$8:$K$31,FBR!$D379+1)*INDEX(ID!$K$35:$K$46,$B379),0)","v":35},{"$f":"IF(I379=\"w\",INDEX(ID!$L$8:$L$31,FBR!$D379+1)*INDEX(ID!$L$35:$L$46,$B379),0)","v":0},{"$f":"IF(I379=\"h\",INDEX(ID!$M$8:$M$31,FBR!$D379+1)*INDEX(ID!$M$35:$M$46,$B379),0)","v":35},{"$f":"IF(I379=\"w\",INDEX(ID!$N$8:$N$31,FBR!$D379+1)*INDEX(ID!$N$35:$N$46,$B379),0)","v":0},null,20.670986793536215,0,0,0]
[370,1,16,9,16,3,"2014-01-16",5,"h",null,{"$f":"IF(I380=\"h\",INDEX(ID!$K$8:$K$31,FBR!$D380+1)*INDEX(ID!$K$35:$K$46,$B380),0)","v":38},{"$f":"IF(I380=\"w\",INDEX(ID!$L$8:$L$31,FBR!$D380+1)*INDEX(ID!$L$35:$L$46,$B380),0)","v":0},{"$f":"IF(I380=\"h\",INDEX(ID!$M$8:$M$31,FBR!$D380+1)*INDEX(ID!$M$35:$M$46,$B380),0)","v":38},{"$f":"IF(I380=\"w\",INDEX(ID!$N$8:$N$31,FBR!$D380+1)*INDEX(ID!$N$35:$N$46,$B380),0)","v":0},null,22.442785661553604,0,0,0]
[371,1,16,10,16,3,"2014-01-16",5,"h",null,{"$f":"IF(I381=\"h\",INDEX(ID!$K$8:$K$31,FBR!$D381+1)*INDEX(ID!$K$35:$K$46,$B381),0)","v":40},{"$f":"IF(I381=\"w\",INDEX(ID!$L$8:$L$31,FBR!$D381+1)*INDEX(ID!$L$35:$L$46,$B381),0)","v":0},{"$f":"IF(I381=\"h\",INDEX(ID!$M$8:$M$31,FBR!$D381+1)*INDEX(ID!$M$35:$M$46,$B381),0)","v":40},{"$f":"IF(I381=\"w\",INDEX(ID!$N$8:$N$31,FBR!$D381+1)*INDEX(ID!$N$35:$N$46,$B381),0)","v":0},null,23.623984906898531,0,0,0]
[372,1,16,11,16,3,"2014-01-16",5,"h",null,{"$f":"IF(I382=\"h\",INDEX(ID!$K$8:$K$31,FBR!$D382+1)*INDEX(ID!$K$35:$K$46,$B382),0)","v":42},{"$f":"IF(I382=\"w\",INDEX(ID!$L$8:$L$31,FBR!$D382+1)*INDEX(ID!$L$35:$L$46,$B382),0)","v":0},{"$f":"IF(I382=\"h\",INDEX(ID!$M$8:$M$31,FBR!$D382+1)*INDEX(ID!$M$35:$M$46,$B382),0)","v":42},{"$f":"IF(I382=\"w\",INDEX(ID!$N$8:$N$31,FBR!$D382+1)*INDEX(ID!$N$35:$N$46,$B382),0)","v":0},null,24.805184152243459,0,0,0]
[373,1,16,12,16,3,"2014-01-16",5,"h",null,{"$f":"IF(I383=\"h\",INDEX(ID!$K$8:$K$31,FBR!$D383+1)*INDEX(ID!$K$35:$K$46,$B383),0)","v":43},{"$f":"IF(I383=\"w\",INDEX(ID!$L$8:$L$31,FBR!$D383+1)*INDEX(ID!$L$35:$L$46,$B383),0)","v":0},{"$f":"IF(I383=\"h\",INDEX(ID!$M$8:$M$31,FBR!$D383+1)*INDEX(ID!$M$35:$M$46,$B383),0)","v":43},{"$f":"IF(I383=\"w\",INDEX(ID!$N$8:$N$31,FBR!$D383+1)*INDEX(ID!$N$35:$N$46,$B383),0)","v":0},null,25.395783774915923,0,0,0]
[374,1,16,13,16,3,"2014-01-16",5,"h",null,{"$f":"IF(I384=\"h\",INDEX(ID!$K$8:$K$31,FBR!$D384+1)*INDEX(ID!$K$35:$K$46,$B384),0)","v":44},{"$f":"IF(I384=\"w\",INDEX(ID!$L$8:$L$31,FBR!$D384+1)*INDEX(ID!$L$35:$L$46,$B384),0)","v":0},{"$f":"IF(I384=\"h\",INDEX(ID!$M$8:$M$31,FBR!$D384+1)*INDEX(ID!$M$35:$M$46,$B384),0)","v":44},{"$f":"IF(I384=\"w\",INDEX(ID!$N$8:$N$31,FBR!$D384+1)*INDEX(ID!$N$35:$N$46,$B384),0)","v":0},null,25.986383397588384,0,0,0]
[375,1,16,14,16,3,"2014-01-16",5,"h",null,{"$f":"IF(I385=\"h\",INDEX(ID!$K$8:$K$31,FBR!$D385+1)*INDEX(ID!$K$35:$K$46,$B385),0)","v":47},{"$f":"IF(I385=\"w\",INDEX(ID!$L$8:$L$31,FBR!$D385+1)*INDEX(ID!$L$35:$L$46,$B385),0)","v":0},{"$f":"IF(I385=\"h\",INDEX(ID!$M$8:$M$31,FBR!$D385+1)*INDEX(ID!$M$35:$M$46,$B385),0)","v":47},{"$f":"IF(I385=\"w\",INDEX(ID!$N$8:$N$31,FBR!$D385+1)*INDEX(ID!$N$35:$N$46,$B385),0)","v":0},null,27.758182265605775,0,0,0]
[376,1,16,15,16,3,"2014-01-16",5,"h",null,{"$f":"IF(I386=\"h\",INDEX(ID!$K$8:$K$31,FBR!$D386+1)*INDEX(ID!$K$35:$K$46,$B386),0)","v":50},{"$f":"IF(I386=\"w\",INDEX(ID!$L$8:$L$31,FBR!$D386+1)*INDEX(ID!$L$35:$L$46,$B386),0)","v":0},{"$f":"IF(I386=\"h\",INDEX(ID!$M$8:$M$31,FBR!$D386+1)*INDEX(ID!$M$35:$M$46,$B386),0)","v":50},{"$f":"IF(I386=\"w\",INDEX(ID!$N$8:$N$31,FBR!$D386+1)*INDEX(ID!$N$35:$N$46,$B386),0)","v":0},null,29.529981133623163,0,0,0]
[377,1,16,16,16,3,"2014-01-16",5,"h",null,{"$f":"IF(I387=\"h\",INDEX(ID!$K$8:$K$31,FBR!$D387+1)*INDEX(ID!$K$35:$K$46,$B387),0)","v":53},{"$f":"IF(I387=\"w\",INDEX(ID!$L$8:$L$31,FBR!$D387+1)*INDEX(ID!$L$35:$L$46,$B387),0)","v":0},{"$f":"IF(I387=\"h\",INDEX(ID!$M$8:$M$31,FBR!$D387+1)*INDEX(ID!$M$35:$M$46,$B387),0)","v":53},{"$f":"IF(I387=\"w\",INDEX(ID!$N$8:$N$31,FBR!$D387+1)*INDEX(ID!$N$35:$N$46,$B387),0)","v":0},null,31.301780001640555,0,0,0]
[378,1,16,17,16,3,"2014-01-16",5,"h",null,{"$f":"IF(I388=\"h\",INDEX(ID!$K$8:$K$31,FBR!$D388+1)*INDEX(ID!$K$35:$K$46,$B388),0)","v":62},{"$f":"IF(I388=\"w\",INDEX(ID!$L$8:$L$31,FBR!$D388+1)*INDEX(ID!$L$35:$L$46,$B388),0)","v":0},{"$f":"IF(I388=\"h\",INDEX(ID!$M$8:$M$31,FBR!$D388+1)*INDEX(ID!$M$35:$M$46,$B388),0)","v":62},{"$f":"IF(I388=\"w\",INDEX(ID!$N$8:$N$31,FBR!$D388+1)*INDEX(ID!$N$35:$N$46,$B388),0)","v":0},null,36.617176605692727,0,0,0]
[379,1,16,18,16,3,"2014-01-16",5,"h",null,{"$f":"IF(I389=\"h\",INDEX(ID!$K$8:$K$31,FBR!$D389+1)*INDEX(ID!$K$35:$K$46,$B389),0)","v":65},{"$f":"IF(I389=\"w\",INDEX(ID!$L$8:$L$31,FBR!$D389+1)*INDEX(ID!$L$35:$L$46,$B389),0)","v":0},{"$f":"IF(I389=\"h\",INDEX(ID!$M$8:$M$31,FBR!$D389+1)*INDEX(ID!$M$35:$M$46,$B389),0)","v":65},{"$f":"IF(I389=\"w\",INDEX(ID!$N$8:$N$31,FBR!$D389+1)*INDEX(ID!$N$35:$N$46,$B389),0)","v":0},null,38.388975473710111,0,0,0]
[380,1,16,19,16,3,"2014-01-16",5,"h",null,{"$f":"IF(I390=\"h\",INDEX(ID!$K$8:$K$31,FBR!$D390+1)*INDEX(ID!$K$35:$K$46,$B390),0)","v":60},{"$f":"IF(I390=\"w\",INDEX(ID!$L$8:$L$31,FBR!$D390+1)*INDEX(ID!$L$35:$L$46,$B390),0)","v":0},{"$f":"IF(I390=\"h\",INDEX(ID!$M$8:$M$31,FBR!$D390+1)*INDEX(ID!$M$35:$M$46,$B390),0)","v":60},{"$f":"IF(I390=\"w\",INDEX(ID!$N$8:$N$31,FBR!$D390+1)*INDEX(ID!$N$35:$N$46,$B390),0)","v":0},null,35.435977360347799,0,0,0]
[381,1,16,20,16,3,"2014-01-16",5,"h",null,{"$f":"IF(I391=\"h\",INDEX(ID!$K$8:$K$31,FBR!$D391+1)*INDEX(ID!$K$35:$K$46,$B391),0)","v":53},{"$f":"IF(I391=\"w\",INDEX(ID!$L$8:$L$31,FBR!$D391+1)*INDEX(ID!$L$35:$L$46,$B391),0)","v":0},{"$f":"IF(I391=\"h\",INDEX(ID!$M$8:$M$31,FBR!$D391+1)*INDEX(ID!$M$35:$M$46,$B391),0)","v":53},{"$f":"IF(I391=\"w\",INDEX(ID!$N$8:$N$31,FBR!$D391+1)*INDEX(ID!$N$35:$N$46,$B391),0)","v":0},null,31.301780001640555,0,0,0]
[382,1,16,21,16,3,"2014-01-16",5,"h",null,{"$f":"IF(I392=\"h\",INDEX(ID!$K$8:$K$31,FBR!$D392+1)*INDEX(ID!$K$35:$K$46,$B392),0)","v":50},{"$f":"IF(I392=\"w\",INDEX(ID!$L$8:$L$31,FBR!$D392+1)*INDEX(ID!$L$35:$L$46,$B392),0)","v":0},{"$f":"IF(I392=\"h\",INDEX(ID!$M$8:$M$31,FBR!$D392+1)*INDEX(ID!$M$35:$M$46,$B392),0)","v":50},{"$f":"IF(I392=\"w\",INDEX(ID!$N$8:$N$31,FBR!$D392+1)*INDEX(ID!$N$35:$N$46,$B392),0)","v":0},null,29.529981133623163,0,0,0]
[383,1,16,22,16,3,"2014-01-16",5,"h",null,{"$f":"IF(I393=\"h\",INDEX(ID!$K$8:$K$31,FBR!$D393+1)*INDEX(ID!$K$35:$K$46,$B393),0)","v":45},{"$f":"IF(I393=\"w\",INDEX(ID!$L$8:$L$31,FBR!$D393+1)*INDEX(ID!$L$35:$L$46,$B393),0)","v":0},{"$f":"IF(I393=\"h\",INDEX(ID!$M$8:$M$31,FBR!$D393+1)*INDEX(ID!$M$35:$M$46,$B393),0)","v":45},{"$f":"IF(I393=\"w\",INDEX(ID!$N$8:$N$31,FBR!$D393+1)*INDEX(ID!$N$35:$N$46,$B393),0)","v":0},null,26.576983020260847,0,0,0]
[384,1,16,23,16,3,"2014-01-16",5,"h",null,{"$f":"IF(I394=\"h\",INDEX(ID!$K$8:$K$31,FBR!$D394+1)*INDEX(ID!$K$35:$K$46,$B394),0)","v":40},{"$f":"IF(I394=\"w\",INDEX(ID!$L$8:$L$31,FBR!$D394+1)*INDEX(ID!$L$35:$L$46,$B394),0)","v":0},{"$f":"IF(I394=\"h\",INDEX(ID!$M$8:$M$31,FBR!$D394+1)*INDEX(ID!$M$35:$M$46,$B394),0)","v":40},{"$f":"IF(I394=\"w\",INDEX(ID!$N$8:$N$31,FBR!$D394+1)*INDEX(ID!$N$35:$N$46,$B394),0)","v":0},null,23.623984906898531,0,0,0]
[385,1,17,0,17,3,"2014-01-17",{"$f":"WEEKDAY(G395)","v":6},{"$f":"IF(OR(H395=6,H395=7),\"w\",\"h\")","v":"w"},null,{"$f":"IF(I395=\"h\",INDEX(ID!$K$8:$K$31,FBR!$D395+1)*INDEX(ID!$K$35:$K$46,$B395),0)","v":0},{"$f":"IF(I395=\"w\",INDEX(ID!$L$8:$L$31,FBR!$D395+1)*INDEX(ID!$L$35:$L$46,$B395),0)","v":35},{"$f":"IF(I395=\"h\",INDEX(ID!$M$8:$M$31,FBR!$D395+1)*INDEX(ID!$M$35:$M$46,$B395),0)","v":0},{"$f":"IF(I395=\"w\",INDEX(ID!$N$8:$N$31,FBR!$D395+1)*INDEX(ID!$N$35:$N$46,$B395),0)","v":35},null,{"$f":"K395*(indvforbrug*antalbrugere)/($K$8789+$L$8789)","v":0},{"$f":"L395*indvforbrug*antalbrugere/($K$8789+$L$8789)","v":20.670986793536215},{"$f":"M395*fællesforbrug/($M$8789+$N$8789)","v":0},{"$f":"N395*fællesforbrug/($M$8789+$N$8789)","v":0}]
[{"$f":"A395+1","v":386},1,17,1,17,3,{"$f":"DATE(2014,B396,C396)","v":"2014-01-17"},6,"w",null,{"$f":"IF(I396=\"h\",INDEX(ID!$K$8:$K$31,FBR!$D396+1)*INDEX(ID!$K$35:$K$46,$B396),0)","v":0},{"$f":"IF(I396=\"w\",INDEX(ID!$L$8:$L$31,FBR!$D396+1)*INDEX(ID!$L$35:$L$46,$B396),0)","v":30},{"$f":"IF(I396=\"h\",INDEX(ID!$M$8:$M$31,FBR!$D396+1)*INDEX(ID!$M$35:$M$46,$B396),0)","v":0},{"$f":"IF(I396=\"w\",INDEX(ID!$N$8:$N$31,FBR!$D396+1)*INDEX(ID!$N$35:$N$46,$B396),0)","v":30},null,0,17.717988680173899,0,0]
[387,1,17,2,17,3,"2014-01-17",6,"w",null,{"$f":"IF(I397=\"h\",INDEX(ID!$K$8:$K$31,FBR!$D397+1)*INDEX(ID!$K$35:$K$46,$B397),0)","v":0},{"$f":"IF(I397=\"w\",INDEX(ID!$L$8:$L$31,FBR!$D397+1)*INDEX(ID!$L$35:$L$46,$B397),0)","v":28},{"$f":"IF(I397=\"h\",INDEX(ID!$M$8:$M$31,FBR!$D397+1)*INDEX(ID!$M$35:$M$46,$B397),0)","v":0},{"$f":"IF(I397=\"w\",INDEX(ID!$N$8:$N$31,FBR!$D397+1)*INDEX(ID!$N$35:$N$46,$B397),0)","v":28},null,0,16.536789434828972,0,0]
[388,1,17,3,17,3,"2014-01-17",6,"w",null,{"$f":"IF(I398=\"h\",INDEX(ID!$K$8:$K$31,FBR!$D398+1)*INDEX(ID!$K$35:$K$46,$B398),0)","v":0},{"$f":"IF(I398=\"w\",INDEX(ID!$L$8:$L$31,FBR!$D398+1)*INDEX(ID!$L$35:$L$46,$B398),0)","v":27},{"$f":"IF(I398=\"h\",INDEX(ID!$M$8:$M$31,FBR!$D398+1)*INDEX(ID!$M$35:$M$46,$B398),0)","v":0},{"$f":"IF(I398=\"w\",INDEX(ID!$N$8:$N$31,FBR!$D398+1)*INDEX(ID!$N$35:$N$46,$B398),0)","v":27},null,0,15.94618981215651,0,0]
[389,1,17,4,17,3,"2014-01-17",6,"w",null,{"$f":"IF(I399=\"h\",INDEX(ID!$K$8:$K$31,FBR!$D399+1)*INDEX(ID!$K$35:$K$46,$B399),0)","v":0},{"$f":"IF(I399=\"w\",INDEX(ID!$L$8:$L$31,FBR!$D399+1)*INDEX(ID!$L$35:$L$46,$B399),0)","v":27},{"$f":"IF(I399=\"h\",INDEX(ID!$M$8:$M$31,FBR!$D399+1)*INDEX(ID!$M$35:$M$46,$B399),0)","v":0},{"$f":"IF(I399=\"w\",INDEX(ID!$N$8:$N$31,FBR!$D399+1)*INDEX(ID!$N$35:$N$46,$B399),0)","v":27},null,0,15.94618981215651,0,0]
[390,1,17,5,17,3,"2014-01-17",6,"w",null,{"$f":"IF(I400=\"h\",INDEX(ID!$K$8:$K$31,FBR!$D400+1)*INDEX(ID!$K$35:$K$46,$B400),0)","v":0},{"$f":"IF(I400=\"w\",INDEX(ID!$L$8:$L$31,FBR!$D400+1)*INDEX(ID!$L$35:$L$46,$B400),0)","v":27},{"$f":"IF(I400=\"h\",INDEX(ID!$M$8:$M$31,FBR!$D400+1)*INDEX(ID!$M$35:$M$46,$B400),0)","v":0},{"$f":"IF(I400=\"w\",INDEX(ID!$N$8:$N$31,FBR!$D400+1)*INDEX(ID!$N$35:$N$46,$B400),0)","v":27},null,0,15.94618981215651,0,0]
[391,1,17,6,17,3,"2014-01-17",6,"w",null,{"$f":"IF(I401=\"h\",INDEX(ID!$K$8:$K$31,FBR!$D401+1)*INDEX(ID!$K$35:$K$46,$B401),0)","v":0},{"$f":"IF(I401=\"w\",INDEX(ID!$L$8:$L$31,FBR!$D401+1)*INDEX(ID!$L$35:$L$46,$B401),0)","v":29},{"$f":"IF(I401=\"h\",INDEX(ID!$M$8:$M$31,FBR!$D401+1)*INDEX(ID!$M$35:$M$46,$B401),0)","v":0},{"$f":"IF(I401=\"w\",INDEX(ID!$N$8:$N$31,FBR!$D401+1)*INDEX(ID!$N$35:$N$46,$B401),0)","v":29},null,0,17.127389057501436,0,0]
[392,1,17,7,17,3,"2014-01-17",6,"w",null,{"$f":"IF(I402=\"h\",INDEX(ID!$K$8:$K$31,FBR!$D402+1)*INDEX(ID!$K$35:$K$46,$B402),0)","v":0},{"$f":"IF(I402=\"w\",INDEX(ID!$L$8:$L$31,FBR!$D402+1)*INDEX(ID!$L$35:$L$46,$B402),0)","v":32},{"$f":"IF(I402=\"h\",INDEX(ID!$M$8:$M$31,FBR!$D402+1)*INDEX(ID!$M$35:$M$46,$B402),0)","v":0},{"$f":"IF(I402=\"w\",INDEX(ID!$N$8:$N$31,FBR!$D402+1)*INDEX(ID!$N$35:$N$46,$B402),0)","v":32},null,0,18.899187925518824,0,0]
[393,1,17,8,17,3,"2014-01-17",6,"w",null,{"$f":"IF(I403=\"h\",INDEX(ID!$K$8:$K$31,FBR!$D403+1)*INDEX(ID!$K$35:$K$46,$B403),0)","v":0},{"$f":"IF(I403=\"w\",INDEX(ID!$L$8:$L$31,FBR!$D403+1)*INDEX(ID!$L$35:$L$46,$B403),0)","v":35},{"$f":"IF(I403=\"h\",INDEX(ID!$M$8:$M$31,FBR!$D403+1)*INDEX(ID!$M$35:$M$46,$B403),0)","v":0},{"$f":"IF(I403=\"w\",INDEX(ID!$N$8:$N$31,FBR!$D403+1)*INDEX(ID!$N$35:$N$46,$B403),0)","v":35},null,0,20.670986793536215,0,0]
[394,1,17,9,17,3,"2014-01-17",6,"w",null,{"$f":"IF(I404=\"h\",INDEX(ID!$K$8:$K$31,FBR!$D404+1)*INDEX(ID!$K$35:$K$46,$B404),0)","v":0},{"$f":"IF(I404=\"w\",INDEX(ID!$L$8:$L$31,FBR!$D404+1)*INDEX(ID!$L$35:$L$46,$B404),0)","v":38},{"$f":"IF(I404=\"h\",INDEX(ID!$M$8:$M$31,FBR!$D404+1)*INDEX(ID!$M$35:$M$46,$B404),0)","v":0},{"$f":"IF(I404=\"w\",INDEX(ID!$N$8:$N$31,FBR!$D404+1)*INDEX(ID!$N$35:$N$46,$B404),0)","v":38},null,0,22.442785661553604,0,0]
[395,1,17,10,17,3,"2014-01-17",6,"w",null,{"$f":"IF(I405=\"h\",INDEX(ID!$K$8:$K$31,FBR!$D405+1)*INDEX(ID!$K$35:$K$46,$B405),0)","v":0},{"$f":"IF(I405=\"w\",INDEX(ID!$L$8:$L$31,FBR!$D405+1)*INDEX(ID!$L$35:$L$46,$B405),0)","v":40},{"$f":"IF(I405=\"h\",INDEX(ID!$M$8:$M$31,FBR!$D405+1)*INDEX(ID!$M$35:$M$46,$B405),0)","v":0},{"$f":"IF(I405=\"w\",INDEX(ID!$N$8:$N$31,FBR!$D405+1)*INDEX(ID!$N$35:$N$46,$B405),0)","v":40},null,0,23.623984906898531,0,0]
[396,1,17,11,17,3,"2014-01-17",6,"w",null,{"$f":"IF(I406=\"h\",INDEX(ID!$K$8:$K$31,FBR!$D406+1)*INDEX(ID!$K$35:$K$46,$B406),0)","v":0},{"$f":"IF(I406=\"w\",INDEX(ID!$L$8:$L$31,FBR!$D406+1)*INDEX(ID!$L$35:$L$46,$B406),0)","v":42},{"$f":"IF(I406=\"h\",INDEX(ID!$M$8:$M$31,FBR!$D406+1)*INDEX(ID!$M$35:$M$46,$B406),0)","v":0},{"$f":"IF(I406=\"w\",INDEX(ID!$N$8:$N$31,FBR!$D406+1)*INDEX(ID!$N$35:$N$46,$B406),0)","v":42},null,0,24.805184152243459,0,0]
[397,1,17,12,17,3,"2014-01-17",6,"w",null,{"$f":"IF(I407=\"h\",INDEX(ID!$K$8:$K$31,FBR!$D407+1)*INDEX(ID!$K$35:$K$46,$B407),0)","v":0},{"$f":"IF(I407=\"w\",INDEX(ID!$L$8:$L$31,FBR!$D407+1)*INDEX(ID!$L$35:$L$46,$B407),0)","v":43},{"$f":"IF(I407=\"h\",INDEX(ID!$M$8:$M$31,FBR!$D407+1)*INDEX(ID!$M$35:$M$46,$B407),0)","v":0},{"$f":"IF(I407=\"w\",INDEX(ID!$N$8:$N$31,FBR!$D407+1)*INDEX(ID!$N$35:$N$46,$B407),0)","v":43},null,0,25.395783774915923,0,0]
[398,1,17,13,17,3,"2014-01-17",6,"w",null,{"$f":"IF(I408=\"h\",INDEX(ID!$K$8:$K$31,FBR!$D408+1)*INDEX(ID!$K$35:$K$46,$B408),0)","v":0},{"$f":"IF(I408=\"w\",INDEX(ID!$L$8:$L$31,FBR!$D408+1)*INDEX(ID!$L$35:$L$46,$B408),0)","v":44},{"$f":"IF(I408=\"h\",INDEX(ID!$M$8:$M$31,FBR!$D408+1)*INDEX(ID!$M$35:$M$46,$B408),0)","v":0},{"$f":"IF(I408=\"w\",INDEX(ID!$N$8:$N$31,FBR!$D408+1)*INDEX(ID!$N$35:$N$46,$B408),0)","v":44},null,0,25.986383397588384,0,0]
[399,1,17,14,17,3,"2014-01-17",6,"w",null,{"$f":"IF(I409=\"h\",INDEX(ID!$K$8:$K$31,FBR!$D409+1)*INDEX(ID!$K$35:$K$46,$B409),0)","v":0},{"$f":"IF(I409=\"w\",INDEX(ID!$L$8:$L$31,FBR!$D409+1)*INDEX(ID!$L$35:$L$46,$B409),0)","v":47},{"$f":"IF(I409=\"h\",INDEX(ID!$M$8:$M$31,FBR!$D409+1)*INDEX(ID!$M$35:$M$46,$B409),0)","v":0},{"$f":"IF(I409=\"w\",INDEX(ID!$N$8:$N$31,FBR!$D409+1)*INDEX(ID!$N$35:$N$46,$B409),0)","v":47},null,0,27.758182265605775,0,0]
[400,1,17,15,17,3,"2014-01-17",6,"w",null,{"$f":"IF(I410=\"h\",INDEX(ID!$K$8:$K$31,FBR!$D410+1)*INDEX(ID!$K$35:$K$46,$B410),0)","v":0},{"$f":"IF(I410=\"w\",INDEX(ID!$L$8:$L$31,FBR!$D410+1)*INDEX(ID!$L$35:$L$46,$B410),0)","v":50},{"$f":"IF(I410=\"h\",INDEX(ID!$M$8:$M$31,FBR!$D410+1)*INDEX(ID!$M$35:$M$46,$B410),0)","v":0},{"$f":"IF(I410=\"w\",INDEX(ID!$N$8:$N$31,FBR!$D410+1)*INDEX(ID!$N$35:$N$46,$B410),0)","v":50},null,0,29.529981133623163,0,0]
[401,1,17,16,17,3,"2014-01-17",6,"w",null,{"$f":"IF(I411=\"h\",INDEX(ID!$K$8:$K$31,FBR!$D411+1)*INDEX(ID!$K$35:$K$46,$B411),0)","v":0},{"$f":"IF(I411=\"w\",INDEX(ID!$L$8:$L$31,FBR!$D411+1)*INDEX(ID!$L$35:$L$46,$B411),0)","v":53},{"$f":"IF(I411=\"h\",INDEX(ID!$M$8:$M$31,FBR!$D411+1)*INDEX(ID!$M$35:$M$46,$B411),0)","v":0},{"$f":"IF(I411=\"w\",INDEX(ID!$N$8:$N$31,FBR!$D411+1)*INDEX(ID!$N$35:$N$46,$B411),0)","v":53},null,0,31.301780001640555,0,0]
[402,1,17,17,17,3,"2014-01-17",6,"w",null,{"$f":"IF(I412=\"h\",INDEX(ID!$K$8:$K$31,FBR!$D412+1)*INDEX(ID!$K$35:$K$46,$B412),0)","v":0},{"$f":"IF(I412=\"w\",INDEX(ID!$L$8:$L$31,FBR!$D412+1)*INDEX(ID!$L$35:$L$46,$B412),0)","v":62},{"$f":"IF(I412=\"h\",INDEX(ID!$M$8:$M$31,FBR!$D412+1)*INDEX(ID!$M$35:$M$46,$B412),0)","v":0},{"$f":"IF(I412=\"w\",INDEX(ID!$N$8:$N$31,FBR!$D412+1)*INDEX(ID!$N$35:$N$46,$B412),0)","v":62},null,0,36.617176605692727,0,0]
[403,1,17,18,17,3,"2014-01-17",6,"w",null,{"$f":"IF(I413=\"h\",INDEX(ID!$K$8:$K$31,FBR!$D413+1)*INDEX(ID!$K$35:$K$46,$B413),0)","v":0},{"$f":"IF(I413=\"w\",INDEX(ID!$L$8:$L$31,FBR!$D413+1)*INDEX(ID!$L$35:$L$46,$B413),0)","v":65},{"$f":"IF(I413=\"h\",INDEX(ID!$M$8:$M$31,FBR!$D413+1)*INDEX(ID!$M$35:$M$46,$B413),0)","v":0},{"$f":"IF(I413=\"w\",INDEX(ID!$N$8:$N$31,FBR!$D413+1)*INDEX(ID!$N$35:$N$46,$B413),0)","v":65},null,0,38.388975473710111,0,0]
[404,1,17,19,17,3,"2014-01-17",6,"w",null,{"$f":"IF(I414=\"h\",INDEX(ID!$K$8:$K$31,FBR!$D414+1)*INDEX(ID!$K$35:$K$46,$B414),0)","v":0},{"$f":"IF(I414=\"w\",INDEX(ID!$L$8:$L$31,FBR!$D414+1)*INDEX(ID!$L$35:$L$46,$B414),0)","v":60},{"$f":"IF(I414=\"h\",INDEX(ID!$M$8:$M$31,FBR!$D414+1)*INDEX(ID!$M$35:$M$46,$B414),0)","v":0},{"$f":"IF(I414=\"w\",INDEX(ID!$N$8:$N$31,FBR!$D414+1)*INDEX(ID!$N$35:$N$46,$B414),0)","v":60},null,0,35.435977360347799,0,0]
[405,1,17,20,17,3,"2014-01-17",6,"w",null,{"$f":"IF(I415=\"h\",INDEX(ID!$K$8:$K$31,FBR!$D415+1)*INDEX(ID!$K$35:$K$46,$B415),0)","v":0},{"$f":"IF(I415=\"w\",INDEX(ID!$L$8:$L$31,FBR!$D415+1)*INDEX(ID!$L$35:$L$46,$B415),0)","v":53},{"$f":"IF(I415=\"h\",INDEX(ID!$M$8:$M$31,FBR!$D415+1)*INDEX(ID!$M$35:$M$46,$B415),0)","v":0},{"$f":"IF(I415=\"w\",INDEX(ID!$N$8:$N$31,FBR!$D415+1)*INDEX(ID!$N$35:$N$46,$B415),0)","v":53},null,0,31.301780001640555,0,0]
[406,1,17,21,17,3,"2014-01-17",6,"w",null,{"$f":"IF(I416=\"h\",INDEX(ID!$K$8:$K$31,FBR!$D416+1)*INDEX(ID!$K$35:$K$46,$B416),0)","v":0},{"$f":"IF(I416=\"w\",INDEX(ID!$L$8:$L$31,FBR!$D416+1)*INDEX(ID!$L$35:$L$46,$B416),0)","v":50},{"$f":"IF(I416=\"h\",INDEX(ID!$M$8:$M$31,FBR!$D416+1)*INDEX(ID!$M$35:$M$46,$B416),0)","v":0},{"$f":"IF(I416=\"w\",INDEX(ID!$N$8:$N$31,FBR!$D416+1)*INDEX(ID!$N$35:$N$46,$B416),0)","v":50},null,0,29.529981133623163,0,0]
[407,1,17,22,17,3,"2014-01-17",6,"w",null,{"$f":"IF(I417=\"h\",INDEX(ID!$K$8:$K$31,FBR!$D417+1)*INDEX(ID!$K$35:$K$46,$B417),0)","v":0},{"$f":"IF(I417=\"w\",INDEX(ID!$L$8:$L$31,FBR!$D417+1)*INDEX(ID!$L$35:$L$46,$B417),0)","v":45},{"$f":"IF(I417=\"h\",INDEX(ID!$M$8:$M$31,FBR!$D417+1)*INDEX(ID!$M$35:$M$46,$B417),0)","v":0},{"$f":"IF(I417=\"w\",INDEX(ID!$N$8:$N$31,FBR!$D417+1)*INDEX(ID!$N$35:$N$46,$B417),0)","v":45},null,0,26.576983020260847,0,0]
[408,1,17,23,17,3,"2014-01-17",6,"w",null,{"$f":"IF(I418=\"h\",INDEX(ID!$K$8:$K$31,FBR!$D418+1)*INDEX(ID!$K$35:$K$46,$B418),0)","v":0},{"$f":"IF(I418=\"w\",INDEX(ID!$L$8:$L$31,FBR!$D418+1)*INDEX(ID!$L$35:$L$46,$B418),0)","v":40},{"$f":"IF(I418=\"h\",INDEX(ID!$M$8:$M$31,FBR!$D418+1)*INDEX(ID!$M$35:$M$46,$B418),0)","v":0},{"$f":"IF(I418=\"w\",INDEX(ID!$N$8:$N$31,FBR!$D418+1)*INDEX(ID!$N$35:$N$46,$B418),0)","v":40},null,0,23.623984906898531,0,0]
[409,1,18,0,18,3,"2014-01-18",7,"w",null,{"$f":"IF(I419=\"h\",INDEX(ID!$K$8:$K$31,FBR!$D419+1)*INDEX(ID!$K$35:$K$46,$B419),0)","v":0},{"$f":"IF(I419=\"w\",INDEX(ID!$L$8:$L$31,FBR!$D419+1)*INDEX(ID!$L$35:$L$46,$B419),0)","v":35},{"$f":"IF(I419=\"h\",INDEX(ID!$M$8:$M$31,FBR!$D419+1)*INDEX(ID!$M$35:$M$46,$B419),0)","v":0},{"$f":"IF(I419=\"w\",INDEX(ID!$N$8:$N$31,FBR!$D419+1)*INDEX(ID!$N$35:$N$46,$B419),0)","v":35},null,0,20.670986793536215,0,0]
[410,1,18,1,{"$f":"E396+1","v":18},3,"2014-01-18",7,"w",null,{"$f":"IF(I420=\"h\",INDEX(ID!$K$8:$K$31,FBR!$D420+1)*INDEX(ID!$K$35:$K$46,$B420),0)","v":0},{"$f":"IF(I420=\"w\",INDEX(ID!$L$8:$L$31,FBR!$D420+1)*INDEX(ID!$L$35:$L$46,$B420),0)","v":30},{"$f":"IF(I420=\"h\",INDEX(ID!$M$8:$M$31,FBR!$D420+1)*INDEX(ID!$M$35:$M$46,$B420),0)","v":0},{"$f":"IF(I420=\"w\",INDEX(ID!$N$8:$N$31,FBR!$D420+1)*INDEX(ID!$N$35:$N$46,$B420),0)","v":30},null,0,17.717988680173899,0,0]
[411,1,18,2,18,3,"2014-01-18",7,"w",null,{"$f":"IF(I421=\"h\",INDEX(ID!$K$8:$K$31,FBR!$D421+1)*INDEX(ID!$K$35:$K$46,$B421),0)","v":0},{"$f":"IF(I421=\"w\",INDEX(ID!$L$8:$L$31,FBR!$D421+1)*INDEX(ID!$L$35:$L$46,$B421),0)","v":28},{"$f":"IF(I421=\"h\",INDEX(ID!$M$8:$M$31,FBR!$D421+1)*INDEX(ID!$M$35:$M$46,$B421),0)","v":0},{"$f":"IF(I421=\"w\",INDEX(ID!$N$8:$N$31,FBR!$D421+1)*INDEX(ID!$N$35:$N$46,$B421),0)","v":28},null,0,16.536789434828972,0,0]
[412,1,18,3,18,3,"2014-01-18",7,"w",null,{"$f":"IF(I422=\"h\",INDEX(ID!$K$8:$K$31,FBR!$D422+1)*INDEX(ID!$K$35:$K$46,$B422),0)","v":0},{"$f":"IF(I422=\"w\",INDEX(ID!$L$8:$L$31,FBR!$D422+1)*INDEX(ID!$L$35:$L$46,$B422),0)","v":27},{"$f":"IF(I422=\"h\",INDEX(ID!$M$8:$M$31,FBR!$D422+1)*INDEX(ID!$M$35:$M$46,$B422),0)","v":0},{"$f":"IF(I422=\"w\",INDEX(ID!$N$8:$N$31,FBR!$D422+1)*INDEX(ID!$N$35:$N$46,$B422),0)","v":27},null,0,15.94618981215651,0,0]
[413,1,18,4,18,3,"2014-01-18",7,"w",null,{"$f":"IF(I423=\"h\",INDEX(ID!$K$8:$K$31,FBR!$D423+1)*INDEX(ID!$K$35:$K$46,$B423),0)","v":0},{"$f":"IF(I423=\"w\",INDEX(ID!$L$8:$L$31,FBR!$D423+1)*INDEX(ID!$L$35:$L$46,$B423),0)","v":27},{"$f":"IF(I423=\"h\",INDEX(ID!$M$8:$M$31,FBR!$D423+1)*INDEX(ID!$M$35:$M$46,$B423),0)","v":0},{"$f":"IF(I423=\"w\",INDEX(ID!$N$8:$N$31,FBR!$D423+1)*INDEX(ID!$N$35:$N$46,$B423),0)","v":27},null,0,15.94618981215651,0,0]
[414,1,18,5,18,3,"2014-01-18",7,"w",null,{"$f":"IF(I424=\"h\",INDEX(ID!$K$8:$K$31,FBR!$D424+1)*INDEX(ID!$K$35:$K$46,$B424),0)","v":0},{"$f":"IF(I424=\"w\",INDEX(ID!$L$8:$L$31,FBR!$D424+1)*INDEX(ID!$L$35:$L$46,$B424),0)","v":27},{"$f":"IF(I424=\"h\",INDEX(ID!$M$8:$M$31,FBR!$D424+1)*INDEX(ID!$M$35:$M$46,$B424),0)","v":0},{"$f":"IF(I424=\"w\",INDEX(ID!$N$8:$N$31,FBR!$D424+1)*INDEX(ID!$N$35:$N$46,$B424),0)","v":27},null,0,15.94618981215651,0,0]
[415,1,18,6,18,3,"2014-01-18",7,"w",null,{"$f":"IF(I425=\"h\",INDEX(ID!$K$8:$K$31,FBR!$D425+1)*INDEX(ID!$K$35:$K$46,$B425),0)","v":0},{"$f":"IF(I425=\"w\",INDEX(ID!$L$8:$L$31,FBR!$D425+1)*INDEX(ID!$L$35:$L$46,$B425),0)","v":29},{"$f":"IF(I425=\"h\",INDEX(ID!$M$8:$M$31,FBR!$D425+1)*INDEX(ID!$M$35:$M$46,$B425),0)","v":0},{"$f":"IF(I425=\"w\",INDEX(ID!$N$8:$N$31,FBR!$D425+1)*INDEX(ID!$N$35:$N$46,$B425),0)","v":29},null,0,17.127389057501436,0,0]
[416,1,18,7,18,3,"2014-01-18",7,"w",null,{"$f":"IF(I426=\"h\",INDEX(ID!$K$8:$K$31,FBR!$D426+1)*INDEX(ID!$K$35:$K$46,$B426),0)","v":0},{"$f":"IF(I426=\"w\",INDEX(ID!$L$8:$L$31,FBR!$D426+1)*INDEX(ID!$L$35:$L$46,$B426),0)","v":32},{"$f":"IF(I426=\"h\",INDEX(ID!$M$8:$M$31,FBR!$D426+1)*INDEX(ID!$M$35:$M$46,$B426),0)","v":0},{"$f":"IF(I426=\"w\",INDEX(ID!$N$8:$N$31,FBR!$D426+1)*INDEX(ID!$N$35:$N$46,$B426),0)","v":32},null,0,18.899187925518824,0,0]
[417,1,18,8,18,3,"2014-01-18",7,"w",null,{"$f":"IF(I427=\"h\",INDEX(ID!$K$8:$K$31,FBR!$D427+1)*INDEX(ID!$K$35:$K$46,$B427),0)","v":0},{"$f":"IF(I427=\"w\",INDEX(ID!$L$8:$L$31,FBR!$D427+1)*INDEX(ID!$L$35:$L$46,$B427),0)","v":35},{"$f":"IF(I427=\"h\",INDEX(ID!$M$8:$M$31,FBR!$D427+1)*INDEX(ID!$M$35:$M$46,$B427),0)","v":0},{"$f":"IF(I427=\"w\",INDEX(ID!$N$8:$N$31,FBR!$D427+1)*INDEX(ID!$N$35:$N$46,$B427),0)","v":35},null,0,20.670986793536215,0,0]
[418,1,18,9,18,3,"2014-01-18",7,"w",null,{"$f":"IF(I428=\"h\",INDEX(ID!$K$8:$K$31,FBR!$D428+1)*INDEX(ID!$K$35:$K$46,$B428),0)","v":0},{"$f":"IF(I428=\"w\",INDEX(ID!$L$8:$L$31,FBR!$D428+1)*INDEX(ID!$L$35:$L$46,$B428),0)","v":38},{"$f":"IF(I428=\"h\",INDEX(ID!$M$8:$M$31,FBR!$D428+1)*INDEX(ID!$M$35:$M$46,$B428),0)","v":0},{"$f":"IF(I428=\"w\",INDEX(ID!$N$8:$N$31,FBR!$D428+1)*INDEX(ID!$N$35:$N$46,$B428),0)","v":38},null,0,22.442785661553604,0,0]
[419,1,18,10,18,3,"2014-01-18",7,"w",null,{"$f":"IF(I429=\"h\",INDEX(ID!$K$8:$K$31,FBR!$D429+1)*INDEX(ID!$K$35:$K$46,$B429),0)","v":0},{"$f":"IF(I429=\"w\",INDEX(ID!$L$8:$L$31,FBR!$D429+1)*INDEX(ID!$L$35:$L$46,$B429),0)","v":40},{"$f":"IF(I429=\"h\",INDEX(ID!$M$8:$M$31,FBR!$D429+1)*INDEX(ID!$M$35:$M$46,$B429),0)","v":0},{"$f":"IF(I429=\"w\",INDEX(ID!$N$8:$N$31,FBR!$D429+1)*INDEX(ID!$N$35:$N$46,$B429),0)","v":40},null,0,23.623984906898531,0,0]
[420,1,18,11,18,3,"2014-01-18",7,"w",null,{"$f":"IF(I430=\"h\",INDEX(ID!$K$8:$K$31,FBR!$D430+1)*INDEX(ID!$K$35:$K$46,$B430),0)","v":0},{"$f":"IF(I430=\"w\",INDEX(ID!$L$8:$L$31,FBR!$D430+1)*INDEX(ID!$L$35:$L$46,$B430),0)","v":42},{"$f":"IF(I430=\"h\",INDEX(ID!$M$8:$M$31,FBR!$D430+1)*INDEX(ID!$M$35:$M$46,$B430),0)","v":0},{"$f":"IF(I430=\"w\",INDEX(ID!$N$8:$N$31,FBR!$D430+1)*INDEX(ID!$N$35:$N$46,$B430),0)","v":42},null,0,24.805184152243459,0,0]
[421,1,18,12,18,3,"2014-01-18",7,"w",null,{"$f":"IF(I431=\"h\",INDEX(ID!$K$8:$K$31,FBR!$D431+1)*INDEX(ID!$K$35:$K$46,$B431),0)","v":0},{"$f":"IF(I431=\"w\",INDEX(ID!$L$8:$L$31,FBR!$D431+1)*INDEX(ID!$L$35:$L$46,$B431),0)","v":43},{"$f":"IF(I431=\"h\",INDEX(ID!$M$8:$M$31,FBR!$D431+1)*INDEX(ID!$M$35:$M$46,$B431),0)","v":0},{"$f":"IF(I431=\"w\",INDEX(ID!$N$8:$N$31,FBR!$D431+1)*INDEX(ID!$N$35:$N$46,$B431),0)","v":43},null,0,25.395783774915923,0,0]
[422,1,18,13,18,3,"2014-01-18",7,"w",null,{"$f":"IF(I432=\"h\",INDEX(ID!$K$8:$K$31,FBR!$D432+1)*INDEX(ID!$K$35:$K$46,$B432),0)","v":0},{"$f":"IF(I432=\"w\",INDEX(ID!$L$8:$L$31,FBR!$D432+1)*INDEX(ID!$L$35:$L$46,$B432),0)","v":44},{"$f":"IF(I432=\"h\",INDEX(ID!$M$8:$M$31,FBR!$D432+1)*INDEX(ID!$M$35:$M$46,$B432),0)","v":0},{"$f":"IF(I432=\"w\",INDEX(ID!$N$8:$N$31,FBR!$D432+1)*INDEX(ID!$N$35:$N$46,$B432),0)","v":44},null,0,25.986383397588384,0,0]
[423,1,18,14,18,3,"2014-01-18",7,"w",null,{"$f":"IF(I433=\"h\",INDEX(ID!$K$8:$K$31,FBR!$D433+1)*INDEX(ID!$K$35:$K$46,$B433),0)","v":0},{"$f":"IF(I433=\"w\",INDEX(ID!$L$8:$L$31,FBR!$D433+1)*INDEX(ID!$L$35:$L$46,$B433),0)","v":47},{"$f":"IF(I433=\"h\",INDEX(ID!$M$8:$M$31,FBR!$D433+1)*INDEX(ID!$M$35:$M$46,$B433),0)","v":0},{"$f":"IF(I433=\"w\",INDEX(ID!$N$8:$N$31,FBR!$D433+1)*INDEX(ID!$N$35:$N$46,$B433),0)","v":47},null,0,27.758182265605775,0,0]
[424,1,18,15,18,3,"2014-01-18",7,"w",null,{"$f":"IF(I434=\"h\",INDEX(ID!$K$8:$K$31,FBR!$D434+1)*INDEX(ID!$K$35:$K$46,$B434),0)","v":0},{"$f":"IF(I434=\"w\",INDEX(ID!$L$8:$L$31,FBR!$D434+1)*INDEX(ID!$L$35:$L$46,$B434),0)","v":50},{"$f":"IF(I434=\"h\",INDEX(ID!$M$8:$M$31,FBR!$D434+1)*INDEX(ID!$M$35:$M$46,$B434),0)","v":0},{"$f":"IF(I434=\"w\",INDEX(ID!$N$8:$N$31,FBR!$D434+1)*INDEX(ID!$N$35:$N$46,$B434),0)","v":50},null,0,29.529981133623163,0,0]
[425,1,18,16,18,3,"2014-01-18",7,"w",null,{"$f":"IF(I435=\"h\",INDEX(ID!$K$8:$K$31,FBR!$D435+1)*INDEX(ID!$K$35:$K$46,$B435),0)","v":0},{"$f":"IF(I435=\"w\",INDEX(ID!$L$8:$L$31,FBR!$D435+1)*INDEX(ID!$L$35:$L$46,$B435),0)","v":53},{"$f":"IF(I435=\"h\",INDEX(ID!$M$8:$M$31,FBR!$D435+1)*INDEX(ID!$M$35:$M$46,$B435),0)","v":0},{"$f":"IF(I435=\"w\",INDEX(ID!$N$8:$N$31,FBR!$D435+1)*INDEX(ID!$N$35:$N$46,$B435),0)","v":53},null,0,31.301780001640555,0,0]
[426,1,18,17,18,{"$f":"F268+1","v":3},"2014-01-18",7,"w",null,{"$f":"IF(I436=\"h\",INDEX(ID!$K$8:$K$31,FBR!$D436+1)*INDEX(ID!$K$35:$K$46,$B436),0)","v":0},{"$f":"IF(I436=\"w\",INDEX(ID!$L$8:$L$31,FBR!$D436+1)*INDEX(ID!$L$35:$L$46,$B436),0)","v":62},{"$f":"IF(I436=\"h\",INDEX(ID!$M$8:$M$31,FBR!$D436+1)*INDEX(ID!$M$35:$M$46,$B436),0)","v":0},{"$f":"IF(I436=\"w\",INDEX(ID!$N$8:$N$31,FBR!$D436+1)*INDEX(ID!$N$35:$N$46,$B436),0)","v":62},null,0,36.617176605692727,0,0]
[427,1,18,18,18,3,"2014-01-18",7,"w",null,{"$f":"IF(I437=\"h\",INDEX(ID!$K$8:$K$31,FBR!$D437+1)*INDEX(ID!$K$35:$K$46,$B437),0)","v":0},{"$f":"IF(I437=\"w\",INDEX(ID!$L$8:$L$31,FBR!$D437+1)*INDEX(ID!$L$35:$L$46,$B437),0)","v":65},{"$f":"IF(I437=\"h\",INDEX(ID!$M$8:$M$31,FBR!$D437+1)*INDEX(ID!$M$35:$M$46,$B437),0)","v":0},{"$f":"IF(I437=\"w\",INDEX(ID!$N$8:$N$31,FBR!$D437+1)*INDEX(ID!$N$35:$N$46,$B437),0)","v":65},null,0,38.388975473710111,0,0]
[428,1,18,19,18,3,"2014-01-18",7,"w",null,{"$f":"IF(I438=\"h\",INDEX(ID!$K$8:$K$31,FBR!$D438+1)*INDEX(ID!$K$35:$K$46,$B438),0)","v":0},{"$f":"IF(I438=\"w\",INDEX(ID!$L$8:$L$31,FBR!$D438+1)*INDEX(ID!$L$35:$L$46,$B438),0)","v":60},{"$f":"IF(I438=\"h\",INDEX(ID!$M$8:$M$31,FBR!$D438+1)*INDEX(ID!$M$35:$M$46,$B438),0)","v":0},{"$f":"IF(I438=\"w\",INDEX(ID!$N$8:$N$31,FBR!$D438+1)*INDEX(ID!$N$35:$N$46,$B438),0)","v":60},null,0,35.435977360347799,0,0]
[429,1,18,20,18,3,"2014-01-18",7,"w",null,{"$f":"IF(I439=\"h\",INDEX(ID!$K$8:$K$31,FBR!$D439+1)*INDEX(ID!$K$35:$K$46,$B439),0)","v":0},{"$f":"IF(I439=\"w\",INDEX(ID!$L$8:$L$31,FBR!$D439+1)*INDEX(ID!$L$35:$L$46,$B439),0)","v":53},{"$f":"IF(I439=\"h\",INDEX(ID!$M$8:$M$31,FBR!$D439+1)*INDEX(ID!$M$35:$M$46,$B439),0)","v":0},{"$f":"IF(I439=\"w\",INDEX(ID!$N$8:$N$31,FBR!$D439+1)*INDEX(ID!$N$35:$N$46,$B439),0)","v":53},null,0,31.301780001640555,0,0]
[430,1,18,21,18,3,"2014-01-18",7,"w",null,{"$f":"IF(I440=\"h\",INDEX(ID!$K$8:$K$31,FBR!$D440+1)*INDEX(ID!$K$35:$K$46,$B440),0)","v":0},{"$f":"IF(I440=\"w\",INDEX(ID!$L$8:$L$31,FBR!$D440+1)*INDEX(ID!$L$35:$L$46,$B440),0)","v":50},{"$f":"IF(I440=\"h\",INDEX(ID!$M$8:$M$31,FBR!$D440+1)*INDEX(ID!$M$35:$M$46,$B440),0)","v":0},{"$f":"IF(I440=\"w\",INDEX(ID!$N$8:$N$31,FBR!$D440+1)*INDEX(ID!$N$35:$N$46,$B440),0)","v":50},null,0,29.529981133623163,0,0]
[431,1,18,22,18,3,"2014-01-18",7,"w",null,{"$f":"IF(I441=\"h\",INDEX(ID!$K$8:$K$31,FBR!$D441+1)*INDEX(ID!$K$35:$K$46,$B441),0)","v":0},{"$f":"IF(I441=\"w\",INDEX(ID!$L$8:$L$31,FBR!$D441+1)*INDEX(ID!$L$35:$L$46,$B441),0)","v":45},{"$f":"IF(I441=\"h\",INDEX(ID!$M$8:$M$31,FBR!$D441+1)*INDEX(ID!$M$35:$M$46,$B441),0)","v":0},{"$f":"IF(I441=\"w\",INDEX(ID!$N$8:$N$31,FBR!$D441+1)*INDEX(ID!$N$35:$N$46,$B441),0)","v":45},null,0,26.576983020260847,0,0]
[432,1,18,23,18,3,"2014-01-18",7,"w",null,{"$f":"IF(I442=\"h\",INDEX(ID!$K$8:$K$31,FBR!$D442+1)*INDEX(ID!$K$35:$K$46,$B442),0)","v":0},{"$f":"IF(I442=\"w\",INDEX(ID!$L$8:$L$31,FBR!$D442+1)*INDEX(ID!$L$35:$L$46,$B442),0)","v":40},{"$f":"IF(I442=\"h\",INDEX(ID!$M$8:$M$31,FBR!$D442+1)*INDEX(ID!$M$35:$M$46,$B442),0)","v":0},{"$f":"IF(I442=\"w\",INDEX(ID!$N$8:$N$31,FBR!$D442+1)*INDEX(ID!$N$35:$N$46,$B442),0)","v":40},null,0,23.623984906898531,0,0]
[433,1,19,0,19,3,"2014-01-19",1,"h",null,{"$f":"IF(I443=\"h\",INDEX(ID!$K$8:$K$31,FBR!$D443+1)*INDEX(ID!$K$35:$K$46,$B443),0)","v":35},{"$f":"IF(I443=\"w\",INDEX(ID!$L$8:$L$31,FBR!$D443+1)*INDEX(ID!$L$35:$L$46,$B443),0)","v":0},{"$f":"IF(I443=\"h\",INDEX(ID!$M$8:$M$31,FBR!$D443+1)*INDEX(ID!$M$35:$M$46,$B443),0)","v":35},{"$f":"IF(I443=\"w\",INDEX(ID!$N$8:$N$31,FBR!$D443+1)*INDEX(ID!$N$35:$N$46,$B443),0)","v":0},null,20.670986793536215,0,0,0]
[434,1,19,1,19,3,"2014-01-19",1,"h",null,{"$f":"IF(I444=\"h\",INDEX(ID!$K$8:$K$31,FBR!$D444+1)*INDEX(ID!$K$35:$K$46,$B444),0)","v":30},{"$f":"IF(I444=\"w\",INDEX(ID!$L$8:$L$31,FBR!$D444+1)*INDEX(ID!$L$35:$L$46,$B444),0)","v":0},{"$f":"IF(I444=\"h\",INDEX(ID!$M$8:$M$31,FBR!$D444+1)*INDEX(ID!$M$35:$M$46,$B444),0)","v":30},{"$f":"IF(I444=\"w\",INDEX(ID!$N$8:$N$31,FBR!$D444+1)*INDEX(ID!$N$35:$N$46,$B444),0)","v":0},null,17.717988680173899,0,0,0]
[435,1,19,2,19,3,"2014-01-19",1,"h",null,{"$f":"IF(I445=\"h\",INDEX(ID!$K$8:$K$31,FBR!$D445+1)*INDEX(ID!$K$35:$K$46,$B445),0)","v":28},{"$f":"IF(I445=\"w\",INDEX(ID!$L$8:$L$31,FBR!$D445+1)*INDEX(ID!$L$35:$L$46,$B445),0)","v":0},{"$f":"IF(I445=\"h\",INDEX(ID!$M$8:$M$31,FBR!$D445+1)*INDEX(ID!$M$35:$M$46,$B445),0)","v":28},{"$f":"IF(I445=\"w\",INDEX(ID!$N$8:$N$31,FBR!$D445+1)*INDEX(ID!$N$35:$N$46,$B445),0)","v":0},null,16.536789434828972,0,0,0]
[436,1,19,3,19,3,"2014-01-19",1,"h",null,{"$f":"IF(I446=\"h\",INDEX(ID!$K$8:$K$31,FBR!$D446+1)*INDEX(ID!$K$35:$K$46,$B446),0)","v":27},{"$f":"IF(I446=\"w\",INDEX(ID!$L$8:$L$31,FBR!$D446+1)*INDEX(ID!$L$35:$L$46,$B446),0)","v":0},{"$f":"IF(I446=\"h\",INDEX(ID!$M$8:$M$31,FBR!$D446+1)*INDEX(ID!$M$35:$M$46,$B446),0)","v":27},{"$f":"IF(I446=\"w\",INDEX(ID!$N$8:$N$31,FBR!$D446+1)*INDEX(ID!$N$35:$N$46,$B446),0)","v":0},null,15.94618981215651,0,0,0]
[437,1,19,4,19,3,"2014-01-19",1,"h",null,{"$f":"IF(I447=\"h\",INDEX(ID!$K$8:$K$31,FBR!$D447+1)*INDEX(ID!$K$35:$K$46,$B447),0)","v":27},{"$f":"IF(I447=\"w\",INDEX(ID!$L$8:$L$31,FBR!$D447+1)*INDEX(ID!$L$35:$L$46,$B447),0)","v":0},{"$f":"IF(I447=\"h\",INDEX(ID!$M$8:$M$31,FBR!$D447+1)*INDEX(ID!$M$35:$M$46,$B447),0)","v":27},{"$f":"IF(I447=\"w\",INDEX(ID!$N$8:$N$31,FBR!$D447+1)*INDEX(ID!$N$35:$N$46,$B447),0)","v":0},null,15.94618981215651,0,0,0]
[438,1,19,5,19,3,"2014-01-19",1,"h",null,{"$f":"IF(I448=\"h\",INDEX(ID!$K$8:$K$31,FBR!$D448+1)*INDEX(ID!$K$35:$K$46,$B448),0)","v":27},{"$f":"IF(I448=\"w\",INDEX(ID!$L$8:$L$31,FBR!$D448+1)*INDEX(ID!$L$35:$L$46,$B448),0)","v":0},{"$f":"IF(I448=\"h\",INDEX(ID!$M$8:$M$31,FBR!$D448+1)*INDEX(ID!$M$35:$M$46,$B448),0)","v":27},{"$f":"IF(I448=\"w\",INDEX(ID!$N$8:$N$31,FBR!$D448+1)*INDEX(ID!$N$35:$N$46,$B448),0)","v":0},null,15.94618981215651,0,0,0]
[439,1,19,6,19,3,"2014-01-19",1,"h",null,{"$f":"IF(I449=\"h\",INDEX(ID!$K$8:$K$31,FBR!$D449+1)*INDEX(ID!$K$35:$K$46,$B449),0)","v":29},{"$f":"IF(I449=\"w\",INDEX(ID!$L$8:$L$31,FBR!$D449+1)*INDEX(ID!$L$35:$L$46,$B449),0)","v":0},{"$f":"IF(I449=\"h\",INDEX(ID!$M$8:$M$31,FBR!$D449+1)*INDEX(ID!$M$35:$M$46,$B449),0)","v":29},{"$f":"IF(I449=\"w\",INDEX(ID!$N$8:$N$31,FBR!$D449+1)*INDEX(ID!$N$35:$N$46,$B449),0)","v":0},null,17.127389057501436,0,0,0]
[440,1,19,7,19,3,"2014-01-19",1,"h",null,{"$f":"IF(I450=\"h\",INDEX(ID!$K$8:$K$31,FBR!$D450+1)*INDEX(ID!$K$35:$K$46,$B450),0)","v":32},{"$f":"IF(I450=\"w\",INDEX(ID!$L$8:$L$31,FBR!$D450+1)*INDEX(ID!$L$35:$L$46,$B450),0)","v":0},{"$f":"IF(I450=\"h\",INDEX(ID!$M$8:$M$31,FBR!$D450+1)*INDEX(ID!$M$35:$M$46,$B450),0)","v":32},{"$f":"IF(I450=\"w\",INDEX(ID!$N$8:$N$31,FBR!$D450+1)*INDEX(ID!$N$35:$N$46,$B450),0)","v":0},null,18.899187925518824,0,0,0]
[441,1,19,8,19,3,"2014-01-19",1,"h",null,{"$f":"IF(I451=\"h\",INDEX(ID!$K$8:$K$31,FBR!$D451+1)*INDEX(ID!$K$35:$K$46,$B451),0)","v":35},{"$f":"IF(I451=\"w\",INDEX(ID!$L$8:$L$31,FBR!$D451+1)*INDEX(ID!$L$35:$L$46,$B451),0)","v":0},{"$f":"IF(I451=\"h\",INDEX(ID!$M$8:$M$31,FBR!$D451+1)*INDEX(ID!$M$35:$M$46,$B451),0)","v":35},{"$f":"IF(I451=\"w\",INDEX(ID!$N$8:$N$31,FBR!$D451+1)*INDEX(ID!$N$35:$N$46,$B451),0)","v":0},null,20.670986793536215,0,0,0]
[442,1,19,9,19,3,"2014-01-19",1,"h",null,{"$f":"IF(I452=\"h\",INDEX(ID!$K$8:$K$31,FBR!$D452+1)*INDEX(ID!$K$35:$K$46,$B452),0)","v":38},{"$f":"IF(I452=\"w\",INDEX(ID!$L$8:$L$31,FBR!$D452+1)*INDEX(ID!$L$35:$L$46,$B452),0)","v":0},{"$f":"IF(I452=\"h\",INDEX(ID!$M$8:$M$31,FBR!$D452+1)*INDEX(ID!$M$35:$M$46,$B452),0)","v":38},{"$f":"IF(I452=\"w\",INDEX(ID!$N$8:$N$31,FBR!$D452+1)*INDEX(ID!$N$35:$N$46,$B452),0)","v":0},null,22.442785661553604,0,0,0]
[443,1,19,10,19,3,"2014-01-19",1,"h",null,{"$f":"IF(I453=\"h\",INDEX(ID!$K$8:$K$31,FBR!$D453+1)*INDEX(ID!$K$35:$K$46,$B453),0)","v":40},{"$f":"IF(I453=\"w\",INDEX(ID!$L$8:$L$31,FBR!$D453+1)*INDEX(ID!$L$35:$L$46,$B453),0)","v":0},{"$f":"IF(I453=\"h\",INDEX(ID!$M$8:$M$31,FBR!$D453+1)*INDEX(ID!$M$35:$M$46,$B453),0)","v":40},{"$f":"IF(I453=\"w\",INDEX(ID!$N$8:$N$31,FBR!$D453+1)*INDEX(ID!$N$35:$N$46,$B453),0)","v":0},null,23.623984906898531,0,0,0]
[444,1,19,11,19,3,"2014-01-19",1,"h",null,{"$f":"IF(I454=\"h\",INDEX(ID!$K$8:$K$31,FBR!$D454+1)*INDEX(ID!$K$35:$K$46,$B454),0)","v":42},{"$f":"IF(I454=\"w\",INDEX(ID!$L$8:$L$31,FBR!$D454+1)*INDEX(ID!$L$35:$L$46,$B454),0)","v":0},{"$f":"IF(I454=\"h\",INDEX(ID!$M$8:$M$31,FBR!$D454+1)*INDEX(ID!$M$35:$M$46,$B454),0)","v":42},{"$f":"IF(I454=\"w\",INDEX(ID!$N$8:$N$31,FBR!$D454+1)*INDEX(ID!$N$35:$N$46,$B454),0)","v":0},null,24.805184152243459,0,0,0]
[445,1,19,12,19,3,"2014-01-19",1,"h",null,{"$f":"IF(I455=\"h\",INDEX(ID!$K$8:$K$31,FBR!$D455+1)*INDEX(ID!$K$35:$K$46,$B455),0)","v":43},{"$f":"IF(I455=\"w\",INDEX(ID!$L$8:$L$31,FBR!$D455+1)*INDEX(ID!$L$35:$L$46,$B455),0)","v":0},{"$f":"IF(I455=\"h\",INDEX(ID!$M$8:$M$31,FBR!$D455+1)*INDEX(ID!$M$35:$M$46,$B455),0)","v":43},{"$f":"IF(I455=\"w\",INDEX(ID!$N$8:$N$31,FBR!$D455+1)*INDEX(ID!$N$35:$N$46,$B455),0)","v":0},null,25.395783774915923,0,0,0]
[446,1,19,13,19,3,"2014-01-19",1,"h",null,{"$f":"IF(I456=\"h\",INDEX(ID!$K$8:$K$31,FBR!$D456+1)*INDEX(ID!$K$35:$K$46,$B456),0)","v":44},{"$f":"IF(I456=\"w\",INDEX(ID!$L$8:$L$31,FBR!$D456+1)*INDEX(ID!$L$35:$L$46,$B456),0)","v":0},{"$f":"IF(I456=\"h\",INDEX(ID!$M$8:$M$31,FBR!$D456+1)*INDEX(ID!$M$35:$M$46,$B456),0)","v":44},{"$f":"IF(I456=\"w\",INDEX(ID!$N$8:$N$31,FBR!$D456+1)*INDEX(ID!$N$35:$N$46,$B456),0)","v":0},null,25.986383397588384,0,0,0]
[447,1,19,14,19,3,"2014-01-19",1,"h",null,{"$f":"IF(I457=\"h\",INDEX(ID!$K$8:$K$31,FBR!$D457+1)*INDEX(ID!$K$35:$K$46,$B457),0)","v":47},{"$f":"IF(I457=\"w\",INDEX(ID!$L$8:$L$31,FBR!$D457+1)*INDEX(ID!$L$35:$L$46,$B457),0)","v":0},{"$f":"IF(I457=\"h\",INDEX(ID!$M$8:$M$31,FBR!$D457+1)*INDEX(ID!$M$35:$M$46,$B457),0)","v":47},{"$f":"IF(I457=\"w\",INDEX(ID!$N$8:$N$31,FBR!$D457+1)*INDEX(ID!$N$35:$N$46,$B457),0)","v":0},null,27.758182265605775,0,0,0]
[448,1,19,15,19,3,"2014-01-19",1,"h",null,{"$f":"IF(I458=\"h\",INDEX(ID!$K$8:$K$31,FBR!$D458+1)*INDEX(ID!$K$35:$K$46,$B458),0)","v":50},{"$f":"IF(I458=\"w\",INDEX(ID!$L$8:$L$31,FBR!$D458+1)*INDEX(ID!$L$35:$L$46,$B458),0)","v":0},{"$f":"IF(I458=\"h\",INDEX(ID!$M$8:$M$31,FBR!$D458+1)*INDEX(ID!$M$35:$M$46,$B458),0)","v":50},{"$f":"IF(I458=\"w\",INDEX(ID!$N$8:$N$31,FBR!$D458+1)*INDEX(ID!$N$35:$N$46,$B458),0)","v":0},null,29.529981133623163,0,0,0]
[449,1,19,16,19,3,"2014-01-19",{"$f":"WEEKDAY(G459)","v":1},{"$f":"IF(OR(H459=6,H459=7),\"w\",\"h\")","v":"h"},null,{"$f":"IF(I459=\"h\",INDEX(ID!$K$8:$K$31,FBR!$D459+1)*INDEX(ID!$K$35:$K$46,$B459),0)","v":53},{"$f":"IF(I459=\"w\",INDEX(ID!$L$8:$L$31,FBR!$D459+1)*INDEX(ID!$L$35:$L$46,$B459),0)","v":0},{"$f":"IF(I459=\"h\",INDEX(ID!$M$8:$M$31,FBR!$D459+1)*INDEX(ID!$M$35:$M$46,$B459),0)","v":53},{"$f":"IF(I459=\"w\",INDEX(ID!$N$8:$N$31,FBR!$D459+1)*INDEX(ID!$N$35:$N$46,$B459),0)","v":0},null,{"$f":"K459*(indvforbrug*antalbrugere)/($K$8789+$L$8789)","v":31.301780001640555},{"$f":"L459*indvforbrug*antalbrugere/($K$8789+$L$8789)","v":0},{"$f":"M459*fællesforbrug/($M$8789+$N$8789)","v":0},{"$f":"N459*fællesforbrug/($M$8789+$N$8789)","v":0}]
[{"$f":"A459+1","v":450},1,19,17,19,3,{"$f":"DATE(2014,B460,C460)","v":"2014-01-19"},1,"h",null,{"$f":"IF(I460=\"h\",INDEX(ID!$K$8:$K$31,FBR!$D460+1)*INDEX(ID!$K$35:$K$46,$B460),0)","v":62},{"$f":"IF(I460=\"w\",INDEX(ID!$L$8:$L$31,FBR!$D460+1)*INDEX(ID!$L$35:$L$46,$B460),0)","v":0},{"$f":"IF(I460=\"h\",INDEX(ID!$M$8:$M$31,FBR!$D460+1)*INDEX(ID!$M$35:$M$46,$B460),0)","v":62},{"$f":"IF(I460=\"w\",INDEX(ID!$N$8:$N$31,FBR!$D460+1)*INDEX(ID!$N$35:$N$46,$B460),0)","v":0},null,36.617176605692727,0,0,0]
[451,1,19,18,19,3,"2014-01-19",1,"h",null,{"$f":"IF(I461=\"h\",INDEX(ID!$K$8:$K$31,FBR!$D461+1)*INDEX(ID!$K$35:$K$46,$B461),0)","v":65},{"$f":"IF(I461=\"w\",INDEX(ID!$L$8:$L$31,FBR!$D461+1)*INDEX(ID!$L$35:$L$46,$B461),0)","v":0},{"$f":"IF(I461=\"h\",INDEX(ID!$M$8:$M$31,FBR!$D461+1)*INDEX(ID!$M$35:$M$46,$B461),0)","v":65},{"$f":"IF(I461=\"w\",INDEX(ID!$N$8:$N$31,FBR!$D461+1)*INDEX(ID!$N$35:$N$46,$B461),0)","v":0},null,38.388975473710111,0,0,0]
[452,1,19,19,19,3,"2014-01-19",1,"h",null,{"$f":"IF(I462=\"h\",INDEX(ID!$K$8:$K$31,FBR!$D462+1)*INDEX(ID!$K$35:$K$46,$B462),0)","v":60},{"$f":"IF(I462=\"w\",INDEX(ID!$L$8:$L$31,FBR!$D462+1)*INDEX(ID!$L$35:$L$46,$B462),0)","v":0},{"$f":"IF(I462=\"h\",INDEX(ID!$M$8:$M$31,FBR!$D462+1)*INDEX(ID!$M$35:$M$46,$B462),0)","v":60},{"$f":"IF(I462=\"w\",INDEX(ID!$N$8:$N$31,FBR!$D462+1)*INDEX(ID!$N$35:$N$46,$B462),0)","v":0},null,35.435977360347799,0,0,0]
[453,1,19,20,19,3,"2014-01-19",1,"h",null,{"$f":"IF(I463=\"h\",INDEX(ID!$K$8:$K$31,FBR!$D463+1)*INDEX(ID!$K$35:$K$46,$B463),0)","v":53},{"$f":"IF(I463=\"w\",INDEX(ID!$L$8:$L$31,FBR!$D463+1)*INDEX(ID!$L$35:$L$46,$B463),0)","v":0},{"$f":"IF(I463=\"h\",INDEX(ID!$M$8:$M$31,FBR!$D463+1)*INDEX(ID!$M$35:$M$46,$B463),0)","v":53},{"$f":"IF(I463=\"w\",INDEX(ID!$N$8:$N$31,FBR!$D463+1)*INDEX(ID!$N$35:$N$46,$B463),0)","v":0},null,31.301780001640555,0,0,0]
[454,1,19,21,19,3,"2014-01-19",1,"h",null,{"$f":"IF(I464=\"h\",INDEX(ID!$K$8:$K$31,FBR!$D464+1)*INDEX(ID!$K$35:$K$46,$B464),0)","v":50},{"$f":"IF(I464=\"w\",INDEX(ID!$L$8:$L$31,FBR!$D464+1)*INDEX(ID!$L$35:$L$46,$B464),0)","v":0},{"$f":"IF(I464=\"h\",INDEX(ID!$M$8:$M$31,FBR!$D464+1)*INDEX(ID!$M$35:$M$46,$B464),0)","v":50},{"$f":"IF(I464=\"w\",INDEX(ID!$N$8:$N$31,FBR!$D464+1)*INDEX(ID!$N$35:$N$46,$B464),0)","v":0},null,29.529981133623163,0,0,0]
[455,1,19,22,19,3,"2014-01-19",1,"h",null,{"$f":"IF(I465=\"h\",INDEX(ID!$K$8:$K$31,FBR!$D465+1)*INDEX(ID!$K$35:$K$46,$B465),0)","v":45},{"$f":"IF(I465=\"w\",INDEX(ID!$L$8:$L$31,FBR!$D465+1)*INDEX(ID!$L$35:$L$46,$B465),0)","v":0},{"$f":"IF(I465=\"h\",INDEX(ID!$M$8:$M$31,FBR!$D465+1)*INDEX(ID!$M$35:$M$46,$B465),0)","v":45},{"$f":"IF(I465=\"w\",INDEX(ID!$N$8:$N$31,FBR!$D465+1)*INDEX(ID!$N$35:$N$46,$B465),0)","v":0},null,26.576983020260847,0,0,0]
[456,1,19,23,19,3,"2014-01-19",1,"h",null,{"$f":"IF(I466=\"h\",INDEX(ID!$K$8:$K$31,FBR!$D466+1)*INDEX(ID!$K$35:$K$46,$B466),0)","v":40},{"$f":"IF(I466=\"w\",INDEX(ID!$L$8:$L$31,FBR!$D466+1)*INDEX(ID!$L$35:$L$46,$B466),0)","v":0},{"$f":"IF(I466=\"h\",INDEX(ID!$M$8:$M$31,FBR!$D466+1)*INDEX(ID!$M$35:$M$46,$B466),0)","v":40},{"$f":"IF(I466=\"w\",INDEX(ID!$N$8:$N$31,FBR!$D466+1)*INDEX(ID!$N$35:$N$46,$B466),0)","v":0},null,23.623984906898531,0,0,0]
[457,1,20,0,20,3,"2014-01-20",2,"h",null,{"$f":"IF(I467=\"h\",INDEX(ID!$K$8:$K$31,FBR!$D467+1)*INDEX(ID!$K$35:$K$46,$B467),0)","v":35},{"$f":"IF(I467=\"w\",INDEX(ID!$L$8:$L$31,FBR!$D467+1)*INDEX(ID!$L$35:$L$46,$B467),0)","v":0},{"$f":"IF(I467=\"h\",INDEX(ID!$M$8:$M$31,FBR!$D467+1)*INDEX(ID!$M$35:$M$46,$B467),0)","v":35},{"$f":"IF(I467=\"w\",INDEX(ID!$N$8:$N$31,FBR!$D467+1)*INDEX(ID!$N$35:$N$46,$B467),0)","v":0},null,20.670986793536215,0,0,0]
[458,1,20,1,20,3,"2014-01-20",2,"h",null,{"$f":"IF(I468=\"h\",INDEX(ID!$K$8:$K$31,FBR!$D468+1)*INDEX(ID!$K$35:$K$46,$B468),0)","v":30},{"$f":"IF(I468=\"w\",INDEX(ID!$L$8:$L$31,FBR!$D468+1)*INDEX(ID!$L$35:$L$46,$B468),0)","v":0},{"$f":"IF(I468=\"h\",INDEX(ID!$M$8:$M$31,FBR!$D468+1)*INDEX(ID!$M$35:$M$46,$B468),0)","v":30},{"$f":"IF(I468=\"w\",INDEX(ID!$N$8:$N$31,FBR!$D468+1)*INDEX(ID!$N$35:$N$46,$B468),0)","v":0},null,17.717988680173899,0,0,0]
[459,1,20,2,20,3,"2014-01-20",2,"h",null,{"$f":"IF(I469=\"h\",INDEX(ID!$K$8:$K$31,FBR!$D469+1)*INDEX(ID!$K$35:$K$46,$B469),0)","v":28},{"$f":"IF(I469=\"w\",INDEX(ID!$L$8:$L$31,FBR!$D469+1)*INDEX(ID!$L$35:$L$46,$B469),0)","v":0},{"$f":"IF(I469=\"h\",INDEX(ID!$M$8:$M$31,FBR!$D469+1)*INDEX(ID!$M$35:$M$46,$B469),0)","v":28},{"$f":"IF(I469=\"w\",INDEX(ID!$N$8:$N$31,FBR!$D469+1)*INDEX(ID!$N$35:$N$46,$B469),0)","v":0},null,16.536789434828972,0,0,0]
[460,1,20,3,20,3,"2014-01-20",2,"h",null,{"$f":"IF(I470=\"h\",INDEX(ID!$K$8:$K$31,FBR!$D470+1)*INDEX(ID!$K$35:$K$46,$B470),0)","v":27},{"$f":"IF(I470=\"w\",INDEX(ID!$L$8:$L$31,FBR!$D470+1)*INDEX(ID!$L$35:$L$46,$B470),0)","v":0},{"$f":"IF(I470=\"h\",INDEX(ID!$M$8:$M$31,FBR!$D470+1)*INDEX(ID!$M$35:$M$46,$B470),0)","v":27},{"$f":"IF(I470=\"w\",INDEX(ID!$N$8:$N$31,FBR!$D470+1)*INDEX(ID!$N$35:$N$46,$B470),0)","v":0},null,15.94618981215651,0,0,0]
[461,1,20,4,20,3,"2014-01-20",2,"h",null,{"$f":"IF(I471=\"h\",INDEX(ID!$K$8:$K$31,FBR!$D471+1)*INDEX(ID!$K$35:$K$46,$B471),0)","v":27},{"$f":"IF(I471=\"w\",INDEX(ID!$L$8:$L$31,FBR!$D471+1)*INDEX(ID!$L$35:$L$46,$B471),0)","v":0},{"$f":"IF(I471=\"h\",INDEX(ID!$M$8:$M$31,FBR!$D471+1)*INDEX(ID!$M$35:$M$46,$B471),0)","v":27},{"$f":"IF(I471=\"w\",INDEX(ID!$N$8:$N$31,FBR!$D471+1)*INDEX(ID!$N$35:$N$46,$B471),0)","v":0},null,15.94618981215651,0,0,0]
[462,1,20,5,20,3,"2014-01-20",2,"h",null,{"$f":"IF(I472=\"h\",INDEX(ID!$K$8:$K$31,FBR!$D472+1)*INDEX(ID!$K$35:$K$46,$B472),0)","v":27},{"$f":"IF(I472=\"w\",INDEX(ID!$L$8:$L$31,FBR!$D472+1)*INDEX(ID!$L$35:$L$46,$B472),0)","v":0},{"$f":"IF(I472=\"h\",INDEX(ID!$M$8:$M$31,FBR!$D472+1)*INDEX(ID!$M$35:$M$46,$B472),0)","v":27},{"$f":"IF(I472=\"w\",INDEX(ID!$N$8:$N$31,FBR!$D472+1)*INDEX(ID!$N$35:$N$46,$B472),0)","v":0},null,15.94618981215651,0,0,0]
[463,1,20,6,20,3,"2014-01-20",2,"h",null,{"$f":"IF(I473=\"h\",INDEX(ID!$K$8:$K$31,FBR!$D473+1)*INDEX(ID!$K$35:$K$46,$B473),0)","v":29},{"$f":"IF(I473=\"w\",INDEX(ID!$L$8:$L$31,FBR!$D473+1)*INDEX(ID!$L$35:$L$46,$B473),0)","v":0},{"$f":"IF(I473=\"h\",INDEX(ID!$M$8:$M$31,FBR!$D473+1)*INDEX(ID!$M$35:$M$46,$B473),0)","v":29},{"$f":"IF(I473=\"w\",INDEX(ID!$N$8:$N$31,FBR!$D473+1)*INDEX(ID!$N$35:$N$46,$B473),0)","v":0},null,17.127389057501436,0,0,0]
[464,1,20,7,20,3,"2014-01-20",2,"h",null,{"$f":"IF(I474=\"h\",INDEX(ID!$K$8:$K$31,FBR!$D474+1)*INDEX(ID!$K$35:$K$46,$B474),0)","v":32},{"$f":"IF(I474=\"w\",INDEX(ID!$L$8:$L$31,FBR!$D474+1)*INDEX(ID!$L$35:$L$46,$B474),0)","v":0},{"$f":"IF(I474=\"h\",INDEX(ID!$M$8:$M$31,FBR!$D474+1)*INDEX(ID!$M$35:$M$46,$B474),0)","v":32},{"$f":"IF(I474=\"w\",INDEX(ID!$N$8:$N$31,FBR!$D474+1)*INDEX(ID!$N$35:$N$46,$B474),0)","v":0},null,18.899187925518824,0,0,0]
[465,1,20,8,20,3,"2014-01-20",2,"h",null,{"$f":"IF(I475=\"h\",INDEX(ID!$K$8:$K$31,FBR!$D475+1)*INDEX(ID!$K$35:$K$46,$B475),0)","v":35},{"$f":"IF(I475=\"w\",INDEX(ID!$L$8:$L$31,FBR!$D475+1)*INDEX(ID!$L$35:$L$46,$B475),0)","v":0},{"$f":"IF(I475=\"h\",INDEX(ID!$M$8:$M$31,FBR!$D475+1)*INDEX(ID!$M$35:$M$46,$B475),0)","v":35},{"$f":"IF(I475=\"w\",INDEX(ID!$N$8:$N$31,FBR!$D475+1)*INDEX(ID!$N$35:$N$46,$B475),0)","v":0},null,20.670986793536215,0,0,0]
[466,1,20,9,20,3,"2014-01-20",2,"h",null,{"$f":"IF(I476=\"h\",INDEX(ID!$K$8:$K$31,FBR!$D476+1)*INDEX(ID!$K$35:$K$46,$B476),0)","v":38},{"$f":"IF(I476=\"w\",INDEX(ID!$L$8:$L$31,FBR!$D476+1)*INDEX(ID!$L$35:$L$46,$B476),0)","v":0},{"$f":"IF(I476=\"h\",INDEX(ID!$M$8:$M$31,FBR!$D476+1)*INDEX(ID!$M$35:$M$46,$B476),0)","v":38},{"$f":"IF(I476=\"w\",INDEX(ID!$N$8:$N$31,FBR!$D476+1)*INDEX(ID!$N$35:$N$46,$B476),0)","v":0},null,22.442785661553604,0,0,0]
[467,1,20,10,20,3,"2014-01-20",2,"h",null,{"$f":"IF(I477=\"h\",INDEX(ID!$K$8:$K$31,FBR!$D477+1)*INDEX(ID!$K$35:$K$46,$B477),0)","v":40},{"$f":"IF(I477=\"w\",INDEX(ID!$L$8:$L$31,FBR!$D477+1)*INDEX(ID!$L$35:$L$46,$B477),0)","v":0},{"$f":"IF(I477=\"h\",INDEX(ID!$M$8:$M$31,FBR!$D477+1)*INDEX(ID!$M$35:$M$46,$B477),0)","v":40},{"$f":"IF(I477=\"w\",INDEX(ID!$N$8:$N$31,FBR!$D477+1)*INDEX(ID!$N$35:$N$46,$B477),0)","v":0},null,23.623984906898531,0,0,0]
[468,1,20,11,20,3,"2014-01-20",2,"h",null,{"$f":"IF(I478=\"h\",INDEX(ID!$K$8:$K$31,FBR!$D478+1)*INDEX(ID!$K$35:$K$46,$B478),0)","v":42},{"$f":"IF(I478=\"w\",INDEX(ID!$L$8:$L$31,FBR!$D478+1)*INDEX(ID!$L$35:$L$46,$B478),0)","v":0},{"$f":"IF(I478=\"h\",INDEX(ID!$M$8:$M$31,FBR!$D478+1)*INDEX(ID!$M$35:$M$46,$B478),0)","v":42},{"$f":"IF(I478=\"w\",INDEX(ID!$N$8:$N$31,FBR!$D478+1)*INDEX(ID!$N$35:$N$46,$B478),0)","v":0},null,24.805184152243459,0,0,0]
[469,1,20,12,20,3,"2014-01-20",2,"h",null,{"$f":"IF(I479=\"h\",INDEX(ID!$K$8:$K$31,FBR!$D479+1)*INDEX(ID!$K$35:$K$46,$B479),0)","v":43},{"$f":"IF(I479=\"w\",INDEX(ID!$L$8:$L$31,FBR!$D479+1)*INDEX(ID!$L$35:$L$46,$B479),0)","v":0},{"$f":"IF(I479=\"h\",INDEX(ID!$M$8:$M$31,FBR!$D479+1)*INDEX(ID!$M$35:$M$46,$B479),0)","v":43},{"$f":"IF(I479=\"w\",INDEX(ID!$N$8:$N$31,FBR!$D479+1)*INDEX(ID!$N$35:$N$46,$B479),0)","v":0},null,25.395783774915923,0,0,0]
[470,1,20,13,20,3,"2014-01-20",2,"h",null,{"$f":"IF(I480=\"h\",INDEX(ID!$K$8:$K$31,FBR!$D480+1)*INDEX(ID!$K$35:$K$46,$B480),0)","v":44},{"$f":"IF(I480=\"w\",INDEX(ID!$L$8:$L$31,FBR!$D480+1)*INDEX(ID!$L$35:$L$46,$B480),0)","v":0},{"$f":"IF(I480=\"h\",INDEX(ID!$M$8:$M$31,FBR!$D480+1)*INDEX(ID!$M$35:$M$46,$B480),0)","v":44},{"$f":"IF(I480=\"w\",INDEX(ID!$N$8:$N$31,FBR!$D480+1)*INDEX(ID!$N$35:$N$46,$B480),0)","v":0},null,25.986383397588384,0,0,0]
[471,1,20,14,20,3,"2014-01-20",2,"h",null,{"$f":"IF(I481=\"h\",INDEX(ID!$K$8:$K$31,FBR!$D481+1)*INDEX(ID!$K$35:$K$46,$B481),0)","v":47},{"$f":"IF(I481=\"w\",INDEX(ID!$L$8:$L$31,FBR!$D481+1)*INDEX(ID!$L$35:$L$46,$B481),0)","v":0},{"$f":"IF(I481=\"h\",INDEX(ID!$M$8:$M$31,FBR!$D481+1)*INDEX(ID!$M$35:$M$46,$B481),0)","v":47},{"$f":"IF(I481=\"w\",INDEX(ID!$N$8:$N$31,FBR!$D481+1)*INDEX(ID!$N$35:$N$46,$B481),0)","v":0},null,27.758182265605775,0,0,0]
[472,1,20,15,20,3,"2014-01-20",2,"h",null,{"$f":"IF(I482=\"h\",INDEX(ID!$K$8:$K$31,FBR!$D482+1)*INDEX(ID!$K$35:$K$46,$B482),0)","v":50},{"$f":"IF(I482=\"w\",INDEX(ID!$L$8:$L$31,FBR!$D482+1)*INDEX(ID!$L$35:$L$46,$B482),0)","v":0},{"$f":"IF(I482=\"h\",INDEX(ID!$M$8:$M$31,FBR!$D482+1)*INDEX(ID!$M$35:$M$46,$B482),0)","v":50},{"$f":"IF(I482=\"w\",INDEX(ID!$N$8:$N$31,FBR!$D482+1)*INDEX(ID!$N$35:$N$46,$B482),0)","v":0},null,29.529981133623163,0,0,0]
[473,1,20,16,20,3,"2014-01-20",2,"h",null,{"$f":"IF(I483=\"h\",INDEX(ID!$K$8:$K$31,FBR!$D483+1)*INDEX(ID!$K$35:$K$46,$B483),0)","v":53},{"$f":"IF(I483=\"w\",INDEX(ID!$L$8:$L$31,FBR!$D483+1)*INDEX(ID!$L$35:$L$46,$B483),0)","v":0},{"$f":"IF(I483=\"h\",INDEX(ID!$M$8:$M$31,FBR!$D483+1)*INDEX(ID!$M$35:$M$46,$B483),0)","v":53},{"$f":"IF(I483=\"w\",INDEX(ID!$N$8:$N$31,FBR!$D483+1)*INDEX(ID!$N$35:$N$46,$B483),0)","v":0},null,31.301780001640555,0,0,0]
[474,1,20,17,{"$f":"E460+1","v":20},3,"2014-01-20",2,"h",null,{"$f":"IF(I484=\"h\",INDEX(ID!$K$8:$K$31,FBR!$D484+1)*INDEX(ID!$K$35:$K$46,$B484),0)","v":62},{"$f":"IF(I484=\"w\",INDEX(ID!$L$8:$L$31,FBR!$D484+1)*INDEX(ID!$L$35:$L$46,$B484),0)","v":0},{"$f":"IF(I484=\"h\",INDEX(ID!$M$8:$M$31,FBR!$D484+1)*INDEX(ID!$M$35:$M$46,$B484),0)","v":62},{"$f":"IF(I484=\"w\",INDEX(ID!$N$8:$N$31,FBR!$D484+1)*INDEX(ID!$N$35:$N$46,$B484),0)","v":0},null,36.617176605692727,0,0,0]
[475,1,20,18,20,3,"2014-01-20",2,"h",null,{"$f":"IF(I485=\"h\",INDEX(ID!$K$8:$K$31,FBR!$D485+1)*INDEX(ID!$K$35:$K$46,$B485),0)","v":65},{"$f":"IF(I485=\"w\",INDEX(ID!$L$8:$L$31,FBR!$D485+1)*INDEX(ID!$L$35:$L$46,$B485),0)","v":0},{"$f":"IF(I485=\"h\",INDEX(ID!$M$8:$M$31,FBR!$D485+1)*INDEX(ID!$M$35:$M$46,$B485),0)","v":65},{"$f":"IF(I485=\"w\",INDEX(ID!$N$8:$N$31,FBR!$D485+1)*INDEX(ID!$N$35:$N$46,$B485),0)","v":0},null,38.388975473710111,0,0,0]
[476,1,20,19,20,3,"2014-01-20",2,"h",null,{"$f":"IF(I486=\"h\",INDEX(ID!$K$8:$K$31,FBR!$D486+1)*INDEX(ID!$K$35:$K$46,$B486),0)","v":60},{"$f":"IF(I486=\"w\",INDEX(ID!$L$8:$L$31,FBR!$D486+1)*INDEX(ID!$L$35:$L$46,$B486),0)","v":0},{"$f":"IF(I486=\"h\",INDEX(ID!$M$8:$M$31,FBR!$D486+1)*INDEX(ID!$M$35:$M$46,$B486),0)","v":60},{"$f":"IF(I486=\"w\",INDEX(ID!$N$8:$N$31,FBR!$D486+1)*INDEX(ID!$N$35:$N$46,$B486),0)","v":0},null,35.435977360347799,0,0,0]
[477,1,20,20,20,3,"2014-01-20",2,"h",null,{"$f":"IF(I487=\"h\",INDEX(ID!$K$8:$K$31,FBR!$D487+1)*INDEX(ID!$K$35:$K$46,$B487),0)","v":53},{"$f":"IF(I487=\"w\",INDEX(ID!$L$8:$L$31,FBR!$D487+1)*INDEX(ID!$L$35:$L$46,$B487),0)","v":0},{"$f":"IF(I487=\"h\",INDEX(ID!$M$8:$M$31,FBR!$D487+1)*INDEX(ID!$M$35:$M$46,$B487),0)","v":53},{"$f":"IF(I487=\"w\",INDEX(ID!$N$8:$N$31,FBR!$D487+1)*INDEX(ID!$N$35:$N$46,$B487),0)","v":0},null,31.301780001640555,0,0,0]
[478,1,20,21,20,3,"2014-01-20",2,"h",null,{"$f":"IF(I488=\"h\",INDEX(ID!$K$8:$K$31,FBR!$D488+1)*INDEX(ID!$K$35:$K$46,$B488),0)","v":50},{"$f":"IF(I488=\"w\",INDEX(ID!$L$8:$L$31,FBR!$D488+1)*INDEX(ID!$L$35:$L$46,$B488),0)","v":0},{"$f":"IF(I488=\"h\",INDEX(ID!$M$8:$M$31,FBR!$D488+1)*INDEX(ID!$M$35:$M$46,$B488),0)","v":50},{"$f":"IF(I488=\"w\",INDEX(ID!$N$8:$N$31,FBR!$D488+1)*INDEX(ID!$N$35:$N$46,$B488),0)","v":0},null,29.529981133623163,0,0,0]
[479,1,20,22,20,3,"2014-01-20",2,"h",null,{"$f":"IF(I489=\"h\",INDEX(ID!$K$8:$K$31,FBR!$D489+1)*INDEX(ID!$K$35:$K$46,$B489),0)","v":45},{"$f":"IF(I489=\"w\",INDEX(ID!$L$8:$L$31,FBR!$D489+1)*INDEX(ID!$L$35:$L$46,$B489),0)","v":0},{"$f":"IF(I489=\"h\",INDEX(ID!$M$8:$M$31,FBR!$D489+1)*INDEX(ID!$M$35:$M$46,$B489),0)","v":45},{"$f":"IF(I489=\"w\",INDEX(ID!$N$8:$N$31,FBR!$D489+1)*INDEX(ID!$N$35:$N$46,$B489),0)","v":0},null,26.576983020260847,0,0,0]
[480,1,20,23,20,3,"2014-01-20",2,"h",null,{"$f":"IF(I490=\"h\",INDEX(ID!$K$8:$K$31,FBR!$D490+1)*INDEX(ID!$K$35:$K$46,$B490),0)","v":40},{"$f":"IF(I490=\"w\",INDEX(ID!$L$8:$L$31,FBR!$D490+1)*INDEX(ID!$L$35:$L$46,$B490),0)","v":0},{"$f":"IF(I490=\"h\",INDEX(ID!$M$8:$M$31,FBR!$D490+1)*INDEX(ID!$M$35:$M$46,$B490),0)","v":40},{"$f":"IF(I490=\"w\",INDEX(ID!$N$8:$N$31,FBR!$D490+1)*INDEX(ID!$N$35:$N$46,$B490),0)","v":0},null,23.623984906898531,0,0,0]
[481,1,21,0,21,3,"2014-01-21",3,"h",null,{"$f":"IF(I491=\"h\",INDEX(ID!$K$8:$K$31,FBR!$D491+1)*INDEX(ID!$K$35:$K$46,$B491),0)","v":35},{"$f":"IF(I491=\"w\",INDEX(ID!$L$8:$L$31,FBR!$D491+1)*INDEX(ID!$L$35:$L$46,$B491),0)","v":0},{"$f":"IF(I491=\"h\",INDEX(ID!$M$8:$M$31,FBR!$D491+1)*INDEX(ID!$M$35:$M$46,$B491),0)","v":35},{"$f":"IF(I491=\"w\",INDEX(ID!$N$8:$N$31,FBR!$D491+1)*INDEX(ID!$N$35:$N$46,$B491),0)","v":0},null,20.670986793536215,0,0,0]
[482,1,21,1,21,3,"2014-01-21",3,"h",null,{"$f":"IF(I492=\"h\",INDEX(ID!$K$8:$K$31,FBR!$D492+1)*INDEX(ID!$K$35:$K$46,$B492),0)","v":30},{"$f":"IF(I492=\"w\",INDEX(ID!$L$8:$L$31,FBR!$D492+1)*INDEX(ID!$L$35:$L$46,$B492),0)","v":0},{"$f":"IF(I492=\"h\",INDEX(ID!$M$8:$M$31,FBR!$D492+1)*INDEX(ID!$M$35:$M$46,$B492),0)","v":30},{"$f":"IF(I492=\"w\",INDEX(ID!$N$8:$N$31,FBR!$D492+1)*INDEX(ID!$N$35:$N$46,$B492),0)","v":0},null,17.717988680173899,0,0,0]
[483,1,21,2,21,3,"2014-01-21",3,"h",null,{"$f":"IF(I493=\"h\",INDEX(ID!$K$8:$K$31,FBR!$D493+1)*INDEX(ID!$K$35:$K$46,$B493),0)","v":28},{"$f":"IF(I493=\"w\",INDEX(ID!$L$8:$L$31,FBR!$D493+1)*INDEX(ID!$L$35:$L$46,$B493),0)","v":0},{"$f":"IF(I493=\"h\",INDEX(ID!$M$8:$M$31,FBR!$D493+1)*INDEX(ID!$M$35:$M$46,$B493),0)","v":28},{"$f":"IF(I493=\"w\",INDEX(ID!$N$8:$N$31,FBR!$D493+1)*INDEX(ID!$N$35:$N$46,$B493),0)","v":0},null,16.536789434828972,0,0,0]
[484,1,21,3,21,3,"2014-01-21",3,"h",null,{"$f":"IF(I494=\"h\",INDEX(ID!$K$8:$K$31,FBR!$D494+1)*INDEX(ID!$K$35:$K$46,$B494),0)","v":27},{"$f":"IF(I494=\"w\",INDEX(ID!$L$8:$L$31,FBR!$D494+1)*INDEX(ID!$L$35:$L$46,$B494),0)","v":0},{"$f":"IF(I494=\"h\",INDEX(ID!$M$8:$M$31,FBR!$D494+1)*INDEX(ID!$M$35:$M$46,$B494),0)","v":27},{"$f":"IF(I494=\"w\",INDEX(ID!$N$8:$N$31,FBR!$D494+1)*INDEX(ID!$N$35:$N$46,$B494),0)","v":0},null,15.94618981215651,0,0,0]
[485,1,21,4,21,3,"2014-01-21",3,"h",null,{"$f":"IF(I495=\"h\",INDEX(ID!$K$8:$K$31,FBR!$D495+1)*INDEX(ID!$K$35:$K$46,$B495),0)","v":27},{"$f":"IF(I495=\"w\",INDEX(ID!$L$8:$L$31,FBR!$D495+1)*INDEX(ID!$L$35:$L$46,$B495),0)","v":0},{"$f":"IF(I495=\"h\",INDEX(ID!$M$8:$M$31,FBR!$D495+1)*INDEX(ID!$M$35:$M$46,$B495),0)","v":27},{"$f":"IF(I495=\"w\",INDEX(ID!$N$8:$N$31,FBR!$D495+1)*INDEX(ID!$N$35:$N$46,$B495),0)","v":0},null,15.94618981215651,0,0,0]
[486,1,21,5,21,3,"2014-01-21",3,"h",null,{"$f":"IF(I496=\"h\",INDEX(ID!$K$8:$K$31,FBR!$D496+1)*INDEX(ID!$K$35:$K$46,$B496),0)","v":27},{"$f":"IF(I496=\"w\",INDEX(ID!$L$8:$L$31,FBR!$D496+1)*INDEX(ID!$L$35:$L$46,$B496),0)","v":0},{"$f":"IF(I496=\"h\",INDEX(ID!$M$8:$M$31,FBR!$D496+1)*INDEX(ID!$M$35:$M$46,$B496),0)","v":27},{"$f":"IF(I496=\"w\",INDEX(ID!$N$8:$N$31,FBR!$D496+1)*INDEX(ID!$N$35:$N$46,$B496),0)","v":0},null,15.94618981215651,0,0,0]
[487,1,21,6,21,3,"2014-01-21",3,"h",null,{"$f":"IF(I497=\"h\",INDEX(ID!$K$8:$K$31,FBR!$D497+1)*INDEX(ID!$K$35:$K$46,$B497),0)","v":29},{"$f":"IF(I497=\"w\",INDEX(ID!$L$8:$L$31,FBR!$D497+1)*INDEX(ID!$L$35:$L$46,$B497),0)","v":0},{"$f":"IF(I497=\"h\",INDEX(ID!$M$8:$M$31,FBR!$D497+1)*INDEX(ID!$M$35:$M$46,$B497),0)","v":29},{"$f":"IF(I497=\"w\",INDEX(ID!$N$8:$N$31,FBR!$D497+1)*INDEX(ID!$N$35:$N$46,$B497),0)","v":0},null,17.127389057501436,0,0,0]
[488,1,21,7,21,3,"2014-01-21",3,"h",null,{"$f":"IF(I498=\"h\",INDEX(ID!$K$8:$K$31,FBR!$D498+1)*INDEX(ID!$K$35:$K$46,$B498),0)","v":32},{"$f":"IF(I498=\"w\",INDEX(ID!$L$8:$L$31,FBR!$D498+1)*INDEX(ID!$L$35:$L$46,$B498),0)","v":0},{"$f":"IF(I498=\"h\",INDEX(ID!$M$8:$M$31,FBR!$D498+1)*INDEX(ID!$M$35:$M$46,$B498),0)","v":32},{"$f":"IF(I498=\"w\",INDEX(ID!$N$8:$N$31,FBR!$D498+1)*INDEX(ID!$N$35:$N$46,$B498),0)","v":0},null,18.899187925518824,0,0,0]
[489,1,21,8,21,3,"2014-01-21",3,"h",null,{"$f":"IF(I499=\"h\",INDEX(ID!$K$8:$K$31,FBR!$D499+1)*INDEX(ID!$K$35:$K$46,$B499),0)","v":35},{"$f":"IF(I499=\"w\",INDEX(ID!$L$8:$L$31,FBR!$D499+1)*INDEX(ID!$L$35:$L$46,$B499),0)","v":0},{"$f":"IF(I499=\"h\",INDEX(ID!$M$8:$M$31,FBR!$D499+1)*INDEX(ID!$M$35:$M$46,$B499),0)","v":35},{"$f":"IF(I499=\"w\",INDEX(ID!$N$8:$N$31,FBR!$D499+1)*INDEX(ID!$N$35:$N$46,$B499),0)","v":0},null,20.670986793536215,0,0,0]
[490,1,21,9,21,{"$f":"F332+1","v":3},"2014-01-21",3,"h",null,{"$f":"IF(I500=\"h\",INDEX(ID!$K$8:$K$31,FBR!$D500+1)*INDEX(ID!$K$35:$K$46,$B500),0)","v":38},{"$f":"IF(I500=\"w\",INDEX(ID!$L$8:$L$31,FBR!$D500+1)*INDEX(ID!$L$35:$L$46,$B500),0)","v":0},{"$f":"IF(I500=\"h\",INDEX(ID!$M$8:$M$31,FBR!$D500+1)*INDEX(ID!$M$35:$M$46,$B500),0)","v":38},{"$f":"IF(I500=\"w\",INDEX(ID!$N$8:$N$31,FBR!$D500+1)*INDEX(ID!$N$35:$N$46,$B500),0)","v":0},null,22.442785661553604,0,0,0]
[491,1,21,10,21,3,"2014-01-21",3,"h",null,{"$f":"IF(I501=\"h\",INDEX(ID!$K$8:$K$31,FBR!$D501+1)*INDEX(ID!$K$35:$K$46,$B501),0)","v":40},{"$f":"IF(I501=\"w\",INDEX(ID!$L$8:$L$31,FBR!$D501+1)*INDEX(ID!$L$35:$L$46,$B501),0)","v":0},{"$f":"IF(I501=\"h\",INDEX(ID!$M$8:$M$31,FBR!$D501+1)*INDEX(ID!$M$35:$M$46,$B501),0)","v":40},{"$f":"IF(I501=\"w\",INDEX(ID!$N$8:$N$31,FBR!$D501+1)*INDEX(ID!$N$35:$N$46,$B501),0)","v":0},null,23.623984906898531,0,0,0]
[492,1,21,11,21,3,"2014-01-21",3,"h",null,{"$f":"IF(I502=\"h\",INDEX(ID!$K$8:$K$31,FBR!$D502+1)*INDEX(ID!$K$35:$K$46,$B502),0)","v":42},{"$f":"IF(I502=\"w\",INDEX(ID!$L$8:$L$31,FBR!$D502+1)*INDEX(ID!$L$35:$L$46,$B502),0)","v":0},{"$f":"IF(I502=\"h\",INDEX(ID!$M$8:$M$31,FBR!$D502+1)*INDEX(ID!$M$35:$M$46,$B502),0)","v":42},{"$f":"IF(I502=\"w\",INDEX(ID!$N$8:$N$31,FBR!$D502+1)*INDEX(ID!$N$35:$N$46,$B502),0)","v":0},null,24.805184152243459,0,0,0]
[493,1,21,12,21,3,"2014-01-21",3,"h",null,{"$f":"IF(I503=\"h\",INDEX(ID!$K$8:$K$31,FBR!$D503+1)*INDEX(ID!$K$35:$K$46,$B503),0)","v":43},{"$f":"IF(I503=\"w\",INDEX(ID!$L$8:$L$31,FBR!$D503+1)*INDEX(ID!$L$35:$L$46,$B503),0)","v":0},{"$f":"IF(I503=\"h\",INDEX(ID!$M$8:$M$31,FBR!$D503+1)*INDEX(ID!$M$35:$M$46,$B503),0)","v":43},{"$f":"IF(I503=\"w\",INDEX(ID!$N$8:$N$31,FBR!$D503+1)*INDEX(ID!$N$35:$N$46,$B503),0)","v":0},null,25.395783774915923,0,0,0]
[494,1,21,13,21,3,"2014-01-21",3,"h",null,{"$f":"IF(I504=\"h\",INDEX(ID!$K$8:$K$31,FBR!$D504+1)*INDEX(ID!$K$35:$K$46,$B504),0)","v":44},{"$f":"IF(I504=\"w\",INDEX(ID!$L$8:$L$31,FBR!$D504+1)*INDEX(ID!$L$35:$L$46,$B504),0)","v":0},{"$f":"IF(I504=\"h\",INDEX(ID!$M$8:$M$31,FBR!$D504+1)*INDEX(ID!$M$35:$M$46,$B504),0)","v":44},{"$f":"IF(I504=\"w\",INDEX(ID!$N$8:$N$31,FBR!$D504+1)*INDEX(ID!$N$35:$N$46,$B504),0)","v":0},null,25.986383397588384,0,0,0]
[495,1,21,14,21,3,"2014-01-21",3,"h",null,{"$f":"IF(I505=\"h\",INDEX(ID!$K$8:$K$31,FBR!$D505+1)*INDEX(ID!$K$35:$K$46,$B505),0)","v":47},{"$f":"IF(I505=\"w\",INDEX(ID!$L$8:$L$31,FBR!$D505+1)*INDEX(ID!$L$35:$L$46,$B505),0)","v":0},{"$f":"IF(I505=\"h\",INDEX(ID!$M$8:$M$31,FBR!$D505+1)*INDEX(ID!$M$35:$M$46,$B505),0)","v":47},{"$f":"IF(I505=\"w\",INDEX(ID!$N$8:$N$31,FBR!$D505+1)*INDEX(ID!$N$35:$N$46,$B505),0)","v":0},null,27.758182265605775,0,0,0]
[496,1,21,15,21,3,"2014-01-21",3,"h",null,{"$f":"IF(I506=\"h\",INDEX(ID!$K$8:$K$31,FBR!$D506+1)*INDEX(ID!$K$35:$K$46,$B506),0)","v":50},{"$f":"IF(I506=\"w\",INDEX(ID!$L$8:$L$31,FBR!$D506+1)*INDEX(ID!$L$35:$L$46,$B506),0)","v":0},{"$f":"IF(I506=\"h\",INDEX(ID!$M$8:$M$31,FBR!$D506+1)*INDEX(ID!$M$35:$M$46,$B506),0)","v":50},{"$f":"IF(I506=\"w\",INDEX(ID!$N$8:$N$31,FBR!$D506+1)*INDEX(ID!$N$35:$N$46,$B506),0)","v":0},null,29.529981133623163,0,0,0]
[497,1,21,16,21,3,"2014-01-21",3,"h",null,{"$f":"IF(I507=\"h\",INDEX(ID!$K$8:$K$31,FBR!$D507+1)*INDEX(ID!$K$35:$K$46,$B507),0)","v":53},{"$f":"IF(I507=\"w\",INDEX(ID!$L$8:$L$31,FBR!$D507+1)*INDEX(ID!$L$35:$L$46,$B507),0)","v":0},{"$f":"IF(I507=\"h\",INDEX(ID!$M$8:$M$31,FBR!$D507+1)*INDEX(ID!$M$35:$M$46,$B507),0)","v":53},{"$f":"IF(I507=\"w\",INDEX(ID!$N$8:$N$31,FBR!$D507+1)*INDEX(ID!$N$35:$N$46,$B507),0)","v":0},null,31.301780001640555,0,0,0]
[498,1,21,17,21,3,"2014-01-21",3,"h",null,{"$f":"IF(I508=\"h\",INDEX(ID!$K$8:$K$31,FBR!$D508+1)*INDEX(ID!$K$35:$K$46,$B508),0)","v":62},{"$f":"IF(I508=\"w\",INDEX(ID!$L$8:$L$31,FBR!$D508+1)*INDEX(ID!$L$35:$L$46,$B508),0)","v":0},{"$f":"IF(I508=\"h\",INDEX(ID!$M$8:$M$31,FBR!$D508+1)*INDEX(ID!$M$35:$M$46,$B508),0)","v":62},{"$f":"IF(I508=\"w\",INDEX(ID!$N$8:$N$31,FBR!$D508+1)*INDEX(ID!$N$35:$N$46,$B508),0)","v":0},null,36.617176605692727,0,0,0]
[499,1,21,18,21,3,"2014-01-21",3,"h",null,{"$f":"IF(I509=\"h\",INDEX(ID!$K$8:$K$31,FBR!$D509+1)*INDEX(ID!$K$35:$K$46,$B509),0)","v":65},{"$f":"IF(I509=\"w\",INDEX(ID!$L$8:$L$31,FBR!$D509+1)*INDEX(ID!$L$35:$L$46,$B509),0)","v":0},{"$f":"IF(I509=\"h\",INDEX(ID!$M$8:$M$31,FBR!$D509+1)*INDEX(ID!$M$35:$M$46,$B509),0)","v":65},{"$f":"IF(I509=\"w\",INDEX(ID!$N$8:$N$31,FBR!$D509+1)*INDEX(ID!$N$35:$N$46,$B509),0)","v":0},null,38.388975473710111,0,0,0]
[500,1,21,19,21,3,"2014-01-21",3,"h",null,{"$f":"IF(I510=\"h\",INDEX(ID!$K$8:$K$31,FBR!$D510+1)*INDEX(ID!$K$35:$K$46,$B510),0)","v":60},{"$f":"IF(I510=\"w\",INDEX(ID!$L$8:$L$31,FBR!$D510+1)*INDEX(ID!$L$35:$L$46,$B510),0)","v":0},{"$f":"IF(I510=\"h\",INDEX(ID!$M$8:$M$31,FBR!$D510+1)*INDEX(ID!$M$35:$M$46,$B510),0)","v":60},{"$f":"IF(I510=\"w\",INDEX(ID!$N$8:$N$31,FBR!$D510+1)*INDEX(ID!$N$35:$N$46,$B510),0)","v":0},null,35.435977360347799,0,0,0]
[501,1,21,20,21,3,"2014-01-21",3,"h",null,{"$f":"IF(I511=\"h\",INDEX(ID!$K$8:$K$31,FBR!$D511+1)*INDEX(ID!$K$35:$K$46,$B511),0)","v":53},{"$f":"IF(I511=\"w\",INDEX(ID!$L$8:$L$31,FBR!$D511+1)*INDEX(ID!$L$35:$L$46,$B511),0)","v":0},{"$f":"IF(I511=\"h\",INDEX(ID!$M$8:$M$31,FBR!$D511+1)*INDEX(ID!$M$35:$M$46,$B511),0)","v":53},{"$f":"IF(I511=\"w\",INDEX(ID!$N$8:$N$31,FBR!$D511+1)*INDEX(ID!$N$35:$N$46,$B511),0)","v":0},null,31.301780001640555,0,0,0]
[502,1,21,21,21,3,"2014-01-21",3,"h",null,{"$f":"IF(I512=\"h\",INDEX(ID!$K$8:$K$31,FBR!$D512+1)*INDEX(ID!$K$35:$K$46,$B512),0)","v":50},{"$f":"IF(I512=\"w\",INDEX(ID!$L$8:$L$31,FBR!$D512+1)*INDEX(ID!$L$35:$L$46,$B512),0)","v":0},{"$f":"IF(I512=\"h\",INDEX(ID!$M$8:$M$31,FBR!$D512+1)*INDEX(ID!$M$35:$M$46,$B512),0)","v":50},{"$f":"IF(I512=\"w\",INDEX(ID!$N$8:$N$31,FBR!$D512+1)*INDEX(ID!$N$35:$N$46,$B512),0)","v":0},null,29.529981133623163,0,0,0]
[503,1,21,22,21,3,"2014-01-21",3,"h",null,{"$f":"IF(I513=\"h\",INDEX(ID!$K$8:$K$31,FBR!$D513+1)*INDEX(ID!$K$35:$K$46,$B513),0)","v":45},{"$f":"IF(I513=\"w\",INDEX(ID!$L$8:$L$31,FBR!$D513+1)*INDEX(ID!$L$35:$L$46,$B513),0)","v":0},{"$f":"IF(I513=\"h\",INDEX(ID!$M$8:$M$31,FBR!$D513+1)*INDEX(ID!$M$35:$M$46,$B513),0)","v":45},{"$f":"IF(I513=\"w\",INDEX(ID!$N$8:$N$31,FBR!$D513+1)*INDEX(ID!$N$35:$N$46,$B513),0)","v":0},null,26.576983020260847,0,0,0]
[504,1,21,23,21,3,"2014-01-21",3,"h",null,{"$f":"IF(I514=\"h\",INDEX(ID!$K$8:$K$31,FBR!$D514+1)*INDEX(ID!$K$35:$K$46,$B514),0)","v":40},{"$f":"IF(I514=\"w\",INDEX(ID!$L$8:$L$31,FBR!$D514+1)*INDEX(ID!$L$35:$L$46,$B514),0)","v":0},{"$f":"IF(I514=\"h\",INDEX(ID!$M$8:$M$31,FBR!$D514+1)*INDEX(ID!$M$35:$M$46,$B514),0)","v":40},{"$f":"IF(I514=\"w\",INDEX(ID!$N$8:$N$31,FBR!$D514+1)*INDEX(ID!$N$35:$N$46,$B514),0)","v":0},null,23.623984906898531,0,0,0]
[505,1,22,0,22,4,"2014-01-22",4,"h",null,{"$f":"IF(I515=\"h\",INDEX(ID!$K$8:$K$31,FBR!$D515+1)*INDEX(ID!$K$35:$K$46,$B515),0)","v":35},{"$f":"IF(I515=\"w\",INDEX(ID!$L$8:$L$31,FBR!$D515+1)*INDEX(ID!$L$35:$L$46,$B515),0)","v":0},{"$f":"IF(I515=\"h\",INDEX(ID!$M$8:$M$31,FBR!$D515+1)*INDEX(ID!$M$35:$M$46,$B515),0)","v":35},{"$f":"IF(I515=\"w\",INDEX(ID!$N$8:$N$31,FBR!$D515+1)*INDEX(ID!$N$35:$N$46,$B515),0)","v":0},null,20.670986793536215,0,0,0]
[506,1,22,1,22,4,"2014-01-22",4,"h",null,{"$f":"IF(I516=\"h\",INDEX(ID!$K$8:$K$31,FBR!$D516+1)*INDEX(ID!$K$35:$K$46,$B516),0)","v":30},{"$f":"IF(I516=\"w\",INDEX(ID!$L$8:$L$31,FBR!$D516+1)*INDEX(ID!$L$35:$L$46,$B516),0)","v":0},{"$f":"IF(I516=\"h\",INDEX(ID!$M$8:$M$31,FBR!$D516+1)*INDEX(ID!$M$35:$M$46,$B516),0)","v":30},{"$f":"IF(I516=\"w\",INDEX(ID!$N$8:$N$31,FBR!$D516+1)*INDEX(ID!$N$35:$N$46,$B516),0)","v":0},null,17.717988680173899,0,0,0]
[507,1,22,2,22,4,"2014-01-22",4,"h",null,{"$f":"IF(I517=\"h\",INDEX(ID!$K$8:$K$31,FBR!$D517+1)*INDEX(ID!$K$35:$K$46,$B517),0)","v":28},{"$f":"IF(I517=\"w\",INDEX(ID!$L$8:$L$31,FBR!$D517+1)*INDEX(ID!$L$35:$L$46,$B517),0)","v":0},{"$f":"IF(I517=\"h\",INDEX(ID!$M$8:$M$31,FBR!$D517+1)*INDEX(ID!$M$35:$M$46,$B517),0)","v":28},{"$f":"IF(I517=\"w\",INDEX(ID!$N$8:$N$31,FBR!$D517+1)*INDEX(ID!$N$35:$N$46,$B517),0)","v":0},null,16.536789434828972,0,0,0]
[508,1,22,3,22,4,"2014-01-22",4,"h",null,{"$f":"IF(I518=\"h\",INDEX(ID!$K$8:$K$31,FBR!$D518+1)*INDEX(ID!$K$35:$K$46,$B518),0)","v":27},{"$f":"IF(I518=\"w\",INDEX(ID!$L$8:$L$31,FBR!$D518+1)*INDEX(ID!$L$35:$L$46,$B518),0)","v":0},{"$f":"IF(I518=\"h\",INDEX(ID!$M$8:$M$31,FBR!$D518+1)*INDEX(ID!$M$35:$M$46,$B518),0)","v":27},{"$f":"IF(I518=\"w\",INDEX(ID!$N$8:$N$31,FBR!$D518+1)*INDEX(ID!$N$35:$N$46,$B518),0)","v":0},null,15.94618981215651,0,0,0]
[509,1,22,4,22,4,"2014-01-22",4,"h",null,{"$f":"IF(I519=\"h\",INDEX(ID!$K$8:$K$31,FBR!$D519+1)*INDEX(ID!$K$35:$K$46,$B519),0)","v":27},{"$f":"IF(I519=\"w\",INDEX(ID!$L$8:$L$31,FBR!$D519+1)*INDEX(ID!$L$35:$L$46,$B519),0)","v":0},{"$f":"IF(I519=\"h\",INDEX(ID!$M$8:$M$31,FBR!$D519+1)*INDEX(ID!$M$35:$M$46,$B519),0)","v":27},{"$f":"IF(I519=\"w\",INDEX(ID!$N$8:$N$31,FBR!$D519+1)*INDEX(ID!$N$35:$N$46,$B519),0)","v":0},null,15.94618981215651,0,0,0]
[510,1,22,5,22,4,"2014-01-22",4,"h",null,{"$f":"IF(I520=\"h\",INDEX(ID!$K$8:$K$31,FBR!$D520+1)*INDEX(ID!$K$35:$K$46,$B520),0)","v":27},{"$f":"IF(I520=\"w\",INDEX(ID!$L$8:$L$31,FBR!$D520+1)*INDEX(ID!$L$35:$L$46,$B520),0)","v":0},{"$f":"IF(I520=\"h\",INDEX(ID!$M$8:$M$31,FBR!$D520+1)*INDEX(ID!$M$35:$M$46,$B520),0)","v":27},{"$f":"IF(I520=\"w\",INDEX(ID!$N$8:$N$31,FBR!$D520+1)*INDEX(ID!$N$35:$N$46,$B520),0)","v":0},null,15.94618981215651,0,0,0]
[511,1,22,6,22,4,"2014-01-22",4,"h",null,{"$f":"IF(I521=\"h\",INDEX(ID!$K$8:$K$31,FBR!$D521+1)*INDEX(ID!$K$35:$K$46,$B521),0)","v":29},{"$f":"IF(I521=\"w\",INDEX(ID!$L$8:$L$31,FBR!$D521+1)*INDEX(ID!$L$35:$L$46,$B521),0)","v":0},{"$f":"IF(I521=\"h\",INDEX(ID!$M$8:$M$31,FBR!$D521+1)*INDEX(ID!$M$35:$M$46,$B521),0)","v":29},{"$f":"IF(I521=\"w\",INDEX(ID!$N$8:$N$31,FBR!$D521+1)*INDEX(ID!$N$35:$N$46,$B521),0)","v":0},null,17.127389057501436,0,0,0]
[512,1,22,7,22,4,"2014-01-22",4,"h",null,{"$f":"IF(I522=\"h\",INDEX(ID!$K$8:$K$31,FBR!$D522+1)*INDEX(ID!$K$35:$K$46,$B522),0)","v":32},{"$f":"IF(I522=\"w\",INDEX(ID!$L$8:$L$31,FBR!$D522+1)*INDEX(ID!$L$35:$L$46,$B522),0)","v":0},{"$f":"IF(I522=\"h\",INDEX(ID!$M$8:$M$31,FBR!$D522+1)*INDEX(ID!$M$35:$M$46,$B522),0)","v":32},{"$f":"IF(I522=\"w\",INDEX(ID!$N$8:$N$31,FBR!$D522+1)*INDEX(ID!$N$35:$N$46,$B522),0)","v":0},null,18.899187925518824,0,0,0]
[513,1,22,8,22,4,"2014-01-22",{"$f":"WEEKDAY(G523)","v":4},{"$f":"IF(OR(H523=6,H523=7),\"w\",\"h\")","v":"h"},null,{"$f":"IF(I523=\"h\",INDEX(ID!$K$8:$K$31,FBR!$D523+1)*INDEX(ID!$K$35:$K$46,$B523),0)","v":35},{"$f":"IF(I523=\"w\",INDEX(ID!$L$8:$L$31,FBR!$D523+1)*INDEX(ID!$L$35:$L$46,$B523),0)","v":0},{"$f":"IF(I523=\"h\",INDEX(ID!$M$8:$M$31,FBR!$D523+1)*INDEX(ID!$M$35:$M$46,$B523),0)","v":35},{"$f":"IF(I523=\"w\",INDEX(ID!$N$8:$N$31,FBR!$D523+1)*INDEX(ID!$N$35:$N$46,$B523),0)","v":0},null,{"$f":"K523*(indvforbrug*antalbrugere)/($K$8789+$L$8789)","v":20.670986793536215},{"$f":"L523*indvforbrug*antalbrugere/($K$8789+$L$8789)","v":0},{"$f":"M523*fællesforbrug/($M$8789+$N$8789)","v":0},{"$f":"N523*fællesforbrug/($M$8789+$N$8789)","v":0}]
[{"$f":"A523+1","v":514},1,22,9,22,4,{"$f":"DATE(2014,B524,C524)","v":"2014-01-22"},4,"h",null,{"$f":"IF(I524=\"h\",INDEX(ID!$K$8:$K$31,FBR!$D524+1)*INDEX(ID!$K$35:$K$46,$B524),0)","v":38},{"$f":"IF(I524=\"w\",INDEX(ID!$L$8:$L$31,FBR!$D524+1)*INDEX(ID!$L$35:$L$46,$B524),0)","v":0},{"$f":"IF(I524=\"h\",INDEX(ID!$M$8:$M$31,FBR!$D524+1)*INDEX(ID!$M$35:$M$46,$B524),0)","v":38},{"$f":"IF(I524=\"w\",INDEX(ID!$N$8:$N$31,FBR!$D524+1)*INDEX(ID!$N$35:$N$46,$B524),0)","v":0},null,22.442785661553604,0,0,0]
[515,1,22,10,22,4,"2014-01-22",4,"h",null,{"$f":"IF(I525=\"h\",INDEX(ID!$K$8:$K$31,FBR!$D525+1)*INDEX(ID!$K$35:$K$46,$B525),0)","v":40},{"$f":"IF(I525=\"w\",INDEX(ID!$L$8:$L$31,FBR!$D525+1)*INDEX(ID!$L$35:$L$46,$B525),0)","v":0},{"$f":"IF(I525=\"h\",INDEX(ID!$M$8:$M$31,FBR!$D525+1)*INDEX(ID!$M$35:$M$46,$B525),0)","v":40},{"$f":"IF(I525=\"w\",INDEX(ID!$N$8:$N$31,FBR!$D525+1)*INDEX(ID!$N$35:$N$46,$B525),0)","v":0},null,23.623984906898531,0,0,0]
[516,1,22,11,22,4,"2014-01-22",4,"h",null,{"$f":"IF(I526=\"h\",INDEX(ID!$K$8:$K$31,FBR!$D526+1)*INDEX(ID!$K$35:$K$46,$B526),0)","v":42},{"$f":"IF(I526=\"w\",INDEX(ID!$L$8:$L$31,FBR!$D526+1)*INDEX(ID!$L$35:$L$46,$B526),0)","v":0},{"$f":"IF(I526=\"h\",INDEX(ID!$M$8:$M$31,FBR!$D526+1)*INDEX(ID!$M$35:$M$46,$B526),0)","v":42},{"$f":"IF(I526=\"w\",INDEX(ID!$N$8:$N$31,FBR!$D526+1)*INDEX(ID!$N$35:$N$46,$B526),0)","v":0},null,24.805184152243459,0,0,0]
[517,1,22,12,22,4,"2014-01-22",4,"h",null,{"$f":"IF(I527=\"h\",INDEX(ID!$K$8:$K$31,FBR!$D527+1)*INDEX(ID!$K$35:$K$46,$B527),0)","v":43},{"$f":"IF(I527=\"w\",INDEX(ID!$L$8:$L$31,FBR!$D527+1)*INDEX(ID!$L$35:$L$46,$B527),0)","v":0},{"$f":"IF(I527=\"h\",INDEX(ID!$M$8:$M$31,FBR!$D527+1)*INDEX(ID!$M$35:$M$46,$B527),0)","v":43},{"$f":"IF(I527=\"w\",INDEX(ID!$N$8:$N$31,FBR!$D527+1)*INDEX(ID!$N$35:$N$46,$B527),0)","v":0},null,25.395783774915923,0,0,0]
[518,1,22,13,22,4,"2014-01-22",4,"h",null,{"$f":"IF(I528=\"h\",INDEX(ID!$K$8:$K$31,FBR!$D528+1)*INDEX(ID!$K$35:$K$46,$B528),0)","v":44},{"$f":"IF(I528=\"w\",INDEX(ID!$L$8:$L$31,FBR!$D528+1)*INDEX(ID!$L$35:$L$46,$B528),0)","v":0},{"$f":"IF(I528=\"h\",INDEX(ID!$M$8:$M$31,FBR!$D528+1)*INDEX(ID!$M$35:$M$46,$B528),0)","v":44},{"$f":"IF(I528=\"w\",INDEX(ID!$N$8:$N$31,FBR!$D528+1)*INDEX(ID!$N$35:$N$46,$B528),0)","v":0},null,25.986383397588384,0,0,0]
[519,1,22,14,22,4,"2014-01-22",4,"h",null,{"$f":"IF(I529=\"h\",INDEX(ID!$K$8:$K$31,FBR!$D529+1)*INDEX(ID!$K$35:$K$46,$B529),0)","v":47},{"$f":"IF(I529=\"w\",INDEX(ID!$L$8:$L$31,FBR!$D529+1)*INDEX(ID!$L$35:$L$46,$B529),0)","v":0},{"$f":"IF(I529=\"h\",INDEX(ID!$M$8:$M$31,FBR!$D529+1)*INDEX(ID!$M$35:$M$46,$B529),0)","v":47},{"$f":"IF(I529=\"w\",INDEX(ID!$N$8:$N$31,FBR!$D529+1)*INDEX(ID!$N$35:$N$46,$B529),0)","v":0},null,27.758182265605775,0,0,0]
[520,1,22,15,22,4,"2014-01-22",4,"h",null,{"$f":"IF(I530=\"h\",INDEX(ID!$K$8:$K$31,FBR!$D530+1)*INDEX(ID!$K$35:$K$46,$B530),0)","v":50},{"$f":"IF(I530=\"w\",INDEX(ID!$L$8:$L$31,FBR!$D530+1)*INDEX(ID!$L$35:$L$46,$B530),0)","v":0},{"$f":"IF(I530=\"h\",INDEX(ID!$M$8:$M$31,FBR!$D530+1)*INDEX(ID!$M$35:$M$46,$B530),0)","v":50},{"$f":"IF(I530=\"w\",INDEX(ID!$N$8:$N$31,FBR!$D530+1)*INDEX(ID!$N$35:$N$46,$B530),0)","v":0},null,29.529981133623163,0,0,0]
[521,1,22,16,22,4,"2014-01-22",4,"h",null,{"$f":"IF(I531=\"h\",INDEX(ID!$K$8:$K$31,FBR!$D531+1)*INDEX(ID!$K$35:$K$46,$B531),0)","v":53},{"$f":"IF(I531=\"w\",INDEX(ID!$L$8:$L$31,FBR!$D531+1)*INDEX(ID!$L$35:$L$46,$B531),0)","v":0},{"$f":"IF(I531=\"h\",INDEX(ID!$M$8:$M$31,FBR!$D531+1)*INDEX(ID!$M$35:$M$46,$B531),0)","v":53},{"$f":"IF(I531=\"w\",INDEX(ID!$N$8:$N$31,FBR!$D531+1)*INDEX(ID!$N$35:$N$46,$B531),0)","v":0},null,31.301780001640555,0,0,0]
[522,1,22,17,22,4,"2014-01-22",4,"h",null,{"$f":"IF(I532=\"h\",INDEX(ID!$K$8:$K$31,FBR!$D532+1)*INDEX(ID!$K$35:$K$46,$B532),0)","v":62},{"$f":"IF(I532=\"w\",INDEX(ID!$L$8:$L$31,FBR!$D532+1)*INDEX(ID!$L$35:$L$46,$B532),0)","v":0},{"$f":"IF(I532=\"h\",INDEX(ID!$M$8:$M$31,FBR!$D532+1)*INDEX(ID!$M$35:$M$46,$B532),0)","v":62},{"$f":"IF(I532=\"w\",INDEX(ID!$N$8:$N$31,FBR!$D532+1)*INDEX(ID!$N$35:$N$46,$B532),0)","v":0},null,36.617176605692727,0,0,0]
[523,1,22,18,22,4,"2014-01-22",4,"h",null,{"$f":"IF(I533=\"h\",INDEX(ID!$K$8:$K$31,FBR!$D533+1)*INDEX(ID!$K$35:$K$46,$B533),0)","v":65},{"$f":"IF(I533=\"w\",INDEX(ID!$L$8:$L$31,FBR!$D533+1)*INDEX(ID!$L$35:$L$46,$B533),0)","v":0},{"$f":"IF(I533=\"h\",INDEX(ID!$M$8:$M$31,FBR!$D533+1)*INDEX(ID!$M$35:$M$46,$B533),0)","v":65},{"$f":"IF(I533=\"w\",INDEX(ID!$N$8:$N$31,FBR!$D533+1)*INDEX(ID!$N$35:$N$46,$B533),0)","v":0},null,38.388975473710111,0,0,0]
[524,1,22,19,22,4,"2014-01-22",4,"h",null,{"$f":"IF(I534=\"h\",INDEX(ID!$K$8:$K$31,FBR!$D534+1)*INDEX(ID!$K$35:$K$46,$B534),0)","v":60},{"$f":"IF(I534=\"w\",INDEX(ID!$L$8:$L$31,FBR!$D534+1)*INDEX(ID!$L$35:$L$46,$B534),0)","v":0},{"$f":"IF(I534=\"h\",INDEX(ID!$M$8:$M$31,FBR!$D534+1)*INDEX(ID!$M$35:$M$46,$B534),0)","v":60},{"$f":"IF(I534=\"w\",INDEX(ID!$N$8:$N$31,FBR!$D534+1)*INDEX(ID!$N$35:$N$46,$B534),0)","v":0},null,35.435977360347799,0,0,0]
[525,1,22,20,22,4,"2014-01-22",4,"h",null,{"$f":"IF(I535=\"h\",INDEX(ID!$K$8:$K$31,FBR!$D535+1)*INDEX(ID!$K$35:$K$46,$B535),0)","v":53},{"$f":"IF(I535=\"w\",INDEX(ID!$L$8:$L$31,FBR!$D535+1)*INDEX(ID!$L$35:$L$46,$B535),0)","v":0},{"$f":"IF(I535=\"h\",INDEX(ID!$M$8:$M$31,FBR!$D535+1)*INDEX(ID!$M$35:$M$46,$B535),0)","v":53},{"$f":"IF(I535=\"w\",INDEX(ID!$N$8:$N$31,FBR!$D535+1)*INDEX(ID!$N$35:$N$46,$B535),0)","v":0},null,31.301780001640555,0,0,0]
[526,1,22,21,22,4,"2014-01-22",4,"h",null,{"$f":"IF(I536=\"h\",INDEX(ID!$K$8:$K$31,FBR!$D536+1)*INDEX(ID!$K$35:$K$46,$B536),0)","v":50},{"$f":"IF(I536=\"w\",INDEX(ID!$L$8:$L$31,FBR!$D536+1)*INDEX(ID!$L$35:$L$46,$B536),0)","v":0},{"$f":"IF(I536=\"h\",INDEX(ID!$M$8:$M$31,FBR!$D536+1)*INDEX(ID!$M$35:$M$46,$B536),0)","v":50},{"$f":"IF(I536=\"w\",INDEX(ID!$N$8:$N$31,FBR!$D536+1)*INDEX(ID!$N$35:$N$46,$B536),0)","v":0},null,29.529981133623163,0,0,0]
[527,1,22,22,22,4,"2014-01-22",4,"h",null,{"$f":"IF(I537=\"h\",INDEX(ID!$K$8:$K$31,FBR!$D537+1)*INDEX(ID!$K$35:$K$46,$B537),0)","v":45},{"$f":"IF(I537=\"w\",INDEX(ID!$L$8:$L$31,FBR!$D537+1)*INDEX(ID!$L$35:$L$46,$B537),0)","v":0},{"$f":"IF(I537=\"h\",INDEX(ID!$M$8:$M$31,FBR!$D537+1)*INDEX(ID!$M$35:$M$46,$B537),0)","v":45},{"$f":"IF(I537=\"w\",INDEX(ID!$N$8:$N$31,FBR!$D537+1)*INDEX(ID!$N$35:$N$46,$B537),0)","v":0},null,26.576983020260847,0,0,0]
[528,1,22,23,22,4,"2014-01-22",4,"h",null,{"$f":"IF(I538=\"h\",INDEX(ID!$K$8:$K$31,FBR!$D538+1)*INDEX(ID!$K$35:$K$46,$B538),0)","v":40},{"$f":"IF(I538=\"w\",INDEX(ID!$L$8:$L$31,FBR!$D538+1)*INDEX(ID!$L$35:$L$46,$B538),0)","v":0},{"$f":"IF(I538=\"h\",INDEX(ID!$M$8:$M$31,FBR!$D538+1)*INDEX(ID!$M$35:$M$46,$B538),0)","v":40},{"$f":"IF(I538=\"w\",INDEX(ID!$N$8:$N$31,FBR!$D538+1)*INDEX(ID!$N$35:$N$46,$B538),0)","v":0},null,23.623984906898531,0,0,0]
[529,1,23,0,23,4,"2014-01-23",5,"h",null,{"$f":"IF(I539=\"h\",INDEX(ID!$K$8:$K$31,FBR!$D539+1)*INDEX(ID!$K$35:$K$46,$B539),0)","v":35},{"$f":"IF(I539=\"w\",INDEX(ID!$L$8:$L$31,FBR!$D539+1)*INDEX(ID!$L$35:$L$46,$B539),0)","v":0},{"$f":"IF(I539=\"h\",INDEX(ID!$M$8:$M$31,FBR!$D539+1)*INDEX(ID!$M$35:$M$46,$B539),0)","v":35},{"$f":"IF(I539=\"w\",INDEX(ID!$N$8:$N$31,FBR!$D539+1)*INDEX(ID!$N$35:$N$46,$B539),0)","v":0},null,20.670986793536215,0,0,0]
[530,1,23,1,23,4,"2014-01-23",5,"h",null,{"$f":"IF(I540=\"h\",INDEX(ID!$K$8:$K$31,FBR!$D540+1)*INDEX(ID!$K$35:$K$46,$B540),0)","v":30},{"$f":"IF(I540=\"w\",INDEX(ID!$L$8:$L$31,FBR!$D540+1)*INDEX(ID!$L$35:$L$46,$B540),0)","v":0},{"$f":"IF(I540=\"h\",INDEX(ID!$M$8:$M$31,FBR!$D540+1)*INDEX(ID!$M$35:$M$46,$B540),0)","v":30},{"$f":"IF(I540=\"w\",INDEX(ID!$N$8:$N$31,FBR!$D540+1)*INDEX(ID!$N$35:$N$46,$B540),0)","v":0},null,17.717988680173899,0,0,0]
[531,1,23,2,23,4,"2014-01-23",5,"h",null,{"$f":"IF(I541=\"h\",INDEX(ID!$K$8:$K$31,FBR!$D541+1)*INDEX(ID!$K$35:$K$46,$B541),0)","v":28},{"$f":"IF(I541=\"w\",INDEX(ID!$L$8:$L$31,FBR!$D541+1)*INDEX(ID!$L$35:$L$46,$B541),0)","v":0},{"$f":"IF(I541=\"h\",INDEX(ID!$M$8:$M$31,FBR!$D541+1)*INDEX(ID!$M$35:$M$46,$B541),0)","v":28},{"$f":"IF(I541=\"w\",INDEX(ID!$N$8:$N$31,FBR!$D541+1)*INDEX(ID!$N$35:$N$46,$B541),0)","v":0},null,16.536789434828972,0,0,0]
[532,1,23,3,23,4,"2014-01-23",5,"h",null,{"$f":"IF(I542=\"h\",INDEX(ID!$K$8:$K$31,FBR!$D542+1)*INDEX(ID!$K$35:$K$46,$B542),0)","v":27},{"$f":"IF(I542=\"w\",INDEX(ID!$L$8:$L$31,FBR!$D542+1)*INDEX(ID!$L$35:$L$46,$B542),0)","v":0},{"$f":"IF(I542=\"h\",INDEX(ID!$M$8:$M$31,FBR!$D542+1)*INDEX(ID!$M$35:$M$46,$B542),0)","v":27},{"$f":"IF(I542=\"w\",INDEX(ID!$N$8:$N$31,FBR!$D542+1)*INDEX(ID!$N$35:$N$46,$B542),0)","v":0},null,15.94618981215651,0,0,0]
[533,1,23,4,23,4,"2014-01-23",5,"h",null,{"$f":"IF(I543=\"h\",INDEX(ID!$K$8:$K$31,FBR!$D543+1)*INDEX(ID!$K$35:$K$46,$B543),0)","v":27},{"$f":"IF(I543=\"w\",INDEX(ID!$L$8:$L$31,FBR!$D543+1)*INDEX(ID!$L$35:$L$46,$B543),0)","v":0},{"$f":"IF(I543=\"h\",INDEX(ID!$M$8:$M$31,FBR!$D543+1)*INDEX(ID!$M$35:$M$46,$B543),0)","v":27},{"$f":"IF(I543=\"w\",INDEX(ID!$N$8:$N$31,FBR!$D543+1)*INDEX(ID!$N$35:$N$46,$B543),0)","v":0},null,15.94618981215651,0,0,0]
[534,1,23,5,23,4,"2014-01-23",5,"h",null,{"$f":"IF(I544=\"h\",INDEX(ID!$K$8:$K$31,FBR!$D544+1)*INDEX(ID!$K$35:$K$46,$B544),0)","v":27},{"$f":"IF(I544=\"w\",INDEX(ID!$L$8:$L$31,FBR!$D544+1)*INDEX(ID!$L$35:$L$46,$B544),0)","v":0},{"$f":"IF(I544=\"h\",INDEX(ID!$M$8:$M$31,FBR!$D544+1)*INDEX(ID!$M$35:$M$46,$B544),0)","v":27},{"$f":"IF(I544=\"w\",INDEX(ID!$N$8:$N$31,FBR!$D544+1)*INDEX(ID!$N$35:$N$46,$B544),0)","v":0},null,15.94618981215651,0,0,0]
[535,1,23,6,23,4,"2014-01-23",5,"h",null,{"$f":"IF(I545=\"h\",INDEX(ID!$K$8:$K$31,FBR!$D545+1)*INDEX(ID!$K$35:$K$46,$B545),0)","v":29},{"$f":"IF(I545=\"w\",INDEX(ID!$L$8:$L$31,FBR!$D545+1)*INDEX(ID!$L$35:$L$46,$B545),0)","v":0},{"$f":"IF(I545=\"h\",INDEX(ID!$M$8:$M$31,FBR!$D545+1)*INDEX(ID!$M$35:$M$46,$B545),0)","v":29},{"$f":"IF(I545=\"w\",INDEX(ID!$N$8:$N$31,FBR!$D545+1)*INDEX(ID!$N$35:$N$46,$B545),0)","v":0},null,17.127389057501436,0,0,0]
[536,1,23,7,23,4,"2014-01-23",5,"h",null,{"$f":"IF(I546=\"h\",INDEX(ID!$K$8:$K$31,FBR!$D546+1)*INDEX(ID!$K$35:$K$46,$B546),0)","v":32},{"$f":"IF(I546=\"w\",INDEX(ID!$L$8:$L$31,FBR!$D546+1)*INDEX(ID!$L$35:$L$46,$B546),0)","v":0},{"$f":"IF(I546=\"h\",INDEX(ID!$M$8:$M$31,FBR!$D546+1)*INDEX(ID!$M$35:$M$46,$B546),0)","v":32},{"$f":"IF(I546=\"w\",INDEX(ID!$N$8:$N$31,FBR!$D546+1)*INDEX(ID!$N$35:$N$46,$B546),0)","v":0},null,18.899187925518824,0,0,0]
[537,1,23,8,23,4,"2014-01-23",5,"h",null,{"$f":"IF(I547=\"h\",INDEX(ID!$K$8:$K$31,FBR!$D547+1)*INDEX(ID!$K$35:$K$46,$B547),0)","v":35},{"$f":"IF(I547=\"w\",INDEX(ID!$L$8:$L$31,FBR!$D547+1)*INDEX(ID!$L$35:$L$46,$B547),0)","v":0},{"$f":"IF(I547=\"h\",INDEX(ID!$M$8:$M$31,FBR!$D547+1)*INDEX(ID!$M$35:$M$46,$B547),0)","v":35},{"$f":"IF(I547=\"w\",INDEX(ID!$N$8:$N$31,FBR!$D547+1)*INDEX(ID!$N$35:$N$46,$B547),0)","v":0},null,20.670986793536215,0,0,0]
[538,1,23,9,{"$f":"E524+1","v":23},4,"2014-01-23",5,"h",null,{"$f":"IF(I548=\"h\",INDEX(ID!$K$8:$K$31,FBR!$D548+1)*INDEX(ID!$K$35:$K$46,$B548),0)","v":38},{"$f":"IF(I548=\"w\",INDEX(ID!$L$8:$L$31,FBR!$D548+1)*INDEX(ID!$L$35:$L$46,$B548),0)","v":0},{"$f":"IF(I548=\"h\",INDEX(ID!$M$8:$M$31,FBR!$D548+1)*INDEX(ID!$M$35:$M$46,$B548),0)","v":38},{"$f":"IF(I548=\"w\",INDEX(ID!$N$8:$N$31,FBR!$D548+1)*INDEX(ID!$N$35:$N$46,$B548),0)","v":0},null,22.442785661553604,0,0,0]
[539,1,23,10,23,4,"2014-01-23",5,"h",null,{"$f":"IF(I549=\"h\",INDEX(ID!$K$8:$K$31,FBR!$D549+1)*INDEX(ID!$K$35:$K$46,$B549),0)","v":40},{"$f":"IF(I549=\"w\",INDEX(ID!$L$8:$L$31,FBR!$D549+1)*INDEX(ID!$L$35:$L$46,$B549),0)","v":0},{"$f":"IF(I549=\"h\",INDEX(ID!$M$8:$M$31,FBR!$D549+1)*INDEX(ID!$M$35:$M$46,$B549),0)","v":40},{"$f":"IF(I549=\"w\",INDEX(ID!$N$8:$N$31,FBR!$D549+1)*INDEX(ID!$N$35:$N$46,$B549),0)","v":0},null,23.623984906898531,0,0,0]
[540,1,23,11,23,4,"2014-01-23",5,"h",null,{"$f":"IF(I550=\"h\",INDEX(ID!$K$8:$K$31,FBR!$D550+1)*INDEX(ID!$K$35:$K$46,$B550),0)","v":42},{"$f":"IF(I550=\"w\",INDEX(ID!$L$8:$L$31,FBR!$D550+1)*INDEX(ID!$L$35:$L$46,$B550),0)","v":0},{"$f":"IF(I550=\"h\",INDEX(ID!$M$8:$M$31,FBR!$D550+1)*INDEX(ID!$M$35:$M$46,$B550),0)","v":42},{"$f":"IF(I550=\"w\",INDEX(ID!$N$8:$N$31,FBR!$D550+1)*INDEX(ID!$N$35:$N$46,$B550),0)","v":0},null,24.805184152243459,0,0,0]
[541,1,23,12,23,4,"2014-01-23",5,"h",null,{"$f":"IF(I551=\"h\",INDEX(ID!$K$8:$K$31,FBR!$D551+1)*INDEX(ID!$K$35:$K$46,$B551),0)","v":43},{"$f":"IF(I551=\"w\",INDEX(ID!$L$8:$L$31,FBR!$D551+1)*INDEX(ID!$L$35:$L$46,$B551),0)","v":0},{"$f":"IF(I551=\"h\",INDEX(ID!$M$8:$M$31,FBR!$D551+1)*INDEX(ID!$M$35:$M$46,$B551),0)","v":43},{"$f":"IF(I551=\"w\",INDEX(ID!$N$8:$N$31,FBR!$D551+1)*INDEX(ID!$N$35:$N$46,$B551),0)","v":0},null,25.395783774915923,0,0,0]
[542,1,23,13,23,4,"2014-01-23",5,"h",null,{"$f":"IF(I552=\"h\",INDEX(ID!$K$8:$K$31,FBR!$D552+1)*INDEX(ID!$K$35:$K$46,$B552),0)","v":44},{"$f":"IF(I552=\"w\",INDEX(ID!$L$8:$L$31,FBR!$D552+1)*INDEX(ID!$L$35:$L$46,$B552),0)","v":0},{"$f":"IF(I552=\"h\",INDEX(ID!$M$8:$M$31,FBR!$D552+1)*INDEX(ID!$M$35:$M$46,$B552),0)","v":44},{"$f":"IF(I552=\"w\",INDEX(ID!$N$8:$N$31,FBR!$D552+1)*INDEX(ID!$N$35:$N$46,$B552),0)","v":0},null,25.986383397588384,0,0,0]
[543,1,23,14,23,4,"2014-01-23",5,"h",null,{"$f":"IF(I553=\"h\",INDEX(ID!$K$8:$K$31,FBR!$D553+1)*INDEX(ID!$K$35:$K$46,$B553),0)","v":47},{"$f":"IF(I553=\"w\",INDEX(ID!$L$8:$L$31,FBR!$D553+1)*INDEX(ID!$L$35:$L$46,$B553),0)","v":0},{"$f":"IF(I553=\"h\",INDEX(ID!$M$8:$M$31,FBR!$D553+1)*INDEX(ID!$M$35:$M$46,$B553),0)","v":47},{"$f":"IF(I553=\"w\",INDEX(ID!$N$8:$N$31,FBR!$D553+1)*INDEX(ID!$N$35:$N$46,$B553),0)","v":0},null,27.758182265605775,0,0,0]
[544,1,23,15,23,4,"2014-01-23",5,"h",null,{"$f":"IF(I554=\"h\",INDEX(ID!$K$8:$K$31,FBR!$D554+1)*INDEX(ID!$K$35:$K$46,$B554),0)","v":50},{"$f":"IF(I554=\"w\",INDEX(ID!$L$8:$L$31,FBR!$D554+1)*INDEX(ID!$L$35:$L$46,$B554),0)","v":0},{"$f":"IF(I554=\"h\",INDEX(ID!$M$8:$M$31,FBR!$D554+1)*INDEX(ID!$M$35:$M$46,$B554),0)","v":50},{"$f":"IF(I554=\"w\",INDEX(ID!$N$8:$N$31,FBR!$D554+1)*INDEX(ID!$N$35:$N$46,$B554),0)","v":0},null,29.529981133623163,0,0,0]
[545,1,23,16,23,4,"2014-01-23",5,"h",null,{"$f":"IF(I555=\"h\",INDEX(ID!$K$8:$K$31,FBR!$D555+1)*INDEX(ID!$K$35:$K$46,$B555),0)","v":53},{"$f":"IF(I555=\"w\",INDEX(ID!$L$8:$L$31,FBR!$D555+1)*INDEX(ID!$L$35:$L$46,$B555),0)","v":0},{"$f":"IF(I555=\"h\",INDEX(ID!$M$8:$M$31,FBR!$D555+1)*INDEX(ID!$M$35:$M$46,$B555),0)","v":53},{"$f":"IF(I555=\"w\",INDEX(ID!$N$8:$N$31,FBR!$D555+1)*INDEX(ID!$N$35:$N$46,$B555),0)","v":0},null,31.301780001640555,0,0,0]
[546,1,23,17,23,4,"2014-01-23",5,"h",null,{"$f":"IF(I556=\"h\",INDEX(ID!$K$8:$K$31,FBR!$D556+1)*INDEX(ID!$K$35:$K$46,$B556),0)","v":62},{"$f":"IF(I556=\"w\",INDEX(ID!$L$8:$L$31,FBR!$D556+1)*INDEX(ID!$L$35:$L$46,$B556),0)","v":0},{"$f":"IF(I556=\"h\",INDEX(ID!$M$8:$M$31,FBR!$D556+1)*INDEX(ID!$M$35:$M$46,$B556),0)","v":62},{"$f":"IF(I556=\"w\",INDEX(ID!$N$8:$N$31,FBR!$D556+1)*INDEX(ID!$N$35:$N$46,$B556),0)","v":0},null,36.617176605692727,0,0,0]
[547,1,23,18,23,4,"2014-01-23",5,"h",null,{"$f":"IF(I557=\"h\",INDEX(ID!$K$8:$K$31,FBR!$D557+1)*INDEX(ID!$K$35:$K$46,$B557),0)","v":65},{"$f":"IF(I557=\"w\",INDEX(ID!$L$8:$L$31,FBR!$D557+1)*INDEX(ID!$L$35:$L$46,$B557),0)","v":0},{"$f":"IF(I557=\"h\",INDEX(ID!$M$8:$M$31,FBR!$D557+1)*INDEX(ID!$M$35:$M$46,$B557),0)","v":65},{"$f":"IF(I557=\"w\",INDEX(ID!$N$8:$N$31,FBR!$D557+1)*INDEX(ID!$N$35:$N$46,$B557),0)","v":0},null,38.388975473710111,0,0,0]
[548,1,23,19,23,4,"2014-01-23",5,"h",null,{"$f":"IF(I558=\"h\",INDEX(ID!$K$8:$K$31,FBR!$D558+1)*INDEX(ID!$K$35:$K$46,$B558),0)","v":60},{"$f":"IF(I558=\"w\",INDEX(ID!$L$8:$L$31,FBR!$D558+1)*INDEX(ID!$L$35:$L$46,$B558),0)","v":0},{"$f":"IF(I558=\"h\",INDEX(ID!$M$8:$M$31,FBR!$D558+1)*INDEX(ID!$M$35:$M$46,$B558),0)","v":60},{"$f":"IF(I558=\"w\",INDEX(ID!$N$8:$N$31,FBR!$D558+1)*INDEX(ID!$N$35:$N$46,$B558),0)","v":0},null,35.435977360347799,0,0,0]
[549,1,23,20,23,4,"2014-01-23",5,"h",null,{"$f":"IF(I559=\"h\",INDEX(ID!$K$8:$K$31,FBR!$D559+1)*INDEX(ID!$K$35:$K$46,$B559),0)","v":53},{"$f":"IF(I559=\"w\",INDEX(ID!$L$8:$L$31,FBR!$D559+1)*INDEX(ID!$L$35:$L$46,$B559),0)","v":0},{"$f":"IF(I559=\"h\",INDEX(ID!$M$8:$M$31,FBR!$D559+1)*INDEX(ID!$M$35:$M$46,$B559),0)","v":53},{"$f":"IF(I559=\"w\",INDEX(ID!$N$8:$N$31,FBR!$D559+1)*INDEX(ID!$N$35:$N$46,$B559),0)","v":0},null,31.301780001640555,0,0,0]
[550,1,23,21,23,4,"2014-01-23",5,"h",null,{"$f":"IF(I560=\"h\",INDEX(ID!$K$8:$K$31,FBR!$D560+1)*INDEX(ID!$K$35:$K$46,$B560),0)","v":50},{"$f":"IF(I560=\"w\",INDEX(ID!$L$8:$L$31,FBR!$D560+1)*INDEX(ID!$L$35:$L$46,$B560),0)","v":0},{"$f":"IF(I560=\"h\",INDEX(ID!$M$8:$M$31,FBR!$D560+1)*INDEX(ID!$M$35:$M$46,$B560),0)","v":50},{"$f":"IF(I560=\"w\",INDEX(ID!$N$8:$N$31,FBR!$D560+1)*INDEX(ID!$N$35:$N$46,$B560),0)","v":0},null,29.529981133623163,0,0,0]
[551,1,23,22,23,4,"2014-01-23",5,"h",null,{"$f":"IF(I561=\"h\",INDEX(ID!$K$8:$K$31,FBR!$D561+1)*INDEX(ID!$K$35:$K$46,$B561),0)","v":45},{"$f":"IF(I561=\"w\",INDEX(ID!$L$8:$L$31,FBR!$D561+1)*INDEX(ID!$L$35:$L$46,$B561),0)","v":0},{"$f":"IF(I561=\"h\",INDEX(ID!$M$8:$M$31,FBR!$D561+1)*INDEX(ID!$M$35:$M$46,$B561),0)","v":45},{"$f":"IF(I561=\"w\",INDEX(ID!$N$8:$N$31,FBR!$D561+1)*INDEX(ID!$N$35:$N$46,$B561),0)","v":0},null,26.576983020260847,0,0,0]
[552,1,23,23,23,4,"2014-01-23",5,"h",null,{"$f":"IF(I562=\"h\",INDEX(ID!$K$8:$K$31,FBR!$D562+1)*INDEX(ID!$K$35:$K$46,$B562),0)","v":40},{"$f":"IF(I562=\"w\",INDEX(ID!$L$8:$L$31,FBR!$D562+1)*INDEX(ID!$L$35:$L$46,$B562),0)","v":0},{"$f":"IF(I562=\"h\",INDEX(ID!$M$8:$M$31,FBR!$D562+1)*INDEX(ID!$M$35:$M$46,$B562),0)","v":40},{"$f":"IF(I562=\"w\",INDEX(ID!$N$8:$N$31,FBR!$D562+1)*INDEX(ID!$N$35:$N$46,$B562),0)","v":0},null,23.623984906898531,0,0,0]
[553,1,24,0,24,4,"2014-01-24",6,"w",null,{"$f":"IF(I563=\"h\",INDEX(ID!$K$8:$K$31,FBR!$D563+1)*INDEX(ID!$K$35:$K$46,$B563),0)","v":0},{"$f":"IF(I563=\"w\",INDEX(ID!$L$8:$L$31,FBR!$D563+1)*INDEX(ID!$L$35:$L$46,$B563),0)","v":35},{"$f":"IF(I563=\"h\",INDEX(ID!$M$8:$M$31,FBR!$D563+1)*INDEX(ID!$M$35:$M$46,$B563),0)","v":0},{"$f":"IF(I563=\"w\",INDEX(ID!$N$8:$N$31,FBR!$D563+1)*INDEX(ID!$N$35:$N$46,$B563),0)","v":35},null,0,20.670986793536215,0,0]
[554,1,24,1,24,{"$f":"F396+1","v":4},"2014-01-24",6,"w",null,{"$f":"IF(I564=\"h\",INDEX(ID!$K$8:$K$31,FBR!$D564+1)*INDEX(ID!$K$35:$K$46,$B564),0)","v":0},{"$f":"IF(I564=\"w\",INDEX(ID!$L$8:$L$31,FBR!$D564+1)*INDEX(ID!$L$35:$L$46,$B564),0)","v":30},{"$f":"IF(I564=\"h\",INDEX(ID!$M$8:$M$31,FBR!$D564+1)*INDEX(ID!$M$35:$M$46,$B564),0)","v":0},{"$f":"IF(I564=\"w\",INDEX(ID!$N$8:$N$31,FBR!$D564+1)*INDEX(ID!$N$35:$N$46,$B564),0)","v":30},null,0,17.717988680173899,0,0]
[555,1,24,2,24,4,"2014-01-24",6,"w",null,{"$f":"IF(I565=\"h\",INDEX(ID!$K$8:$K$31,FBR!$D565+1)*INDEX(ID!$K$35:$K$46,$B565),0)","v":0},{"$f":"IF(I565=\"w\",INDEX(ID!$L$8:$L$31,FBR!$D565+1)*INDEX(ID!$L$35:$L$46,$B565),0)","v":28},{"$f":"IF(I565=\"h\",INDEX(ID!$M$8:$M$31,FBR!$D565+1)*INDEX(ID!$M$35:$M$46,$B565),0)","v":0},{"$f":"IF(I565=\"w\",INDEX(ID!$N$8:$N$31,FBR!$D565+1)*INDEX(ID!$N$35:$N$46,$B565),0)","v":28},null,0,16.536789434828972,0,0]
[556,1,24,3,24,4,"2014-01-24",6,"w",null,{"$f":"IF(I566=\"h\",INDEX(ID!$K$8:$K$31,FBR!$D566+1)*INDEX(ID!$K$35:$K$46,$B566),0)","v":0},{"$f":"IF(I566=\"w\",INDEX(ID!$L$8:$L$31,FBR!$D566+1)*INDEX(ID!$L$35:$L$46,$B566),0)","v":27},{"$f":"IF(I566=\"h\",INDEX(ID!$M$8:$M$31,FBR!$D566+1)*INDEX(ID!$M$35:$M$46,$B566),0)","v":0},{"$f":"IF(I566=\"w\",INDEX(ID!$N$8:$N$31,FBR!$D566+1)*INDEX(ID!$N$35:$N$46,$B566),0)","v":27},null,0,15.94618981215651,0,0]
[557,1,24,4,24,4,"2014-01-24",6,"w",null,{"$f":"IF(I567=\"h\",INDEX(ID!$K$8:$K$31,FBR!$D567+1)*INDEX(ID!$K$35:$K$46,$B567),0)","v":0},{"$f":"IF(I567=\"w\",INDEX(ID!$L$8:$L$31,FBR!$D567+1)*INDEX(ID!$L$35:$L$46,$B567),0)","v":27},{"$f":"IF(I567=\"h\",INDEX(ID!$M$8:$M$31,FBR!$D567+1)*INDEX(ID!$M$35:$M$46,$B567),0)","v":0},{"$f":"IF(I567=\"w\",INDEX(ID!$N$8:$N$31,FBR!$D567+1)*INDEX(ID!$N$35:$N$46,$B567),0)","v":27},null,0,15.94618981215651,0,0]
[558,1,24,5,24,4,"2014-01-24",6,"w",null,{"$f":"IF(I568=\"h\",INDEX(ID!$K$8:$K$31,FBR!$D568+1)*INDEX(ID!$K$35:$K$46,$B568),0)","v":0},{"$f":"IF(I568=\"w\",INDEX(ID!$L$8:$L$31,FBR!$D568+1)*INDEX(ID!$L$35:$L$46,$B568),0)","v":27},{"$f":"IF(I568=\"h\",INDEX(ID!$M$8:$M$31,FBR!$D568+1)*INDEX(ID!$M$35:$M$46,$B568),0)","v":0},{"$f":"IF(I568=\"w\",INDEX(ID!$N$8:$N$31,FBR!$D568+1)*INDEX(ID!$N$35:$N$46,$B568),0)","v":27},null,0,15.94618981215651,0,0]
[559,1,24,6,24,4,"2014-01-24",6,"w",null,{"$f":"IF(I569=\"h\",INDEX(ID!$K$8:$K$31,FBR!$D569+1)*INDEX(ID!$K$35:$K$46,$B569),0)","v":0},{"$f":"IF(I569=\"w\",INDEX(ID!$L$8:$L$31,FBR!$D569+1)*INDEX(ID!$L$35:$L$46,$B569),0)","v":29},{"$f":"IF(I569=\"h\",INDEX(ID!$M$8:$M$31,FBR!$D569+1)*INDEX(ID!$M$35:$M$46,$B569),0)","v":0},{"$f":"IF(I569=\"w\",INDEX(ID!$N$8:$N$31,FBR!$D569+1)*INDEX(ID!$N$35:$N$46,$B569),0)","v":29},null,0,17.127389057501436,0,0]
[560,1,24,7,24,4,"2014-01-24",6,"w",null,{"$f":"IF(I570=\"h\",INDEX(ID!$K$8:$K$31,FBR!$D570+1)*INDEX(ID!$K$35:$K$46,$B570),0)","v":0},{"$f":"IF(I570=\"w\",INDEX(ID!$L$8:$L$31,FBR!$D570+1)*INDEX(ID!$L$35:$L$46,$B570),0)","v":32},{"$f":"IF(I570=\"h\",INDEX(ID!$M$8:$M$31,FBR!$D570+1)*INDEX(ID!$M$35:$M$46,$B570),0)","v":0},{"$f":"IF(I570=\"w\",INDEX(ID!$N$8:$N$31,FBR!$D570+1)*INDEX(ID!$N$35:$N$46,$B570),0)","v":32},null,0,18.899187925518824,0,0]
[561,1,24,8,24,4,"2014-01-24",6,"w",null,{"$f":"IF(I571=\"h\",INDEX(ID!$K$8:$K$31,FBR!$D571+1)*INDEX(ID!$K$35:$K$46,$B571),0)","v":0},{"$f":"IF(I571=\"w\",INDEX(ID!$L$8:$L$31,FBR!$D571+1)*INDEX(ID!$L$35:$L$46,$B571),0)","v":35},{"$f":"IF(I571=\"h\",INDEX(ID!$M$8:$M$31,FBR!$D571+1)*INDEX(ID!$M$35:$M$46,$B571),0)","v":0},{"$f":"IF(I571=\"w\",INDEX(ID!$N$8:$N$31,FBR!$D571+1)*INDEX(ID!$N$35:$N$46,$B571),0)","v":35},null,0,20.670986793536215,0,0]
[562,1,24,9,24,4,"2014-01-24",6,"w",null,{"$f":"IF(I572=\"h\",INDEX(ID!$K$8:$K$31,FBR!$D572+1)*INDEX(ID!$K$35:$K$46,$B572),0)","v":0},{"$f":"IF(I572=\"w\",INDEX(ID!$L$8:$L$31,FBR!$D572+1)*INDEX(ID!$L$35:$L$46,$B572),0)","v":38},{"$f":"IF(I572=\"h\",INDEX(ID!$M$8:$M$31,FBR!$D572+1)*INDEX(ID!$M$35:$M$46,$B572),0)","v":0},{"$f":"IF(I572=\"w\",INDEX(ID!$N$8:$N$31,FBR!$D572+1)*INDEX(ID!$N$35:$N$46,$B572),0)","v":38},null,0,22.442785661553604,0,0]
[563,1,24,10,24,4,"2014-01-24",6,"w",null,{"$f":"IF(I573=\"h\",INDEX(ID!$K$8:$K$31,FBR!$D573+1)*INDEX(ID!$K$35:$K$46,$B573),0)","v":0},{"$f":"IF(I573=\"w\",INDEX(ID!$L$8:$L$31,FBR!$D573+1)*INDEX(ID!$L$35:$L$46,$B573),0)","v":40},{"$f":"IF(I573=\"h\",INDEX(ID!$M$8:$M$31,FBR!$D573+1)*INDEX(ID!$M$35:$M$46,$B573),0)","v":0},{"$f":"IF(I573=\"w\",INDEX(ID!$N$8:$N$31,FBR!$D573+1)*INDEX(ID!$N$35:$N$46,$B573),0)","v":40},null,0,23.623984906898531,0,0]
[564,1,24,11,24,4,"2014-01-24",6,"w",null,{"$f":"IF(I574=\"h\",INDEX(ID!$K$8:$K$31,FBR!$D574+1)*INDEX(ID!$K$35:$K$46,$B574),0)","v":0},{"$f":"IF(I574=\"w\",INDEX(ID!$L$8:$L$31,FBR!$D574+1)*INDEX(ID!$L$35:$L$46,$B574),0)","v":42},{"$f":"IF(I574=\"h\",INDEX(ID!$M$8:$M$31,FBR!$D574+1)*INDEX(ID!$M$35:$M$46,$B574),0)","v":0},{"$f":"IF(I574=\"w\",INDEX(ID!$N$8:$N$31,FBR!$D574+1)*INDEX(ID!$N$35:$N$46,$B574),0)","v":42},null,0,24.805184152243459,0,0]
[565,1,24,12,24,4,"2014-01-24",6,"w",null,{"$f":"IF(I575=\"h\",INDEX(ID!$K$8:$K$31,FBR!$D575+1)*INDEX(ID!$K$35:$K$46,$B575),0)","v":0},{"$f":"IF(I575=\"w\",INDEX(ID!$L$8:$L$31,FBR!$D575+1)*INDEX(ID!$L$35:$L$46,$B575),0)","v":43},{"$f":"IF(I575=\"h\",INDEX(ID!$M$8:$M$31,FBR!$D575+1)*INDEX(ID!$M$35:$M$46,$B575),0)","v":0},{"$f":"IF(I575=\"w\",INDEX(ID!$N$8:$N$31,FBR!$D575+1)*INDEX(ID!$N$35:$N$46,$B575),0)","v":43},null,0,25.395783774915923,0,0]
[566,1,24,13,24,4,"2014-01-24",6,"w",null,{"$f":"IF(I576=\"h\",INDEX(ID!$K$8:$K$31,FBR!$D576+1)*INDEX(ID!$K$35:$K$46,$B576),0)","v":0},{"$f":"IF(I576=\"w\",INDEX(ID!$L$8:$L$31,FBR!$D576+1)*INDEX(ID!$L$35:$L$46,$B576),0)","v":44},{"$f":"IF(I576=\"h\",INDEX(ID!$M$8:$M$31,FBR!$D576+1)*INDEX(ID!$M$35:$M$46,$B576),0)","v":0},{"$f":"IF(I576=\"w\",INDEX(ID!$N$8:$N$31,FBR!$D576+1)*INDEX(ID!$N$35:$N$46,$B576),0)","v":44},null,0,25.986383397588384,0,0]
[567,1,24,14,24,4,"2014-01-24",6,"w",null,{"$f":"IF(I577=\"h\",INDEX(ID!$K$8:$K$31,FBR!$D577+1)*INDEX(ID!$K$35:$K$46,$B577),0)","v":0},{"$f":"IF(I577=\"w\",INDEX(ID!$L$8:$L$31,FBR!$D577+1)*INDEX(ID!$L$35:$L$46,$B577),0)","v":47},{"$f":"IF(I577=\"h\",INDEX(ID!$M$8:$M$31,FBR!$D577+1)*INDEX(ID!$M$35:$M$46,$B577),0)","v":0},{"$f":"IF(I577=\"w\",INDEX(ID!$N$8:$N$31,FBR!$D577+1)*INDEX(ID!$N$35:$N$46,$B577),0)","v":47},null,0,27.758182265605775,0,0]
[568,1,24,15,24,4,"2014-01-24",6,"w",null,{"$f":"IF(I578=\"h\",INDEX(ID!$K$8:$K$31,FBR!$D578+1)*INDEX(ID!$K$35:$K$46,$B578),0)","v":0},{"$f":"IF(I578=\"w\",INDEX(ID!$L$8:$L$31,FBR!$D578+1)*INDEX(ID!$L$35:$L$46,$B578),0)","v":50},{"$f":"IF(I578=\"h\",INDEX(ID!$M$8:$M$31,FBR!$D578+1)*INDEX(ID!$M$35:$M$46,$B578),0)","v":0},{"$f":"IF(I578=\"w\",INDEX(ID!$N$8:$N$31,FBR!$D578+1)*INDEX(ID!$N$35:$N$46,$B578),0)","v":50},null,0,29.529981133623163,0,0]
[569,1,24,16,24,4,"2014-01-24",6,"w",null,{"$f":"IF(I579=\"h\",INDEX(ID!$K$8:$K$31,FBR!$D579+1)*INDEX(ID!$K$35:$K$46,$B579),0)","v":0},{"$f":"IF(I579=\"w\",INDEX(ID!$L$8:$L$31,FBR!$D579+1)*INDEX(ID!$L$35:$L$46,$B579),0)","v":53},{"$f":"IF(I579=\"h\",INDEX(ID!$M$8:$M$31,FBR!$D579+1)*INDEX(ID!$M$35:$M$46,$B579),0)","v":0},{"$f":"IF(I579=\"w\",INDEX(ID!$N$8:$N$31,FBR!$D579+1)*INDEX(ID!$N$35:$N$46,$B579),0)","v":53},null,0,31.301780001640555,0,0]
[570,1,24,17,24,4,"2014-01-24",6,"w",null,{"$f":"IF(I580=\"h\",INDEX(ID!$K$8:$K$31,FBR!$D580+1)*INDEX(ID!$K$35:$K$46,$B580),0)","v":0},{"$f":"IF(I580=\"w\",INDEX(ID!$L$8:$L$31,FBR!$D580+1)*INDEX(ID!$L$35:$L$46,$B580),0)","v":62},{"$f":"IF(I580=\"h\",INDEX(ID!$M$8:$M$31,FBR!$D580+1)*INDEX(ID!$M$35:$M$46,$B580),0)","v":0},{"$f":"IF(I580=\"w\",INDEX(ID!$N$8:$N$31,FBR!$D580+1)*INDEX(ID!$N$35:$N$46,$B580),0)","v":62},null,0,36.617176605692727,0,0]
[571,1,24,18,24,4,"2014-01-24",6,"w",null,{"$f":"IF(I581=\"h\",INDEX(ID!$K$8:$K$31,FBR!$D581+1)*INDEX(ID!$K$35:$K$46,$B581),0)","v":0},{"$f":"IF(I581=\"w\",INDEX(ID!$L$8:$L$31,FBR!$D581+1)*INDEX(ID!$L$35:$L$46,$B581),0)","v":65},{"$f":"IF(I581=\"h\",INDEX(ID!$M$8:$M$31,FBR!$D581+1)*INDEX(ID!$M$35:$M$46,$B581),0)","v":0},{"$f":"IF(I581=\"w\",INDEX(ID!$N$8:$N$31,FBR!$D581+1)*INDEX(ID!$N$35:$N$46,$B581),0)","v":65},null,0,38.388975473710111,0,0]
[572,1,24,19,24,4,"2014-01-24",6,"w",null,{"$f":"IF(I582=\"h\",INDEX(ID!$K$8:$K$31,FBR!$D582+1)*INDEX(ID!$K$35:$K$46,$B582),0)","v":0},{"$f":"IF(I582=\"w\",INDEX(ID!$L$8:$L$31,FBR!$D582+1)*INDEX(ID!$L$35:$L$46,$B582),0)","v":60},{"$f":"IF(I582=\"h\",INDEX(ID!$M$8:$M$31,FBR!$D582+1)*INDEX(ID!$M$35:$M$46,$B582),0)","v":0},{"$f":"IF(I582=\"w\",INDEX(ID!$N$8:$N$31,FBR!$D582+1)*INDEX(ID!$N$35:$N$46,$B582),0)","v":60},null,0,35.435977360347799,0,0]
[573,1,24,20,24,4,"2014-01-24",6,"w",null,{"$f":"IF(I583=\"h\",INDEX(ID!$K$8:$K$31,FBR!$D583+1)*INDEX(ID!$K$35:$K$46,$B583),0)","v":0},{"$f":"IF(I583=\"w\",INDEX(ID!$L$8:$L$31,FBR!$D583+1)*INDEX(ID!$L$35:$L$46,$B583),0)","v":53},{"$f":"IF(I583=\"h\",INDEX(ID!$M$8:$M$31,FBR!$D583+1)*INDEX(ID!$M$35:$M$46,$B583),0)","v":0},{"$f":"IF(I583=\"w\",INDEX(ID!$N$8:$N$31,FBR!$D583+1)*INDEX(ID!$N$35:$N$46,$B583),0)","v":53},null,0,31.301780001640555,0,0]
[574,1,24,21,24,4,"2014-01-24",6,"w",null,{"$f":"IF(I584=\"h\",INDEX(ID!$K$8:$K$31,FBR!$D584+1)*INDEX(ID!$K$35:$K$46,$B584),0)","v":0},{"$f":"IF(I584=\"w\",INDEX(ID!$L$8:$L$31,FBR!$D584+1)*INDEX(ID!$L$35:$L$46,$B584),0)","v":50},{"$f":"IF(I584=\"h\",INDEX(ID!$M$8:$M$31,FBR!$D584+1)*INDEX(ID!$M$35:$M$46,$B584),0)","v":0},{"$f":"IF(I584=\"w\",INDEX(ID!$N$8:$N$31,FBR!$D584+1)*INDEX(ID!$N$35:$N$46,$B584),0)","v":50},null,0,29.529981133623163,0,0]
[575,1,24,22,24,4,"2014-01-24",6,"w",null,{"$f":"IF(I585=\"h\",INDEX(ID!$K$8:$K$31,FBR!$D585+1)*INDEX(ID!$K$35:$K$46,$B585),0)","v":0},{"$f":"IF(I585=\"w\",INDEX(ID!$L$8:$L$31,FBR!$D585+1)*INDEX(ID!$L$35:$L$46,$B585),0)","v":45},{"$f":"IF(I585=\"h\",INDEX(ID!$M$8:$M$31,FBR!$D585+1)*INDEX(ID!$M$35:$M$46,$B585),0)","v":0},{"$f":"IF(I585=\"w\",INDEX(ID!$N$8:$N$31,FBR!$D585+1)*INDEX(ID!$N$35:$N$46,$B585),0)","v":45},null,0,26.576983020260847,0,0]
[576,1,24,23,24,4,"2014-01-24",6,"w",null,{"$f":"IF(I586=\"h\",INDEX(ID!$K$8:$K$31,FBR!$D586+1)*INDEX(ID!$K$35:$K$46,$B586),0)","v":0},{"$f":"IF(I586=\"w\",INDEX(ID!$L$8:$L$31,FBR!$D586+1)*INDEX(ID!$L$35:$L$46,$B586),0)","v":40},{"$f":"IF(I586=\"h\",INDEX(ID!$M$8:$M$31,FBR!$D586+1)*INDEX(ID!$M$35:$M$46,$B586),0)","v":0},{"$f":"IF(I586=\"w\",INDEX(ID!$N$8:$N$31,FBR!$D586+1)*INDEX(ID!$N$35:$N$46,$B586),0)","v":40},null,0,23.623984906898531,0,0]
[577,1,25,0,25,4,"2014-01-25",{"$f":"WEEKDAY(G587)","v":7},{"$f":"IF(OR(H587=6,H587=7),\"w\",\"h\")","v":"w"},null,{"$f":"IF(I587=\"h\",INDEX(ID!$K$8:$K$31,FBR!$D587+1)*INDEX(ID!$K$35:$K$46,$B587),0)","v":0},{"$f":"IF(I587=\"w\",INDEX(ID!$L$8:$L$31,FBR!$D587+1)*INDEX(ID!$L$35:$L$46,$B587),0)","v":35},{"$f":"IF(I587=\"h\",INDEX(ID!$M$8:$M$31,FBR!$D587+1)*INDEX(ID!$M$35:$M$46,$B587),0)","v":0},{"$f":"IF(I587=\"w\",INDEX(ID!$N$8:$N$31,FBR!$D587+1)*INDEX(ID!$N$35:$N$46,$B587),0)","v":35},null,{"$f":"K587*(indvforbrug*antalbrugere)/($K$8789+$L$8789)","v":0},{"$f":"L587*indvforbrug*antalbrugere/($K$8789+$L$8789)","v":20.670986793536215},{"$f":"M587*fællesforbrug/($M$8789+$N$8789)","v":0},{"$f":"N587*fællesforbrug/($M$8789+$N$8789)","v":0}]
[{"$f":"A587+1","v":578},1,25,1,25,4,{"$f":"DATE(2014,B588,C588)","v":"2014-01-25"},7,"w",null,{"$f":"IF(I588=\"h\",INDEX(ID!$K$8:$K$31,FBR!$D588+1)*INDEX(ID!$K$35:$K$46,$B588),0)","v":0},{"$f":"IF(I588=\"w\",INDEX(ID!$L$8:$L$31,FBR!$D588+1)*INDEX(ID!$L$35:$L$46,$B588),0)","v":30},{"$f":"IF(I588=\"h\",INDEX(ID!$M$8:$M$31,FBR!$D588+1)*INDEX(ID!$M$35:$M$46,$B588),0)","v":0},{"$f":"IF(I588=\"w\",INDEX(ID!$N$8:$N$31,FBR!$D588+1)*INDEX(ID!$N$35:$N$46,$B588),0)","v":30},null,0,17.717988680173899,0,0]
[579,1,25,2,25,4,"2014-01-25",7,"w",null,{"$f":"IF(I589=\"h\",INDEX(ID!$K$8:$K$31,FBR!$D589+1)*INDEX(ID!$K$35:$K$46,$B589),0)","v":0},{"$f":"IF(I589=\"w\",INDEX(ID!$L$8:$L$31,FBR!$D589+1)*INDEX(ID!$L$35:$L$46,$B589),0)","v":28},{"$f":"IF(I589=\"h\",INDEX(ID!$M$8:$M$31,FBR!$D589+1)*INDEX(ID!$M$35:$M$46,$B589),0)","v":0},{"$f":"IF(I589=\"w\",INDEX(ID!$N$8:$N$31,FBR!$D589+1)*INDEX(ID!$N$35:$N$46,$B589),0)","v":28},null,0,16.536789434828972,0,0]
[580,1,25,3,25,4,"2014-01-25",7,"w",null,{"$f":"IF(I590=\"h\",INDEX(ID!$K$8:$K$31,FBR!$D590+1)*INDEX(ID!$K$35:$K$46,$B590),0)","v":0},{"$f":"IF(I590=\"w\",INDEX(ID!$L$8:$L$31,FBR!$D590+1)*INDEX(ID!$L$35:$L$46,$B590),0)","v":27},{"$f":"IF(I590=\"h\",INDEX(ID!$M$8:$M$31,FBR!$D590+1)*INDEX(ID!$M$35:$M$46,$B590),0)","v":0},{"$f":"IF(I590=\"w\",INDEX(ID!$N$8:$N$31,FBR!$D590+1)*INDEX(ID!$N$35:$N$46,$B590),0)","v":27},null,0,15.94618981215651,0,0]
[581,1,25,4,25,4,"2014-01-25",7,"w",null,{"$f":"IF(I591=\"h\",INDEX(ID!$K$8:$K$31,FBR!$D591+1)*INDEX(ID!$K$35:$K$46,$B591),0)","v":0},{"$f":"IF(I591=\"w\",INDEX(ID!$L$8:$L$31,FBR!$D591+1)*INDEX(ID!$L$35:$L$46,$B591),0)","v":27},{"$f":"IF(I591=\"h\",INDEX(ID!$M$8:$M$31,FBR!$D591+1)*INDEX(ID!$M$35:$M$46,$B591),0)","v":0},{"$f":"IF(I591=\"w\",INDEX(ID!$N$8:$N$31,FBR!$D591+1)*INDEX(ID!$N$35:$N$46,$B591),0)","v":27},null,0,15.94618981215651,0,0]
[582,1,25,5,25,4,"2014-01-25",7,"w",null,{"$f":"IF(I592=\"h\",INDEX(ID!$K$8:$K$31,FBR!$D592+1)*INDEX(ID!$K$35:$K$46,$B592),0)","v":0},{"$f":"IF(I592=\"w\",INDEX(ID!$L$8:$L$31,FBR!$D592+1)*INDEX(ID!$L$35:$L$46,$B592),0)","v":27},{"$f":"IF(I592=\"h\",INDEX(ID!$M$8:$M$31,FBR!$D592+1)*INDEX(ID!$M$35:$M$46,$B592),0)","v":0},{"$f":"IF(I592=\"w\",INDEX(ID!$N$8:$N$31,FBR!$D592+1)*INDEX(ID!$N$35:$N$46,$B592),0)","v":27},null,0,15.94618981215651,0,0]
[583,1,25,6,25,4,"2014-01-25",7,"w",null,{"$f":"IF(I593=\"h\",INDEX(ID!$K$8:$K$31,FBR!$D593+1)*INDEX(ID!$K$35:$K$46,$B593),0)","v":0},{"$f":"IF(I593=\"w\",INDEX(ID!$L$8:$L$31,FBR!$D593+1)*INDEX(ID!$L$35:$L$46,$B593),0)","v":29},{"$f":"IF(I593=\"h\",INDEX(ID!$M$8:$M$31,FBR!$D593+1)*INDEX(ID!$M$35:$M$46,$B593),0)","v":0},{"$f":"IF(I593=\"w\",INDEX(ID!$N$8:$N$31,FBR!$D593+1)*INDEX(ID!$N$35:$N$46,$B593),0)","v":29},null,0,17.127389057501436,0,0]
[584,1,25,7,25,4,"2014-01-25",7,"w",null,{"$f":"IF(I594=\"h\",INDEX(ID!$K$8:$K$31,FBR!$D594+1)*INDEX(ID!$K$35:$K$46,$B594),0)","v":0},{"$f":"IF(I594=\"w\",INDEX(ID!$L$8:$L$31,FBR!$D594+1)*INDEX(ID!$L$35:$L$46,$B594),0)","v":32},{"$f":"IF(I594=\"h\",INDEX(ID!$M$8:$M$31,FBR!$D594+1)*INDEX(ID!$M$35:$M$46,$B594),0)","v":0},{"$f":"IF(I594=\"w\",INDEX(ID!$N$8:$N$31,FBR!$D594+1)*INDEX(ID!$N$35:$N$46,$B594),0)","v":32},null,0,18.899187925518824,0,0]
[585,1,25,8,25,4,"2014-01-25",7,"w",null,{"$f":"IF(I595=\"h\",INDEX(ID!$K$8:$K$31,FBR!$D595+1)*INDEX(ID!$K$35:$K$46,$B595),0)","v":0},{"$f":"IF(I595=\"w\",INDEX(ID!$L$8:$L$31,FBR!$D595+1)*INDEX(ID!$L$35:$L$46,$B595),0)","v":35},{"$f":"IF(I595=\"h\",INDEX(ID!$M$8:$M$31,FBR!$D595+1)*INDEX(ID!$M$35:$M$46,$B595),0)","v":0},{"$f":"IF(I595=\"w\",INDEX(ID!$N$8:$N$31,FBR!$D595+1)*INDEX(ID!$N$35:$N$46,$B595),0)","v":35},null,0,20.670986793536215,0,0]
[586,1,25,9,25,4,"2014-01-25",7,"w",null,{"$f":"IF(I596=\"h\",INDEX(ID!$K$8:$K$31,FBR!$D596+1)*INDEX(ID!$K$35:$K$46,$B596),0)","v":0},{"$f":"IF(I596=\"w\",INDEX(ID!$L$8:$L$31,FBR!$D596+1)*INDEX(ID!$L$35:$L$46,$B596),0)","v":38},{"$f":"IF(I596=\"h\",INDEX(ID!$M$8:$M$31,FBR!$D596+1)*INDEX(ID!$M$35:$M$46,$B596),0)","v":0},{"$f":"IF(I596=\"w\",INDEX(ID!$N$8:$N$31,FBR!$D596+1)*INDEX(ID!$N$35:$N$46,$B596),0)","v":38},null,0,22.442785661553604,0,0]
[587,1,25,10,25,4,"2014-01-25",7,"w",null,{"$f":"IF(I597=\"h\",INDEX(ID!$K$8:$K$31,FBR!$D597+1)*INDEX(ID!$K$35:$K$46,$B597),0)","v":0},{"$f":"IF(I597=\"w\",INDEX(ID!$L$8:$L$31,FBR!$D597+1)*INDEX(ID!$L$35:$L$46,$B597),0)","v":40},{"$f":"IF(I597=\"h\",INDEX(ID!$M$8:$M$31,FBR!$D597+1)*INDEX(ID!$M$35:$M$46,$B597),0)","v":0},{"$f":"IF(I597=\"w\",INDEX(ID!$N$8:$N$31,FBR!$D597+1)*INDEX(ID!$N$35:$N$46,$B597),0)","v":40},null,0,23.623984906898531,0,0]
[588,1,25,11,25,4,"2014-01-25",7,"w",null,{"$f":"IF(I598=\"h\",INDEX(ID!$K$8:$K$31,FBR!$D598+1)*INDEX(ID!$K$35:$K$46,$B598),0)","v":0},{"$f":"IF(I598=\"w\",INDEX(ID!$L$8:$L$31,FBR!$D598+1)*INDEX(ID!$L$35:$L$46,$B598),0)","v":42},{"$f":"IF(I598=\"h\",INDEX(ID!$M$8:$M$31,FBR!$D598+1)*INDEX(ID!$M$35:$M$46,$B598),0)","v":0},{"$f":"IF(I598=\"w\",INDEX(ID!$N$8:$N$31,FBR!$D598+1)*INDEX(ID!$N$35:$N$46,$B598),0)","v":42},null,0,24.805184152243459,0,0]
[589,1,25,12,25,4,"2014-01-25",7,"w",null,{"$f":"IF(I599=\"h\",INDEX(ID!$K$8:$K$31,FBR!$D599+1)*INDEX(ID!$K$35:$K$46,$B599),0)","v":0},{"$f":"IF(I599=\"w\",INDEX(ID!$L$8:$L$31,FBR!$D599+1)*INDEX(ID!$L$35:$L$46,$B599),0)","v":43},{"$f":"IF(I599=\"h\",INDEX(ID!$M$8:$M$31,FBR!$D599+1)*INDEX(ID!$M$35:$M$46,$B599),0)","v":0},{"$f":"IF(I599=\"w\",INDEX(ID!$N$8:$N$31,FBR!$D599+1)*INDEX(ID!$N$35:$N$46,$B599),0)","v":43},null,0,25.395783774915923,0,0]
[590,1,25,13,25,4,"2014-01-25",7,"w",null,{"$f":"IF(I600=\"h\",INDEX(ID!$K$8:$K$31,FBR!$D600+1)*INDEX(ID!$K$35:$K$46,$B600),0)","v":0},{"$f":"IF(I600=\"w\",INDEX(ID!$L$8:$L$31,FBR!$D600+1)*INDEX(ID!$L$35:$L$46,$B600),0)","v":44},{"$f":"IF(I600=\"h\",INDEX(ID!$M$8:$M$31,FBR!$D600+1)*INDEX(ID!$M$35:$M$46,$B600),0)","v":0},{"$f":"IF(I600=\"w\",INDEX(ID!$N$8:$N$31,FBR!$D600+1)*INDEX(ID!$N$35:$N$46,$B600),0)","v":44},null,0,25.986383397588384,0,0]
[591,1,25,14,25,4,"2014-01-25",7,"w",null,{"$f":"IF(I601=\"h\",INDEX(ID!$K$8:$K$31,FBR!$D601+1)*INDEX(ID!$K$35:$K$46,$B601),0)","v":0},{"$f":"IF(I601=\"w\",INDEX(ID!$L$8:$L$31,FBR!$D601+1)*INDEX(ID!$L$35:$L$46,$B601),0)","v":47},{"$f":"IF(I601=\"h\",INDEX(ID!$M$8:$M$31,FBR!$D601+1)*INDEX(ID!$M$35:$M$46,$B601),0)","v":0},{"$f":"IF(I601=\"w\",INDEX(ID!$N$8:$N$31,FBR!$D601+1)*INDEX(ID!$N$35:$N$46,$B601),0)","v":47},null,0,27.758182265605775,0,0]
[592,1,25,15,25,4,"2014-01-25",7,"w",null,{"$f":"IF(I602=\"h\",INDEX(ID!$K$8:$K$31,FBR!$D602+1)*INDEX(ID!$K$35:$K$46,$B602),0)","v":0},{"$f":"IF(I602=\"w\",INDEX(ID!$L$8:$L$31,FBR!$D602+1)*INDEX(ID!$L$35:$L$46,$B602),0)","v":50},{"$f":"IF(I602=\"h\",INDEX(ID!$M$8:$M$31,FBR!$D602+1)*INDEX(ID!$M$35:$M$46,$B602),0)","v":0},{"$f":"IF(I602=\"w\",INDEX(ID!$N$8:$N$31,FBR!$D602+1)*INDEX(ID!$N$35:$N$46,$B602),0)","v":50},null,0,29.529981133623163,0,0]
[593,1,25,16,25,4,"2014-01-25",7,"w",null,{"$f":"IF(I603=\"h\",INDEX(ID!$K$8:$K$31,FBR!$D603+1)*INDEX(ID!$K$35:$K$46,$B603),0)","v":0},{"$f":"IF(I603=\"w\",INDEX(ID!$L$8:$L$31,FBR!$D603+1)*INDEX(ID!$L$35:$L$46,$B603),0)","v":53},{"$f":"IF(I603=\"h\",INDEX(ID!$M$8:$M$31,FBR!$D603+1)*INDEX(ID!$M$35:$M$46,$B603),0)","v":0},{"$f":"IF(I603=\"w\",INDEX(ID!$N$8:$N$31,FBR!$D603+1)*INDEX(ID!$N$35:$N$46,$B603),0)","v":53},null,0,31.301780001640555,0,0]
[594,1,25,17,25,4,"2014-01-25",7,"w",null,{"$f":"IF(I604=\"h\",INDEX(ID!$K$8:$K$31,FBR!$D604+1)*INDEX(ID!$K$35:$K$46,$B604),0)","v":0},{"$f":"IF(I604=\"w\",INDEX(ID!$L$8:$L$31,FBR!$D604+1)*INDEX(ID!$L$35:$L$46,$B604),0)","v":62},{"$f":"IF(I604=\"h\",INDEX(ID!$M$8:$M$31,FBR!$D604+1)*INDEX(ID!$M$35:$M$46,$B604),0)","v":0},{"$f":"IF(I604=\"w\",INDEX(ID!$N$8:$N$31,FBR!$D604+1)*INDEX(ID!$N$35:$N$46,$B604),0)","v":62},null,0,36.617176605692727,0,0]
[595,1,25,18,25,4,"2014-01-25",7,"w",null,{"$f":"IF(I605=\"h\",INDEX(ID!$K$8:$K$31,FBR!$D605+1)*INDEX(ID!$K$35:$K$46,$B605),0)","v":0},{"$f":"IF(I605=\"w\",INDEX(ID!$L$8:$L$31,FBR!$D605+1)*INDEX(ID!$L$35:$L$46,$B605),0)","v":65},{"$f":"IF(I605=\"h\",INDEX(ID!$M$8:$M$31,FBR!$D605+1)*INDEX(ID!$M$35:$M$46,$B605),0)","v":0},{"$f":"IF(I605=\"w\",INDEX(ID!$N$8:$N$31,FBR!$D605+1)*INDEX(ID!$N$35:$N$46,$B605),0)","v":65},null,0,38.388975473710111,0,0]
[596,1,25,19,25,4,"2014-01-25",7,"w",null,{"$f":"IF(I606=\"h\",INDEX(ID!$K$8:$K$31,FBR!$D606+1)*INDEX(ID!$K$35:$K$46,$B606),0)","v":0},{"$f":"IF(I606=\"w\",INDEX(ID!$L$8:$L$31,FBR!$D606+1)*INDEX(ID!$L$35:$L$46,$B606),0)","v":60},{"$f":"IF(I606=\"h\",INDEX(ID!$M$8:$M$31,FBR!$D606+1)*INDEX(ID!$M$35:$M$46,$B606),0)","v":0},{"$f":"IF(I606=\"w\",INDEX(ID!$N$8:$N$31,FBR!$D606+1)*INDEX(ID!$N$35:$N$46,$B606),0)","v":60},null,0,35.435977360347799,0,0]
[597,1,25,20,25,4,"2014-01-25",7,"w",null,{"$f":"IF(I607=\"h\",INDEX(ID!$K$8:$K$31,FBR!$D607+1)*INDEX(ID!$K$35:$K$46,$B607),0)","v":0},{"$f":"IF(I607=\"w\",INDEX(ID!$L$8:$L$31,FBR!$D607+1)*INDEX(ID!$L$35:$L$46,$B607),0)","v":53},{"$f":"IF(I607=\"h\",INDEX(ID!$M$8:$M$31,FBR!$D607+1)*INDEX(ID!$M$35:$M$46,$B607),0)","v":0},{"$f":"IF(I607=\"w\",INDEX(ID!$N$8:$N$31,FBR!$D607+1)*INDEX(ID!$N$35:$N$46,$B607),0)","v":53},null,0,31.301780001640555,0,0]
[598,1,25,21,25,4,"2014-01-25",7,"w",null,{"$f":"IF(I608=\"h\",INDEX(ID!$K$8:$K$31,FBR!$D608+1)*INDEX(ID!$K$35:$K$46,$B608),0)","v":0},{"$f":"IF(I608=\"w\",INDEX(ID!$L$8:$L$31,FBR!$D608+1)*INDEX(ID!$L$35:$L$46,$B608),0)","v":50},{"$f":"IF(I608=\"h\",INDEX(ID!$M$8:$M$31,FBR!$D608+1)*INDEX(ID!$M$35:$M$46,$B608),0)","v":0},{"$f":"IF(I608=\"w\",INDEX(ID!$N$8:$N$31,FBR!$D608+1)*INDEX(ID!$N$35:$N$46,$B608),0)","v":50},null,0,29.529981133623163,0,0]
[599,1,25,22,25,4,"2014-01-25",7,"w",null,{"$f":"IF(I609=\"h\",INDEX(ID!$K$8:$K$31,FBR!$D609+1)*INDEX(ID!$K$35:$K$46,$B609),0)","v":0},{"$f":"IF(I609=\"w\",INDEX(ID!$L$8:$L$31,FBR!$D609+1)*INDEX(ID!$L$35:$L$46,$B609),0)","v":45},{"$f":"IF(I609=\"h\",INDEX(ID!$M$8:$M$31,FBR!$D609+1)*INDEX(ID!$M$35:$M$46,$B609),0)","v":0},{"$f":"IF(I609=\"w\",INDEX(ID!$N$8:$N$31,FBR!$D609+1)*INDEX(ID!$N$35:$N$46,$B609),0)","v":45},null,0,26.576983020260847,0,0]
[600,1,25,23,25,4,"2014-01-25",7,"w",null,{"$f":"IF(I610=\"h\",INDEX(ID!$K$8:$K$31,FBR!$D610+1)*INDEX(ID!$K$35:$K$46,$B610),0)","v":0},{"$f":"IF(I610=\"w\",INDEX(ID!$L$8:$L$31,FBR!$D610+1)*INDEX(ID!$L$35:$L$46,$B610),0)","v":40},{"$f":"IF(I610=\"h\",INDEX(ID!$M$8:$M$31,FBR!$D610+1)*INDEX(ID!$M$35:$M$46,$B610),0)","v":0},{"$f":"IF(I610=\"w\",INDEX(ID!$N$8:$N$31,FBR!$D610+1)*INDEX(ID!$N$35:$N$46,$B610),0)","v":40},null,0,23.623984906898531,0,0]
[601,1,26,0,26,4,"2014-01-26",1,"h",null,{"$f":"IF(I611=\"h\",INDEX(ID!$K$8:$K$31,FBR!$D611+1)*INDEX(ID!$K$35:$K$46,$B611),0)","v":35},{"$f":"IF(I611=\"w\",INDEX(ID!$L$8:$L$31,FBR!$D611+1)*INDEX(ID!$L$35:$L$46,$B611),0)","v":0},{"$f":"IF(I611=\"h\",INDEX(ID!$M$8:$M$31,FBR!$D611+1)*INDEX(ID!$M$35:$M$46,$B611),0)","v":35},{"$f":"IF(I611=\"w\",INDEX(ID!$N$8:$N$31,FBR!$D611+1)*INDEX(ID!$N$35:$N$46,$B611),0)","v":0},null,20.670986793536215,0,0,0]
[602,1,26,1,{"$f":"E588+1","v":26},4,"2014-01-26",1,"h",null,{"$f":"IF(I612=\"h\",INDEX(ID!$K$8:$K$31,FBR!$D612+1)*INDEX(ID!$K$35:$K$46,$B612),0)","v":30},{"$f":"IF(I612=\"w\",INDEX(ID!$L$8:$L$31,FBR!$D612+1)*INDEX(ID!$L$35:$L$46,$B612),0)","v":0},{"$f":"IF(I612=\"h\",INDEX(ID!$M$8:$M$31,FBR!$D612+1)*INDEX(ID!$M$35:$M$46,$B612),0)","v":30},{"$f":"IF(I612=\"w\",INDEX(ID!$N$8:$N$31,FBR!$D612+1)*INDEX(ID!$N$35:$N$46,$B612),0)","v":0},null,17.717988680173899,0,0,0]
[603,1,26,2,26,4,"2014-01-26",1,"h",null,{"$f":"IF(I613=\"h\",INDEX(ID!$K$8:$K$31,FBR!$D613+1)*INDEX(ID!$K$35:$K$46,$B613),0)","v":28},{"$f":"IF(I613=\"w\",INDEX(ID!$L$8:$L$31,FBR!$D613+1)*INDEX(ID!$L$35:$L$46,$B613),0)","v":0},{"$f":"IF(I613=\"h\",INDEX(ID!$M$8:$M$31,FBR!$D613+1)*INDEX(ID!$M$35:$M$46,$B613),0)","v":28},{"$f":"IF(I613=\"w\",INDEX(ID!$N$8:$N$31,FBR!$D613+1)*INDEX(ID!$N$35:$N$46,$B613),0)","v":0},null,16.536789434828972,0,0,0]
[604,1,26,3,26,4,"2014-01-26",1,"h",null,{"$f":"IF(I614=\"h\",INDEX(ID!$K$8:$K$31,FBR!$D614+1)*INDEX(ID!$K$35:$K$46,$B614),0)","v":27},{"$f":"IF(I614=\"w\",INDEX(ID!$L$8:$L$31,FBR!$D614+1)*INDEX(ID!$L$35:$L$46,$B614),0)","v":0},{"$f":"IF(I614=\"h\",INDEX(ID!$M$8:$M$31,FBR!$D614+1)*INDEX(ID!$M$35:$M$46,$B614),0)","v":27},{"$f":"IF(I614=\"w\",INDEX(ID!$N$8:$N$31,FBR!$D614+1)*INDEX(ID!$N$35:$N$46,$B614),0)","v":0},null,15.94618981215651,0,0,0]
[605,1,26,4,26,4,"2014-01-26",1,"h",null,{"$f":"IF(I615=\"h\",INDEX(ID!$K$8:$K$31,FBR!$D615+1)*INDEX(ID!$K$35:$K$46,$B615),0)","v":27},{"$f":"IF(I615=\"w\",INDEX(ID!$L$8:$L$31,FBR!$D615+1)*INDEX(ID!$L$35:$L$46,$B615),0)","v":0},{"$f":"IF(I615=\"h\",INDEX(ID!$M$8:$M$31,FBR!$D615+1)*INDEX(ID!$M$35:$M$46,$B615),0)","v":27},{"$f":"IF(I615=\"w\",INDEX(ID!$N$8:$N$31,FBR!$D615+1)*INDEX(ID!$N$35:$N$46,$B615),0)","v":0},null,15.94618981215651,0,0,0]
[606,1,26,5,26,4,"2014-01-26",1,"h",null,{"$f":"IF(I616=\"h\",INDEX(ID!$K$8:$K$31,FBR!$D616+1)*INDEX(ID!$K$35:$K$46,$B616),0)","v":27},{"$f":"IF(I616=\"w\",INDEX(ID!$L$8:$L$31,FBR!$D616+1)*INDEX(ID!$L$35:$L$46,$B616),0)","v":0},{"$f":"IF(I616=\"h\",INDEX(ID!$M$8:$M$31,FBR!$D616+1)*INDEX(ID!$M$35:$M$46,$B616),0)","v":27},{"$f":"IF(I616=\"w\",INDEX(ID!$N$8:$N$31,FBR!$D616+1)*INDEX(ID!$N$35:$N$46,$B616),0)","v":0},null,15.94618981215651,0,0,0]
[607,1,26,6,26,4,"2014-01-26",1,"h",null,{"$f":"IF(I617=\"h\",INDEX(ID!$K$8:$K$31,FBR!$D617+1)*INDEX(ID!$K$35:$K$46,$B617),0)","v":29},{"$f":"IF(I617=\"w\",INDEX(ID!$L$8:$L$31,FBR!$D617+1)*INDEX(ID!$L$35:$L$46,$B617),0)","v":0},{"$f":"IF(I617=\"h\",INDEX(ID!$M$8:$M$31,FBR!$D617+1)*INDEX(ID!$M$35:$M$46,$B617),0)","v":29},{"$f":"IF(I617=\"w\",INDEX(ID!$N$8:$N$31,FBR!$D617+1)*INDEX(ID!$N$35:$N$46,$B617),0)","v":0},null,17.127389057501436,0,0,0]
[608,1,26,7,26,4,"2014-01-26",1,"h",null,{"$f":"IF(I618=\"h\",INDEX(ID!$K$8:$K$31,FBR!$D618+1)*INDEX(ID!$K$35:$K$46,$B618),0)","v":32},{"$f":"IF(I618=\"w\",INDEX(ID!$L$8:$L$31,FBR!$D618+1)*INDEX(ID!$L$35:$L$46,$B618),0)","v":0},{"$f":"IF(I618=\"h\",INDEX(ID!$M$8:$M$31,FBR!$D618+1)*INDEX(ID!$M$35:$M$46,$B618),0)","v":32},{"$f":"IF(I618=\"w\",INDEX(ID!$N$8:$N$31,FBR!$D618+1)*INDEX(ID!$N$35:$N$46,$B618),0)","v":0},null,18.899187925518824,0,0,0]
[609,1,26,8,26,4,"2014-01-26",1,"h",null,{"$f":"IF(I619=\"h\",INDEX(ID!$K$8:$K$31,FBR!$D619+1)*INDEX(ID!$K$35:$K$46,$B619),0)","v":35},{"$f":"IF(I619=\"w\",INDEX(ID!$L$8:$L$31,FBR!$D619+1)*INDEX(ID!$L$35:$L$46,$B619),0)","v":0},{"$f":"IF(I619=\"h\",INDEX(ID!$M$8:$M$31,FBR!$D619+1)*INDEX(ID!$M$35:$M$46,$B619),0)","v":35},{"$f":"IF(I619=\"w\",INDEX(ID!$N$8:$N$31,FBR!$D619+1)*INDEX(ID!$N$35:$N$46,$B619),0)","v":0},null,20.670986793536215,0,0,0]
[610,1,26,9,26,4,"2014-01-26",1,"h",null,{"$f":"IF(I620=\"h\",INDEX(ID!$K$8:$K$31,FBR!$D620+1)*INDEX(ID!$K$35:$K$46,$B620),0)","v":38},{"$f":"IF(I620=\"w\",INDEX(ID!$L$8:$L$31,FBR!$D620+1)*INDEX(ID!$L$35:$L$46,$B620),0)","v":0},{"$f":"IF(I620=\"h\",INDEX(ID!$M$8:$M$31,FBR!$D620+1)*INDEX(ID!$M$35:$M$46,$B620),0)","v":38},{"$f":"IF(I620=\"w\",INDEX(ID!$N$8:$N$31,FBR!$D620+1)*INDEX(ID!$N$35:$N$46,$B620),0)","v":0},null,22.442785661553604,0,0,0]
[611,1,26,10,26,4,"2014-01-26",1,"h",null,{"$f":"IF(I621=\"h\",INDEX(ID!$K$8:$K$31,FBR!$D621+1)*INDEX(ID!$K$35:$K$46,$B621),0)","v":40},{"$f":"IF(I621=\"w\",INDEX(ID!$L$8:$L$31,FBR!$D621+1)*INDEX(ID!$L$35:$L$46,$B621),0)","v":0},{"$f":"IF(I621=\"h\",INDEX(ID!$M$8:$M$31,FBR!$D621+1)*INDEX(ID!$M$35:$M$46,$B621),0)","v":40},{"$f":"IF(I621=\"w\",INDEX(ID!$N$8:$N$31,FBR!$D621+1)*INDEX(ID!$N$35:$N$46,$B621),0)","v":0},null,23.623984906898531,0,0,0]
[612,1,26,11,26,4,"2014-01-26",1,"h",null,{"$f":"IF(I622=\"h\",INDEX(ID!$K$8:$K$31,FBR!$D622+1)*INDEX(ID!$K$35:$K$46,$B622),0)","v":42},{"$f":"IF(I622=\"w\",INDEX(ID!$L$8:$L$31,FBR!$D622+1)*INDEX(ID!$L$35:$L$46,$B622),0)","v":0},{"$f":"IF(I622=\"h\",INDEX(ID!$M$8:$M$31,FBR!$D622+1)*INDEX(ID!$M$35:$M$46,$B622),0)","v":42},{"$f":"IF(I622=\"w\",INDEX(ID!$N$8:$N$31,FBR!$D622+1)*INDEX(ID!$N$35:$N$46,$B622),0)","v":0},null,24.805184152243459,0,0,0]
[613,1,26,12,26,4,"2014-01-26",1,"h",null,{"$f":"IF(I623=\"h\",INDEX(ID!$K$8:$K$31,FBR!$D623+1)*INDEX(ID!$K$35:$K$46,$B623),0)","v":43},{"$f":"IF(I623=\"w\",INDEX(ID!$L$8:$L$31,FBR!$D623+1)*INDEX(ID!$L$35:$L$46,$B623),0)","v":0},{"$f":"IF(I623=\"h\",INDEX(ID!$M$8:$M$31,FBR!$D623+1)*INDEX(ID!$M$35:$M$46,$B623),0)","v":43},{"$f":"IF(I623=\"w\",INDEX(ID!$N$8:$N$31,FBR!$D623+1)*INDEX(ID!$N$35:$N$46,$B623),0)","v":0},null,25.395783774915923,0,0,0]
[614,1,26,13,26,4,"2014-01-26",1,"h",null,{"$f":"IF(I624=\"h\",INDEX(ID!$K$8:$K$31,FBR!$D624+1)*INDEX(ID!$K$35:$K$46,$B624),0)","v":44},{"$f":"IF(I624=\"w\",INDEX(ID!$L$8:$L$31,FBR!$D624+1)*INDEX(ID!$L$35:$L$46,$B624),0)","v":0},{"$f":"IF(I624=\"h\",INDEX(ID!$M$8:$M$31,FBR!$D624+1)*INDEX(ID!$M$35:$M$46,$B624),0)","v":44},{"$f":"IF(I624=\"w\",INDEX(ID!$N$8:$N$31,FBR!$D624+1)*INDEX(ID!$N$35:$N$46,$B624),0)","v":0},null,25.986383397588384,0,0,0]
[615,1,26,14,26,4,"2014-01-26",1,"h",null,{"$f":"IF(I625=\"h\",INDEX(ID!$K$8:$K$31,FBR!$D625+1)*INDEX(ID!$K$35:$K$46,$B625),0)","v":47},{"$f":"IF(I625=\"w\",INDEX(ID!$L$8:$L$31,FBR!$D625+1)*INDEX(ID!$L$35:$L$46,$B625),0)","v":0},{"$f":"IF(I625=\"h\",INDEX(ID!$M$8:$M$31,FBR!$D625+1)*INDEX(ID!$M$35:$M$46,$B625),0)","v":47},{"$f":"IF(I625=\"w\",INDEX(ID!$N$8:$N$31,FBR!$D625+1)*INDEX(ID!$N$35:$N$46,$B625),0)","v":0},null,27.758182265605775,0,0,0]
[616,1,26,15,26,4,"2014-01-26",1,"h",null,{"$f":"IF(I626=\"h\",INDEX(ID!$K$8:$K$31,FBR!$D626+1)*INDEX(ID!$K$35:$K$46,$B626),0)","v":50},{"$f":"IF(I626=\"w\",INDEX(ID!$L$8:$L$31,FBR!$D626+1)*INDEX(ID!$L$35:$L$46,$B626),0)","v":0},{"$f":"IF(I626=\"h\",INDEX(ID!$M$8:$M$31,FBR!$D626+1)*INDEX(ID!$M$35:$M$46,$B626),0)","v":50},{"$f":"IF(I626=\"w\",INDEX(ID!$N$8:$N$31,FBR!$D626+1)*INDEX(ID!$N$35:$N$46,$B626),0)","v":0},null,29.529981133623163,0,0,0]
[617,1,26,16,26,4,"2014-01-26",1,"h",null,{"$f":"IF(I627=\"h\",INDEX(ID!$K$8:$K$31,FBR!$D627+1)*INDEX(ID!$K$35:$K$46,$B627),0)","v":53},{"$f":"IF(I627=\"w\",INDEX(ID!$L$8:$L$31,FBR!$D627+1)*INDEX(ID!$L$35:$L$46,$B627),0)","v":0},{"$f":"IF(I627=\"h\",INDEX(ID!$M$8:$M$31,FBR!$D627+1)*INDEX(ID!$M$35:$M$46,$B627),0)","v":53},{"$f":"IF(I627=\"w\",INDEX(ID!$N$8:$N$31,FBR!$D627+1)*INDEX(ID!$N$35:$N$46,$B627),0)","v":0},null,31.301780001640555,0,0,0]
[618,1,26,17,26,{"$f":"F460+1","v":4},"2014-01-26",1,"h",null,{"$f":"IF(I628=\"h\",INDEX(ID!$K$8:$K$31,FBR!$D628+1)*INDEX(ID!$K$35:$K$46,$B628),0)","v":62},{"$f":"IF(I628=\"w\",INDEX(ID!$L$8:$L$31,FBR!$D628+1)*INDEX(ID!$L$35:$L$46,$B628),0)","v":0},{"$f":"IF(I628=\"h\",INDEX(ID!$M$8:$M$31,FBR!$D628+1)*INDEX(ID!$M$35:$M$46,$B628),0)","v":62},{"$f":"IF(I628=\"w\",INDEX(ID!$N$8:$N$31,FBR!$D628+1)*INDEX(ID!$N$35:$N$46,$B628),0)","v":0},null,36.617176605692727,0,0,0]
[619,1,26,18,26,4,"2014-01-26",1,"h",null,{"$f":"IF(I629=\"h\",INDEX(ID!$K$8:$K$31,FBR!$D629+1)*INDEX(ID!$K$35:$K$46,$B629),0)","v":65},{"$f":"IF(I629=\"w\",INDEX(ID!$L$8:$L$31,FBR!$D629+1)*INDEX(ID!$L$35:$L$46,$B629),0)","v":0},{"$f":"IF(I629=\"h\",INDEX(ID!$M$8:$M$31,FBR!$D629+1)*INDEX(ID!$M$35:$M$46,$B629),0)","v":65},{"$f":"IF(I629=\"w\",INDEX(ID!$N$8:$N$31,FBR!$D629+1)*INDEX(ID!$N$35:$N$46,$B629),0)","v":0},null,38.388975473710111,0,0,0]
[620,1,26,19,26,4,"2014-01-26",1,"h",null,{"$f":"IF(I630=\"h\",INDEX(ID!$K$8:$K$31,FBR!$D630+1)*INDEX(ID!$K$35:$K$46,$B630),0)","v":60},{"$f":"IF(I630=\"w\",INDEX(ID!$L$8:$L$31,FBR!$D630+1)*INDEX(ID!$L$35:$L$46,$B630),0)","v":0},{"$f":"IF(I630=\"h\",INDEX(ID!$M$8:$M$31,FBR!$D630+1)*INDEX(ID!$M$35:$M$46,$B630),0)","v":60},{"$f":"IF(I630=\"w\",INDEX(ID!$N$8:$N$31,FBR!$D630+1)*INDEX(ID!$N$35:$N$46,$B630),0)","v":0},null,35.435977360347799,0,0,0]
[621,1,26,20,26,4,"2014-01-26",1,"h",null,{"$f":"IF(I631=\"h\",INDEX(ID!$K$8:$K$31,FBR!$D631+1)*INDEX(ID!$K$35:$K$46,$B631),0)","v":53},{"$f":"IF(I631=\"w\",INDEX(ID!$L$8:$L$31,FBR!$D631+1)*INDEX(ID!$L$35:$L$46,$B631),0)","v":0},{"$f":"IF(I631=\"h\",INDEX(ID!$M$8:$M$31,FBR!$D631+1)*INDEX(ID!$M$35:$M$46,$B631),0)","v":53},{"$f":"IF(I631=\"w\",INDEX(ID!$N$8:$N$31,FBR!$D631+1)*INDEX(ID!$N$35:$N$46,$B631),0)","v":0},null,31.301780001640555,0,0,0]
[622,1,26,21,26,4,"2014-01-26",1,"h",null,{"$f":"IF(I632=\"h\",INDEX(ID!$K$8:$K$31,FBR!$D632+1)*INDEX(ID!$K$35:$K$46,$B632),0)","v":50},{"$f":"IF(I632=\"w\",INDEX(ID!$L$8:$L$31,FBR!$D632+1)*INDEX(ID!$L$35:$L$46,$B632),0)","v":0},{"$f":"IF(I632=\"h\",INDEX(ID!$M$8:$M$31,FBR!$D632+1)*INDEX(ID!$M$35:$M$46,$B632),0)","v":50},{"$f":"IF(I632=\"w\",INDEX(ID!$N$8:$N$31,FBR!$D632+1)*INDEX(ID!$N$35:$N$46,$B632),0)","v":0},null,29.529981133623163,0,0,0]
[623,1,26,22,26,4,"2014-01-26",1,"h",null,{"$f":"IF(I633=\"h\",INDEX(ID!$K$8:$K$31,FBR!$D633+1)*INDEX(ID!$K$35:$K$46,$B633),0)","v":45},{"$f":"IF(I633=\"w\",INDEX(ID!$L$8:$L$31,FBR!$D633+1)*INDEX(ID!$L$35:$L$46,$B633),0)","v":0},{"$f":"IF(I633=\"h\",INDEX(ID!$M$8:$M$31,FBR!$D633+1)*INDEX(ID!$M$35:$M$46,$B633),0)","v":45},{"$f":"IF(I633=\"w\",INDEX(ID!$N$8:$N$31,FBR!$D633+1)*INDEX(ID!$N$35:$N$46,$B633),0)","v":0},null,26.576983020260847,0,0,0]
[624,1,26,23,26,4,"2014-01-26",1,"h",null,{"$f":"IF(I634=\"h\",INDEX(ID!$K$8:$K$31,FBR!$D634+1)*INDEX(ID!$K$35:$K$46,$B634),0)","v":40},{"$f":"IF(I634=\"w\",INDEX(ID!$L$8:$L$31,FBR!$D634+1)*INDEX(ID!$L$35:$L$46,$B634),0)","v":0},{"$f":"IF(I634=\"h\",INDEX(ID!$M$8:$M$31,FBR!$D634+1)*INDEX(ID!$M$35:$M$46,$B634),0)","v":40},{"$f":"IF(I634=\"w\",INDEX(ID!$N$8:$N$31,FBR!$D634+1)*INDEX(ID!$N$35:$N$46,$B634),0)","v":0},null,23.623984906898531,0,0,0]
[625,1,27,0,27,4,"2014-01-27",2,"h",null,{"$f":"IF(I635=\"h\",INDEX(ID!$K$8:$K$31,FBR!$D635+1)*INDEX(ID!$K$35:$K$46,$B635),0)","v":35},{"$f":"IF(I635=\"w\",INDEX(ID!$L$8:$L$31,FBR!$D635+1)*INDEX(ID!$L$35:$L$46,$B635),0)","v":0},{"$f":"IF(I635=\"h\",INDEX(ID!$M$8:$M$31,FBR!$D635+1)*INDEX(ID!$M$35:$M$46,$B635),0)","v":35},{"$f":"IF(I635=\"w\",INDEX(ID!$N$8:$N$31,FBR!$D635+1)*INDEX(ID!$N$35:$N$46,$B635),0)","v":0},null,20.670986793536215,0,0,0]
[626,1,27,1,27,4,"2014-01-27",2,"h",null,{"$f":"IF(I636=\"h\",INDEX(ID!$K$8:$K$31,FBR!$D636+1)*INDEX(ID!$K$35:$K$46,$B636),0)","v":30},{"$f":"IF(I636=\"w\",INDEX(ID!$L$8:$L$31,FBR!$D636+1)*INDEX(ID!$L$35:$L$46,$B636),0)","v":0},{"$f":"IF(I636=\"h\",INDEX(ID!$M$8:$M$31,FBR!$D636+1)*INDEX(ID!$M$35:$M$46,$B636),0)","v":30},{"$f":"IF(I636=\"w\",INDEX(ID!$N$8:$N$31,FBR!$D636+1)*INDEX(ID!$N$35:$N$46,$B636),0)","v":0},null,17.717988680173899,0,0,0]
[627,1,27,2,27,4,"2014-01-27",2,"h",null,{"$f":"IF(I637=\"h\",INDEX(ID!$K$8:$K$31,FBR!$D637+1)*INDEX(ID!$K$35:$K$46,$B637),0)","v":28},{"$f":"IF(I637=\"w\",INDEX(ID!$L$8:$L$31,FBR!$D637+1)*INDEX(ID!$L$35:$L$46,$B637),0)","v":0},{"$f":"IF(I637=\"h\",INDEX(ID!$M$8:$M$31,FBR!$D637+1)*INDEX(ID!$M$35:$M$46,$B637),0)","v":28},{"$f":"IF(I637=\"w\",INDEX(ID!$N$8:$N$31,FBR!$D637+1)*INDEX(ID!$N$35:$N$46,$B637),0)","v":0},null,16.536789434828972,0,0,0]
[628,1,27,3,27,4,"2014-01-27",2,"h",null,{"$f":"IF(I638=\"h\",INDEX(ID!$K$8:$K$31,FBR!$D638+1)*INDEX(ID!$K$35:$K$46,$B638),0)","v":27},{"$f":"IF(I638=\"w\",INDEX(ID!$L$8:$L$31,FBR!$D638+1)*INDEX(ID!$L$35:$L$46,$B638),0)","v":0},{"$f":"IF(I638=\"h\",INDEX(ID!$M$8:$M$31,FBR!$D638+1)*INDEX(ID!$M$35:$M$46,$B638),0)","v":27},{"$f":"IF(I638=\"w\",INDEX(ID!$N$8:$N$31,FBR!$D638+1)*INDEX(ID!$N$35:$N$46,$B638),0)","v":0},null,15.94618981215651,0,0,0]
[629,1,27,4,27,4,"2014-01-27",2,"h",null,{"$f":"IF(I639=\"h\",INDEX(ID!$K$8:$K$31,FBR!$D639+1)*INDEX(ID!$K$35:$K$46,$B639),0)","v":27},{"$f":"IF(I639=\"w\",INDEX(ID!$L$8:$L$31,FBR!$D639+1)*INDEX(ID!$L$35:$L$46,$B639),0)","v":0},{"$f":"IF(I639=\"h\",INDEX(ID!$M$8:$M$31,FBR!$D639+1)*INDEX(ID!$M$35:$M$46,$B639),0)","v":27},{"$f":"IF(I639=\"w\",INDEX(ID!$N$8:$N$31,FBR!$D639+1)*INDEX(ID!$N$35:$N$46,$B639),0)","v":0},null,15.94618981215651,0,0,0]
[630,1,27,5,27,4,"2014-01-27",2,"h",null,{"$f":"IF(I640=\"h\",INDEX(ID!$K$8:$K$31,FBR!$D640+1)*INDEX(ID!$K$35:$K$46,$B640),0)","v":27},{"$f":"IF(I640=\"w\",INDEX(ID!$L$8:$L$31,FBR!$D640+1)*INDEX(ID!$L$35:$L$46,$B640),0)","v":0},{"$f":"IF(I640=\"h\",INDEX(ID!$M$8:$M$31,FBR!$D640+1)*INDEX(ID!$M$35:$M$46,$B640),0)","v":27},{"$f":"IF(I640=\"w\",INDEX(ID!$N$8:$N$31,FBR!$D640+1)*INDEX(ID!$N$35:$N$46,$B640),0)","v":0},null,15.94618981215651,0,0,0]
[631,1,27,6,27,4,"2014-01-27",2,"h",null,{"$f":"IF(I641=\"h\",INDEX(ID!$K$8:$K$31,FBR!$D641+1)*INDEX(ID!$K$35:$K$46,$B641),0)","v":29},{"$f":"IF(I641=\"w\",INDEX(ID!$L$8:$L$31,FBR!$D641+1)*INDEX(ID!$L$35:$L$46,$B641),0)","v":0},{"$f":"IF(I641=\"h\",INDEX(ID!$M$8:$M$31,FBR!$D641+1)*INDEX(ID!$M$35:$M$46,$B641),0)","v":29},{"$f":"IF(I641=\"w\",INDEX(ID!$N$8:$N$31,FBR!$D641+1)*INDEX(ID!$N$35:$N$46,$B641),0)","v":0},null,17.127389057501436,0,0,0]
[632,1,27,7,27,4,"2014-01-27",2,"h",null,{"$f":"IF(I642=\"h\",INDEX(ID!$K$8:$K$31,FBR!$D642+1)*INDEX(ID!$K$35:$K$46,$B642),0)","v":32},{"$f":"IF(I642=\"w\",INDEX(ID!$L$8:$L$31,FBR!$D642+1)*INDEX(ID!$L$35:$L$46,$B642),0)","v":0},{"$f":"IF(I642=\"h\",INDEX(ID!$M$8:$M$31,FBR!$D642+1)*INDEX(ID!$M$35:$M$46,$B642),0)","v":32},{"$f":"IF(I642=\"w\",INDEX(ID!$N$8:$N$31,FBR!$D642+1)*INDEX(ID!$N$35:$N$46,$B642),0)","v":0},null,18.899187925518824,0,0,0]
[633,1,27,8,27,4,"2014-01-27",2,"h",null,{"$f":"IF(I643=\"h\",INDEX(ID!$K$8:$K$31,FBR!$D643+1)*INDEX(ID!$K$35:$K$46,$B643),0)","v":35},{"$f":"IF(I643=\"w\",INDEX(ID!$L$8:$L$31,FBR!$D643+1)*INDEX(ID!$L$35:$L$46,$B643),0)","v":0},{"$f":"IF(I643=\"h\",INDEX(ID!$M$8:$M$31,FBR!$D643+1)*INDEX(ID!$M$35:$M$46,$B643),0)","v":35},{"$f":"IF(I643=\"w\",INDEX(ID!$N$8:$N$31,FBR!$D643+1)*INDEX(ID!$N$35:$N$46,$B643),0)","v":0},null,20.670986793536215,0,0,0]
[634,1,27,9,27,4,"2014-01-27",2,"h",null,{"$f":"IF(I644=\"h\",INDEX(ID!$K$8:$K$31,FBR!$D644+1)*INDEX(ID!$K$35:$K$46,$B644),0)","v":38},{"$f":"IF(I644=\"w\",INDEX(ID!$L$8:$L$31,FBR!$D644+1)*INDEX(ID!$L$35:$L$46,$B644),0)","v":0},{"$f":"IF(I644=\"h\",INDEX(ID!$M$8:$M$31,FBR!$D644+1)*INDEX(ID!$M$35:$M$46,$B644),0)","v":38},{"$f":"IF(I644=\"w\",INDEX(ID!$N$8:$N$31,FBR!$D644+1)*INDEX(ID!$N$35:$N$46,$B644),0)","v":0},null,22.442785661553604,0,0,0]
[635,1,27,10,27,4,"2014-01-27",2,"h",null,{"$f":"IF(I645=\"h\",INDEX(ID!$K$8:$K$31,FBR!$D645+1)*INDEX(ID!$K$35:$K$46,$B645),0)","v":40},{"$f":"IF(I645=\"w\",INDEX(ID!$L$8:$L$31,FBR!$D645+1)*INDEX(ID!$L$35:$L$46,$B645),0)","v":0},{"$f":"IF(I645=\"h\",INDEX(ID!$M$8:$M$31,FBR!$D645+1)*INDEX(ID!$M$35:$M$46,$B645),0)","v":40},{"$f":"IF(I645=\"w\",INDEX(ID!$N$8:$N$31,FBR!$D645+1)*INDEX(ID!$N$35:$N$46,$B645),0)","v":0},null,23.623984906898531,0,0,0]
[636,1,27,11,27,4,"2014-01-27",2,"h",null,{"$f":"IF(I646=\"h\",INDEX(ID!$K$8:$K$31,FBR!$D646+1)*INDEX(ID!$K$35:$K$46,$B646),0)","v":42},{"$f":"IF(I646=\"w\",INDEX(ID!$L$8:$L$31,FBR!$D646+1)*INDEX(ID!$L$35:$L$46,$B646),0)","v":0},{"$f":"IF(I646=\"h\",INDEX(ID!$M$8:$M$31,FBR!$D646+1)*INDEX(ID!$M$35:$M$46,$B646),0)","v":42},{"$f":"IF(I646=\"w\",INDEX(ID!$N$8:$N$31,FBR!$D646+1)*INDEX(ID!$N$35:$N$46,$B646),0)","v":0},null,24.805184152243459,0,0,0]
[637,1,27,12,27,4,"2014-01-27",2,"h",null,{"$f":"IF(I647=\"h\",INDEX(ID!$K$8:$K$31,FBR!$D647+1)*INDEX(ID!$K$35:$K$46,$B647),0)","v":43},{"$f":"IF(I647=\"w\",INDEX(ID!$L$8:$L$31,FBR!$D647+1)*INDEX(ID!$L$35:$L$46,$B647),0)","v":0},{"$f":"IF(I647=\"h\",INDEX(ID!$M$8:$M$31,FBR!$D647+1)*INDEX(ID!$M$35:$M$46,$B647),0)","v":43},{"$f":"IF(I647=\"w\",INDEX(ID!$N$8:$N$31,FBR!$D647+1)*INDEX(ID!$N$35:$N$46,$B647),0)","v":0},null,25.395783774915923,0,0,0]
[638,1,27,13,27,4,"2014-01-27",2,"h",null,{"$f":"IF(I648=\"h\",INDEX(ID!$K$8:$K$31,FBR!$D648+1)*INDEX(ID!$K$35:$K$46,$B648),0)","v":44},{"$f":"IF(I648=\"w\",INDEX(ID!$L$8:$L$31,FBR!$D648+1)*INDEX(ID!$L$35:$L$46,$B648),0)","v":0},{"$f":"IF(I648=\"h\",INDEX(ID!$M$8:$M$31,FBR!$D648+1)*INDEX(ID!$M$35:$M$46,$B648),0)","v":44},{"$f":"IF(I648=\"w\",INDEX(ID!$N$8:$N$31,FBR!$D648+1)*INDEX(ID!$N$35:$N$46,$B648),0)","v":0},null,25.986383397588384,0,0,0]
[639,1,27,14,27,4,"2014-01-27",2,"h",null,{"$f":"IF(I649=\"h\",INDEX(ID!$K$8:$K$31,FBR!$D649+1)*INDEX(ID!$K$35:$K$46,$B649),0)","v":47},{"$f":"IF(I649=\"w\",INDEX(ID!$L$8:$L$31,FBR!$D649+1)*INDEX(ID!$L$35:$L$46,$B649),0)","v":0},{"$f":"IF(I649=\"h\",INDEX(ID!$M$8:$M$31,FBR!$D649+1)*INDEX(ID!$M$35:$M$46,$B649),0)","v":47},{"$f":"IF(I649=\"w\",INDEX(ID!$N$8:$N$31,FBR!$D649+1)*INDEX(ID!$N$35:$N$46,$B649),0)","v":0},null,27.758182265605775,0,0,0]
[640,1,27,15,27,4,"2014-01-27",2,"h",null,{"$f":"IF(I650=\"h\",INDEX(ID!$K$8:$K$31,FBR!$D650+1)*INDEX(ID!$K$35:$K$46,$B650),0)","v":50},{"$f":"IF(I650=\"w\",INDEX(ID!$L$8:$L$31,FBR!$D650+1)*INDEX(ID!$L$35:$L$46,$B650),0)","v":0},{"$f":"IF(I650=\"h\",INDEX(ID!$M$8:$M$31,FBR!$D650+1)*INDEX(ID!$M$35:$M$46,$B650),0)","v":50},{"$f":"IF(I650=\"w\",INDEX(ID!$N$8:$N$31,FBR!$D650+1)*INDEX(ID!$N$35:$N$46,$B650),0)","v":0},null,29.529981133623163,0,0,0]
[641,1,27,16,27,4,"2014-01-27",{"$f":"WEEKDAY(G651)","v":2},{"$f":"IF(OR(H651=6,H651=7),\"w\",\"h\")","v":"h"},null,{"$f":"IF(I651=\"h\",INDEX(ID!$K$8:$K$31,FBR!$D651+1)*INDEX(ID!$K$35:$K$46,$B651),0)","v":53},{"$f":"IF(I651=\"w\",INDEX(ID!$L$8:$L$31,FBR!$D651+1)*INDEX(ID!$L$35:$L$46,$B651),0)","v":0},{"$f":"IF(I651=\"h\",INDEX(ID!$M$8:$M$31,FBR!$D651+1)*INDEX(ID!$M$35:$M$46,$B651),0)","v":53},{"$f":"IF(I651=\"w\",INDEX(ID!$N$8:$N$31,FBR!$D651+1)*INDEX(ID!$N$35:$N$46,$B651),0)","v":0},null,{"$f":"K651*(indvforbrug*antalbrugere)/($K$8789+$L$8789)","v":31.301780001640555},{"$f":"L651*indvforbrug*antalbrugere/($K$8789+$L$8789)","v":0},{"$f":"M651*fællesforbrug/($M$8789+$N$8789)","v":0},{"$f":"N651*fællesforbrug/($M$8789+$N$8789)","v":0}]
[{"$f":"A651+1","v":642},1,27,17,27,4,{"$f":"DATE(2014,B652,C652)","v":"2014-01-27"},2,"h",null,{"$f":"IF(I652=\"h\",INDEX(ID!$K$8:$K$31,FBR!$D652+1)*INDEX(ID!$K$35:$K$46,$B652),0)","v":62},{"$f":"IF(I652=\"w\",INDEX(ID!$L$8:$L$31,FBR!$D652+1)*INDEX(ID!$L$35:$L$46,$B652),0)","v":0},{"$f":"IF(I652=\"h\",INDEX(ID!$M$8:$M$31,FBR!$D652+1)*INDEX(ID!$M$35:$M$46,$B652),0)","v":62},{"$f":"IF(I652=\"w\",INDEX(ID!$N$8:$N$31,FBR!$D652+1)*INDEX(ID!$N$35:$N$46,$B652),0)","v":0},null,36.617176605692727,0,0,0]
[643,1,27,18,27,4,"2014-01-27",2,"h",null,{"$f":"IF(I653=\"h\",INDEX(ID!$K$8:$K$31,FBR!$D653+1)*INDEX(ID!$K$35:$K$46,$B653),0)","v":65},{"$f":"IF(I653=\"w\",INDEX(ID!$L$8:$L$31,FBR!$D653+1)*INDEX(ID!$L$35:$L$46,$B653),0)","v":0},{"$f":"IF(I653=\"h\",INDEX(ID!$M$8:$M$31,FBR!$D653+1)*INDEX(ID!$M$35:$M$46,$B653),0)","v":65},{"$f":"IF(I653=\"w\",INDEX(ID!$N$8:$N$31,FBR!$D653+1)*INDEX(ID!$N$35:$N$46,$B653),0)","v":0},null,38.388975473710111,0,0,0]
[644,1,27,19,27,4,"2014-01-27",2,"h",null,{"$f":"IF(I654=\"h\",INDEX(ID!$K$8:$K$31,FBR!$D654+1)*INDEX(ID!$K$35:$K$46,$B654),0)","v":60},{"$f":"IF(I654=\"w\",INDEX(ID!$L$8:$L$31,FBR!$D654+1)*INDEX(ID!$L$35:$L$46,$B654),0)","v":0},{"$f":"IF(I654=\"h\",INDEX(ID!$M$8:$M$31,FBR!$D654+1)*INDEX(ID!$M$35:$M$46,$B654),0)","v":60},{"$f":"IF(I654=\"w\",INDEX(ID!$N$8:$N$31,FBR!$D654+1)*INDEX(ID!$N$35:$N$46,$B654),0)","v":0},null,35.435977360347799,0,0,0]
[645,1,27,20,27,4,"2014-01-27",2,"h",null,{"$f":"IF(I655=\"h\",INDEX(ID!$K$8:$K$31,FBR!$D655+1)*INDEX(ID!$K$35:$K$46,$B655),0)","v":53},{"$f":"IF(I655=\"w\",INDEX(ID!$L$8:$L$31,FBR!$D655+1)*INDEX(ID!$L$35:$L$46,$B655),0)","v":0},{"$f":"IF(I655=\"h\",INDEX(ID!$M$8:$M$31,FBR!$D655+1)*INDEX(ID!$M$35:$M$46,$B655),0)","v":53},{"$f":"IF(I655=\"w\",INDEX(ID!$N$8:$N$31,FBR!$D655+1)*INDEX(ID!$N$35:$N$46,$B655),0)","v":0},null,31.301780001640555,0,0,0]
[646,1,27,21,27,4,"2014-01-27",2,"h",null,{"$f":"IF(I656=\"h\",INDEX(ID!$K$8:$K$31,FBR!$D656+1)*INDEX(ID!$K$35:$K$46,$B656),0)","v":50},{"$f":"IF(I656=\"w\",INDEX(ID!$L$8:$L$31,FBR!$D656+1)*INDEX(ID!$L$35:$L$46,$B656),0)","v":0},{"$f":"IF(I656=\"h\",INDEX(ID!$M$8:$M$31,FBR!$D656+1)*INDEX(ID!$M$35:$M$46,$B656),0)","v":50},{"$f":"IF(I656=\"w\",INDEX(ID!$N$8:$N$31,FBR!$D656+1)*INDEX(ID!$N$35:$N$46,$B656),0)","v":0},null,29.529981133623163,0,0,0]
[647,1,27,22,27,4,"2014-01-27",2,"h",null,{"$f":"IF(I657=\"h\",INDEX(ID!$K$8:$K$31,FBR!$D657+1)*INDEX(ID!$K$35:$K$46,$B657),0)","v":45},{"$f":"IF(I657=\"w\",INDEX(ID!$L$8:$L$31,FBR!$D657+1)*INDEX(ID!$L$35:$L$46,$B657),0)","v":0},{"$f":"IF(I657=\"h\",INDEX(ID!$M$8:$M$31,FBR!$D657+1)*INDEX(ID!$M$35:$M$46,$B657),0)","v":45},{"$f":"IF(I657=\"w\",INDEX(ID!$N$8:$N$31,FBR!$D657+1)*INDEX(ID!$N$35:$N$46,$B657),0)","v":0},null,26.576983020260847,0,0,0]
[648,1,27,23,27,4,"2014-01-27",2,"h",null,{"$f":"IF(I658=\"h\",INDEX(ID!$K$8:$K$31,FBR!$D658+1)*INDEX(ID!$K$35:$K$46,$B658),0)","v":40},{"$f":"IF(I658=\"w\",INDEX(ID!$L$8:$L$31,FBR!$D658+1)*INDEX(ID!$L$35:$L$46,$B658),0)","v":0},{"$f":"IF(I658=\"h\",INDEX(ID!$M$8:$M$31,FBR!$D658+1)*INDEX(ID!$M$35:$M$46,$B658),0)","v":40},{"$f":"IF(I658=\"w\",INDEX(ID!$N$8:$N$31,FBR!$D658+1)*INDEX(ID!$N$35:$N$46,$B658),0)","v":0},null,23.623984906898531,0,0,0]
[649,1,28,0,28,4,"2014-01-28",3,"h",null,{"$f":"IF(I659=\"h\",INDEX(ID!$K$8:$K$31,FBR!$D659+1)*INDEX(ID!$K$35:$K$46,$B659),0)","v":35},{"$f":"IF(I659=\"w\",INDEX(ID!$L$8:$L$31,FBR!$D659+1)*INDEX(ID!$L$35:$L$46,$B659),0)","v":0},{"$f":"IF(I659=\"h\",INDEX(ID!$M$8:$M$31,FBR!$D659+1)*INDEX(ID!$M$35:$M$46,$B659),0)","v":35},{"$f":"IF(I659=\"w\",INDEX(ID!$N$8:$N$31,FBR!$D659+1)*INDEX(ID!$N$35:$N$46,$B659),0)","v":0},null,20.670986793536215,0,0,0]
[650,1,28,1,28,4,"2014-01-28",3,"h",null,{"$f":"IF(I660=\"h\",INDEX(ID!$K$8:$K$31,FBR!$D660+1)*INDEX(ID!$K$35:$K$46,$B660),0)","v":30},{"$f":"IF(I660=\"w\",INDEX(ID!$L$8:$L$31,FBR!$D660+1)*INDEX(ID!$L$35:$L$46,$B660),0)","v":0},{"$f":"IF(I660=\"h\",INDEX(ID!$M$8:$M$31,FBR!$D660+1)*INDEX(ID!$M$35:$M$46,$B660),0)","v":30},{"$f":"IF(I660=\"w\",INDEX(ID!$N$8:$N$31,FBR!$D660+1)*INDEX(ID!$N$35:$N$46,$B660),0)","v":0},null,17.717988680173899,0,0,0]
[651,1,28,2,28,4,"2014-01-28",3,"h",null,{"$f":"IF(I661=\"h\",INDEX(ID!$K$8:$K$31,FBR!$D661+1)*INDEX(ID!$K$35:$K$46,$B661),0)","v":28},{"$f":"IF(I661=\"w\",INDEX(ID!$L$8:$L$31,FBR!$D661+1)*INDEX(ID!$L$35:$L$46,$B661),0)","v":0},{"$f":"IF(I661=\"h\",INDEX(ID!$M$8:$M$31,FBR!$D661+1)*INDEX(ID!$M$35:$M$46,$B661),0)","v":28},{"$f":"IF(I661=\"w\",INDEX(ID!$N$8:$N$31,FBR!$D661+1)*INDEX(ID!$N$35:$N$46,$B661),0)","v":0},null,16.536789434828972,0,0,0]
[652,1,28,3,28,4,"2014-01-28",3,"h",null,{"$f":"IF(I662=\"h\",INDEX(ID!$K$8:$K$31,FBR!$D662+1)*INDEX(ID!$K$35:$K$46,$B662),0)","v":27},{"$f":"IF(I662=\"w\",INDEX(ID!$L$8:$L$31,FBR!$D662+1)*INDEX(ID!$L$35:$L$46,$B662),0)","v":0},{"$f":"IF(I662=\"h\",INDEX(ID!$M$8:$M$31,FBR!$D662+1)*INDEX(ID!$M$35:$M$46,$B662),0)","v":27},{"$f":"IF(I662=\"w\",INDEX(ID!$N$8:$N$31,FBR!$D662+1)*INDEX(ID!$N$35:$N$46,$B662),0)","v":0},null,15.94618981215651,0,0,0]
[653,1,28,4,28,4,"2014-01-28",3,"h",null,{"$f":"IF(I663=\"h\",INDEX(ID!$K$8:$K$31,FBR!$D663+1)*INDEX(ID!$K$35:$K$46,$B663),0)","v":27},{"$f":"IF(I663=\"w\",INDEX(ID!$L$8:$L$31,FBR!$D663+1)*INDEX(ID!$L$35:$L$46,$B663),0)","v":0},{"$f":"IF(I663=\"h\",INDEX(ID!$M$8:$M$31,FBR!$D663+1)*INDEX(ID!$M$35:$M$46,$B663),0)","v":27},{"$f":"IF(I663=\"w\",INDEX(ID!$N$8:$N$31,FBR!$D663+1)*INDEX(ID!$N$35:$N$46,$B663),0)","v":0},null,15.94618981215651,0,0,0]
[654,1,28,5,28,4,"2014-01-28",3,"h",null,{"$f":"IF(I664=\"h\",INDEX(ID!$K$8:$K$31,FBR!$D664+1)*INDEX(ID!$K$35:$K$46,$B664),0)","v":27},{"$f":"IF(I664=\"w\",INDEX(ID!$L$8:$L$31,FBR!$D664+1)*INDEX(ID!$L$35:$L$46,$B664),0)","v":0},{"$f":"IF(I664=\"h\",INDEX(ID!$M$8:$M$31,FBR!$D664+1)*INDEX(ID!$M$35:$M$46,$B664),0)","v":27},{"$f":"IF(I664=\"w\",INDEX(ID!$N$8:$N$31,FBR!$D664+1)*INDEX(ID!$N$35:$N$46,$B664),0)","v":0},null,15.94618981215651,0,0,0]
[655,1,28,6,28,4,"2014-01-28",3,"h",null,{"$f":"IF(I665=\"h\",INDEX(ID!$K$8:$K$31,FBR!$D665+1)*INDEX(ID!$K$35:$K$46,$B665),0)","v":29},{"$f":"IF(I665=\"w\",INDEX(ID!$L$8:$L$31,FBR!$D665+1)*INDEX(ID!$L$35:$L$46,$B665),0)","v":0},{"$f":"IF(I665=\"h\",INDEX(ID!$M$8:$M$31,FBR!$D665+1)*INDEX(ID!$M$35:$M$46,$B665),0)","v":29},{"$f":"IF(I665=\"w\",INDEX(ID!$N$8:$N$31,FBR!$D665+1)*INDEX(ID!$N$35:$N$46,$B665),0)","v":0},null,17.127389057501436,0,0,0]
[656,1,28,7,28,4,"2014-01-28",3,"h",null,{"$f":"IF(I666=\"h\",INDEX(ID!$K$8:$K$31,FBR!$D666+1)*INDEX(ID!$K$35:$K$46,$B666),0)","v":32},{"$f":"IF(I666=\"w\",INDEX(ID!$L$8:$L$31,FBR!$D666+1)*INDEX(ID!$L$35:$L$46,$B666),0)","v":0},{"$f":"IF(I666=\"h\",INDEX(ID!$M$8:$M$31,FBR!$D666+1)*INDEX(ID!$M$35:$M$46,$B666),0)","v":32},{"$f":"IF(I666=\"w\",INDEX(ID!$N$8:$N$31,FBR!$D666+1)*INDEX(ID!$N$35:$N$46,$B666),0)","v":0},null,18.899187925518824,0,0,0]
[657,1,28,8,28,4,"2014-01-28",3,"h",null,{"$f":"IF(I667=\"h\",INDEX(ID!$K$8:$K$31,FBR!$D667+1)*INDEX(ID!$K$35:$K$46,$B667),0)","v":35},{"$f":"IF(I667=\"w\",INDEX(ID!$L$8:$L$31,FBR!$D667+1)*INDEX(ID!$L$35:$L$46,$B667),0)","v":0},{"$f":"IF(I667=\"h\",INDEX(ID!$M$8:$M$31,FBR!$D667+1)*INDEX(ID!$M$35:$M$46,$B667),0)","v":35},{"$f":"IF(I667=\"w\",INDEX(ID!$N$8:$N$31,FBR!$D667+1)*INDEX(ID!$N$35:$N$46,$B667),0)","v":0},null,20.670986793536215,0,0,0]
[658,1,28,9,28,4,"2014-01-28",3,"h",null,{"$f":"IF(I668=\"h\",INDEX(ID!$K$8:$K$31,FBR!$D668+1)*INDEX(ID!$K$35:$K$46,$B668),0)","v":38},{"$f":"IF(I668=\"w\",INDEX(ID!$L$8:$L$31,FBR!$D668+1)*INDEX(ID!$L$35:$L$46,$B668),0)","v":0},{"$f":"IF(I668=\"h\",INDEX(ID!$M$8:$M$31,FBR!$D668+1)*INDEX(ID!$M$35:$M$46,$B668),0)","v":38},{"$f":"IF(I668=\"w\",INDEX(ID!$N$8:$N$31,FBR!$D668+1)*INDEX(ID!$N$35:$N$46,$B668),0)","v":0},null,22.442785661553604,0,0,0]
[659,1,28,10,28,4,"2014-01-28",3,"h",null,{"$f":"IF(I669=\"h\",INDEX(ID!$K$8:$K$31,FBR!$D669+1)*INDEX(ID!$K$35:$K$46,$B669),0)","v":40},{"$f":"IF(I669=\"w\",INDEX(ID!$L$8:$L$31,FBR!$D669+1)*INDEX(ID!$L$35:$L$46,$B669),0)","v":0},{"$f":"IF(I669=\"h\",INDEX(ID!$M$8:$M$31,FBR!$D669+1)*INDEX(ID!$M$35:$M$46,$B669),0)","v":40},{"$f":"IF(I669=\"w\",INDEX(ID!$N$8:$N$31,FBR!$D669+1)*INDEX(ID!$N$35:$N$46,$B669),0)","v":0},null,23.623984906898531,0,0,0]
[660,1,28,11,28,4,"2014-01-28",3,"h",null,{"$f":"IF(I670=\"h\",INDEX(ID!$K$8:$K$31,FBR!$D670+1)*INDEX(ID!$K$35:$K$46,$B670),0)","v":42},{"$f":"IF(I670=\"w\",INDEX(ID!$L$8:$L$31,FBR!$D670+1)*INDEX(ID!$L$35:$L$46,$B670),0)","v":0},{"$f":"IF(I670=\"h\",INDEX(ID!$M$8:$M$31,FBR!$D670+1)*INDEX(ID!$M$35:$M$46,$B670),0)","v":42},{"$f":"IF(I670=\"w\",INDEX(ID!$N$8:$N$31,FBR!$D670+1)*INDEX(ID!$N$35:$N$46,$B670),0)","v":0},null,24.805184152243459,0,0,0]
[661,1,28,12,28,4,"2014-01-28",3,"h",null,{"$f":"IF(I671=\"h\",INDEX(ID!$K$8:$K$31,FBR!$D671+1)*INDEX(ID!$K$35:$K$46,$B671),0)","v":43},{"$f":"IF(I671=\"w\",INDEX(ID!$L$8:$L$31,FBR!$D671+1)*INDEX(ID!$L$35:$L$46,$B671),0)","v":0},{"$f":"IF(I671=\"h\",INDEX(ID!$M$8:$M$31,FBR!$D671+1)*INDEX(ID!$M$35:$M$46,$B671),0)","v":43},{"$f":"IF(I671=\"w\",INDEX(ID!$N$8:$N$31,FBR!$D671+1)*INDEX(ID!$N$35:$N$46,$B671),0)","v":0},null,25.395783774915923,0,0,0]
[662,1,28,13,28,4,"2014-01-28",3,"h",null,{"$f":"IF(I672=\"h\",INDEX(ID!$K$8:$K$31,FBR!$D672+1)*INDEX(ID!$K$35:$K$46,$B672),0)","v":44},{"$f":"IF(I672=\"w\",INDEX(ID!$L$8:$L$31,FBR!$D672+1)*INDEX(ID!$L$35:$L$46,$B672),0)","v":0},{"$f":"IF(I672=\"h\",INDEX(ID!$M$8:$M$31,FBR!$D672+1)*INDEX(ID!$M$35:$M$46,$B672),0)","v":44},{"$f":"IF(I672=\"w\",INDEX(ID!$N$8:$N$31,FBR!$D672+1)*INDEX(ID!$N$35:$N$46,$B672),0)","v":0},null,25.986383397588384,0,0,0]
[663,1,28,14,28,4,"2014-01-28",3,"h",null,{"$f":"IF(I673=\"h\",INDEX(ID!$K$8:$K$31,FBR!$D673+1)*INDEX(ID!$K$35:$K$46,$B673),0)","v":47},{"$f":"IF(I673=\"w\",INDEX(ID!$L$8:$L$31,FBR!$D673+1)*INDEX(ID!$L$35:$L$46,$B673),0)","v":0},{"$f":"IF(I673=\"h\",INDEX(ID!$M$8:$M$31,FBR!$D673+1)*INDEX(ID!$M$35:$M$46,$B673),0)","v":47},{"$f":"IF(I673=\"w\",INDEX(ID!$N$8:$N$31,FBR!$D673+1)*INDEX(ID!$N$35:$N$46,$B673),0)","v":0},null,27.758182265605775,0,0,0]
[664,1,28,15,28,4,"2014-01-28",3,"h",null,{"$f":"IF(I674=\"h\",INDEX(ID!$K$8:$K$31,FBR!$D674+1)*INDEX(ID!$K$35:$K$46,$B674),0)","v":50},{"$f":"IF(I674=\"w\",INDEX(ID!$L$8:$L$31,FBR!$D674+1)*INDEX(ID!$L$35:$L$46,$B674),0)","v":0},{"$f":"IF(I674=\"h\",INDEX(ID!$M$8:$M$31,FBR!$D674+1)*INDEX(ID!$M$35:$M$46,$B674),0)","v":50},{"$f":"IF(I674=\"w\",INDEX(ID!$N$8:$N$31,FBR!$D674+1)*INDEX(ID!$N$35:$N$46,$B674),0)","v":0},null,29.529981133623163,0,0,0]
[665,1,28,16,28,4,"2014-01-28",3,"h",null,{"$f":"IF(I675=\"h\",INDEX(ID!$K$8:$K$31,FBR!$D675+1)*INDEX(ID!$K$35:$K$46,$B675),0)","v":53},{"$f":"IF(I675=\"w\",INDEX(ID!$L$8:$L$31,FBR!$D675+1)*INDEX(ID!$L$35:$L$46,$B675),0)","v":0},{"$f":"IF(I675=\"h\",INDEX(ID!$M$8:$M$31,FBR!$D675+1)*INDEX(ID!$M$35:$M$46,$B675),0)","v":53},{"$f":"IF(I675=\"w\",INDEX(ID!$N$8:$N$31,FBR!$D675+1)*INDEX(ID!$N$35:$N$46,$B675),0)","v":0},null,31.301780001640555,0,0,0]
[666,1,28,17,{"$f":"E652+1","v":28},4,"2014-01-28",3,"h",null,{"$f":"IF(I676=\"h\",INDEX(ID!$K$8:$K$31,FBR!$D676+1)*INDEX(ID!$K$35:$K$46,$B676),0)","v":62},{"$f":"IF(I676=\"w\",INDEX(ID!$L$8:$L$31,FBR!$D676+1)*INDEX(ID!$L$35:$L$46,$B676),0)","v":0},{"$f":"IF(I676=\"h\",INDEX(ID!$M$8:$M$31,FBR!$D676+1)*INDEX(ID!$M$35:$M$46,$B676),0)","v":62},{"$f":"IF(I676=\"w\",INDEX(ID!$N$8:$N$31,FBR!$D676+1)*INDEX(ID!$N$35:$N$46,$B676),0)","v":0},null,36.617176605692727,0,0,0]
[667,1,28,18,28,4,"2014-01-28",3,"h",null,{"$f":"IF(I677=\"h\",INDEX(ID!$K$8:$K$31,FBR!$D677+1)*INDEX(ID!$K$35:$K$46,$B677),0)","v":65},{"$f":"IF(I677=\"w\",INDEX(ID!$L$8:$L$31,FBR!$D677+1)*INDEX(ID!$L$35:$L$46,$B677),0)","v":0},{"$f":"IF(I677=\"h\",INDEX(ID!$M$8:$M$31,FBR!$D677+1)*INDEX(ID!$M$35:$M$46,$B677),0)","v":65},{"$f":"IF(I677=\"w\",INDEX(ID!$N$8:$N$31,FBR!$D677+1)*INDEX(ID!$N$35:$N$46,$B677),0)","v":0},null,38.388975473710111,0,0,0]
[668,1,28,19,28,4,"2014-01-28",3,"h",null,{"$f":"IF(I678=\"h\",INDEX(ID!$K$8:$K$31,FBR!$D678+1)*INDEX(ID!$K$35:$K$46,$B678),0)","v":60},{"$f":"IF(I678=\"w\",INDEX(ID!$L$8:$L$31,FBR!$D678+1)*INDEX(ID!$L$35:$L$46,$B678),0)","v":0},{"$f":"IF(I678=\"h\",INDEX(ID!$M$8:$M$31,FBR!$D678+1)*INDEX(ID!$M$35:$M$46,$B678),0)","v":60},{"$f":"IF(I678=\"w\",INDEX(ID!$N$8:$N$31,FBR!$D678+1)*INDEX(ID!$N$35:$N$46,$B678),0)","v":0},null,35.435977360347799,0,0,0]
[669,1,28,20,28,4,"2014-01-28",3,"h",null,{"$f":"IF(I679=\"h\",INDEX(ID!$K$8:$K$31,FBR!$D679+1)*INDEX(ID!$K$35:$K$46,$B679),0)","v":53},{"$f":"IF(I679=\"w\",INDEX(ID!$L$8:$L$31,FBR!$D679+1)*INDEX(ID!$L$35:$L$46,$B679),0)","v":0},{"$f":"IF(I679=\"h\",INDEX(ID!$M$8:$M$31,FBR!$D679+1)*INDEX(ID!$M$35:$M$46,$B679),0)","v":53},{"$f":"IF(I679=\"w\",INDEX(ID!$N$8:$N$31,FBR!$D679+1)*INDEX(ID!$N$35:$N$46,$B679),0)","v":0},null,31.301780001640555,0,0,0]
[670,1,28,21,28,4,"2014-01-28",3,"h",null,{"$f":"IF(I680=\"h\",INDEX(ID!$K$8:$K$31,FBR!$D680+1)*INDEX(ID!$K$35:$K$46,$B680),0)","v":50},{"$f":"IF(I680=\"w\",INDEX(ID!$L$8:$L$31,FBR!$D680+1)*INDEX(ID!$L$35:$L$46,$B680),0)","v":0},{"$f":"IF(I680=\"h\",INDEX(ID!$M$8:$M$31,FBR!$D680+1)*INDEX(ID!$M$35:$M$46,$B680),0)","v":50},{"$f":"IF(I680=\"w\",INDEX(ID!$N$8:$N$31,FBR!$D680+1)*INDEX(ID!$N$35:$N$46,$B680),0)","v":0},null,29.529981133623163,0,0,0]
[671,1,28,22,28,4,"2014-01-28",3,"h",null,{"$f":"IF(I681=\"h\",INDEX(ID!$K$8:$K$31,FBR!$D681+1)*INDEX(ID!$K$35:$K$46,$B681),0)","v":45},{"$f":"IF(I681=\"w\",INDEX(ID!$L$8:$L$31,FBR!$D681+1)*INDEX(ID!$L$35:$L$46,$B681),0)","v":0},{"$f":"IF(I681=\"h\",INDEX(ID!$M$8:$M$31,FBR!$D681+1)*INDEX(ID!$M$35:$M$46,$B681),0)","v":45},{"$f":"IF(I681=\"w\",INDEX(ID!$N$8:$N$31,FBR!$D681+1)*INDEX(ID!$N$35:$N$46,$B681),0)","v":0},null,26.576983020260847,0,0,0]
[672,1,28,23,28,4,"2014-01-28",3,"h",null,{"$f":"IF(I682=\"h\",INDEX(ID!$K$8:$K$31,FBR!$D682+1)*INDEX(ID!$K$35:$K$46,$B682),0)","v":40},{"$f":"IF(I682=\"w\",INDEX(ID!$L$8:$L$31,FBR!$D682+1)*INDEX(ID!$L$35:$L$46,$B682),0)","v":0},{"$f":"IF(I682=\"h\",INDEX(ID!$M$8:$M$31,FBR!$D682+1)*INDEX(ID!$M$35:$M$46,$B682),0)","v":40},{"$f":"IF(I682=\"w\",INDEX(ID!$N$8:$N$31,FBR!$D682+1)*INDEX(ID!$N$35:$N$46,$B682),0)","v":0},null,23.623984906898531,0,0,0]
[673,1,29,0,29,5,"2014-01-29",4,"h",null,{"$f":"IF(I683=\"h\",INDEX(ID!$K$8:$K$31,FBR!$D683+1)*INDEX(ID!$K$35:$K$46,$B683),0)","v":35},{"$f":"IF(I683=\"w\",INDEX(ID!$L$8:$L$31,FBR!$D683+1)*INDEX(ID!$L$35:$L$46,$B683),0)","v":0},{"$f":"IF(I683=\"h\",INDEX(ID!$M$8:$M$31,FBR!$D683+1)*INDEX(ID!$M$35:$M$46,$B683),0)","v":35},{"$f":"IF(I683=\"w\",INDEX(ID!$N$8:$N$31,FBR!$D683+1)*INDEX(ID!$N$35:$N$46,$B683),0)","v":0},null,20.670986793536215,0,0,0]
[674,1,29,1,29,5,"2014-01-29",4,"h",null,{"$f":"IF(I684=\"h\",INDEX(ID!$K$8:$K$31,FBR!$D684+1)*INDEX(ID!$K$35:$K$46,$B684),0)","v":30},{"$f":"IF(I684=\"w\",INDEX(ID!$L$8:$L$31,FBR!$D684+1)*INDEX(ID!$L$35:$L$46,$B684),0)","v":0},{"$f":"IF(I684=\"h\",INDEX(ID!$M$8:$M$31,FBR!$D684+1)*INDEX(ID!$M$35:$M$46,$B684),0)","v":30},{"$f":"IF(I684=\"w\",INDEX(ID!$N$8:$N$31,FBR!$D684+1)*INDEX(ID!$N$35:$N$46,$B684),0)","v":0},null,17.717988680173899,0,0,0]
[675,1,29,2,29,5,"2014-01-29",4,"h",null,{"$f":"IF(I685=\"h\",INDEX(ID!$K$8:$K$31,FBR!$D685+1)*INDEX(ID!$K$35:$K$46,$B685),0)","v":28},{"$f":"IF(I685=\"w\",INDEX(ID!$L$8:$L$31,FBR!$D685+1)*INDEX(ID!$L$35:$L$46,$B685),0)","v":0},{"$f":"IF(I685=\"h\",INDEX(ID!$M$8:$M$31,FBR!$D685+1)*INDEX(ID!$M$35:$M$46,$B685),0)","v":28},{"$f":"IF(I685=\"w\",INDEX(ID!$N$8:$N$31,FBR!$D685+1)*INDEX(ID!$N$35:$N$46,$B685),0)","v":0},null,16.536789434828972,0,0,0]
[676,1,29,3,29,5,"2014-01-29",4,"h",null,{"$f":"IF(I686=\"h\",INDEX(ID!$K$8:$K$31,FBR!$D686+1)*INDEX(ID!$K$35:$K$46,$B686),0)","v":27},{"$f":"IF(I686=\"w\",INDEX(ID!$L$8:$L$31,FBR!$D686+1)*INDEX(ID!$L$35:$L$46,$B686),0)","v":0},{"$f":"IF(I686=\"h\",INDEX(ID!$M$8:$M$31,FBR!$D686+1)*INDEX(ID!$M$35:$M$46,$B686),0)","v":27},{"$f":"IF(I686=\"w\",INDEX(ID!$N$8:$N$31,FBR!$D686+1)*INDEX(ID!$N$35:$N$46,$B686),0)","v":0},null,15.94618981215651,0,0,0]
[677,1,29,4,29,5,"2014-01-29",4,"h",null,{"$f":"IF(I687=\"h\",INDEX(ID!$K$8:$K$31,FBR!$D687+1)*INDEX(ID!$K$35:$K$46,$B687),0)","v":27},{"$f":"IF(I687=\"w\",INDEX(ID!$L$8:$L$31,FBR!$D687+1)*INDEX(ID!$L$35:$L$46,$B687),0)","v":0},{"$f":"IF(I687=\"h\",INDEX(ID!$M$8:$M$31,FBR!$D687+1)*INDEX(ID!$M$35:$M$46,$B687),0)","v":27},{"$f":"IF(I687=\"w\",INDEX(ID!$N$8:$N$31,FBR!$D687+1)*INDEX(ID!$N$35:$N$46,$B687),0)","v":0},null,15.94618981215651,0,0,0]
[678,1,29,5,29,5,"2014-01-29",4,"h",null,{"$f":"IF(I688=\"h\",INDEX(ID!$K$8:$K$31,FBR!$D688+1)*INDEX(ID!$K$35:$K$46,$B688),0)","v":27},{"$f":"IF(I688=\"w\",INDEX(ID!$L$8:$L$31,FBR!$D688+1)*INDEX(ID!$L$35:$L$46,$B688),0)","v":0},{"$f":"IF(I688=\"h\",INDEX(ID!$M$8:$M$31,FBR!$D688+1)*INDEX(ID!$M$35:$M$46,$B688),0)","v":27},{"$f":"IF(I688=\"w\",INDEX(ID!$N$8:$N$31,FBR!$D688+1)*INDEX(ID!$N$35:$N$46,$B688),0)","v":0},null,15.94618981215651,0,0,0]
[679,1,29,6,29,5,"2014-01-29",4,"h",null,{"$f":"IF(I689=\"h\",INDEX(ID!$K$8:$K$31,FBR!$D689+1)*INDEX(ID!$K$35:$K$46,$B689),0)","v":29},{"$f":"IF(I689=\"w\",INDEX(ID!$L$8:$L$31,FBR!$D689+1)*INDEX(ID!$L$35:$L$46,$B689),0)","v":0},{"$f":"IF(I689=\"h\",INDEX(ID!$M$8:$M$31,FBR!$D689+1)*INDEX(ID!$M$35:$M$46,$B689),0)","v":29},{"$f":"IF(I689=\"w\",INDEX(ID!$N$8:$N$31,FBR!$D689+1)*INDEX(ID!$N$35:$N$46,$B689),0)","v":0},null,17.127389057501436,0,0,0]
[680,1,29,7,29,5,"2014-01-29",4,"h",null,{"$f":"IF(I690=\"h\",INDEX(ID!$K$8:$K$31,FBR!$D690+1)*INDEX(ID!$K$35:$K$46,$B690),0)","v":32},{"$f":"IF(I690=\"w\",INDEX(ID!$L$8:$L$31,FBR!$D690+1)*INDEX(ID!$L$35:$L$46,$B690),0)","v":0},{"$f":"IF(I690=\"h\",INDEX(ID!$M$8:$M$31,FBR!$D690+1)*INDEX(ID!$M$35:$M$46,$B690),0)","v":32},{"$f":"IF(I690=\"w\",INDEX(ID!$N$8:$N$31,FBR!$D690+1)*INDEX(ID!$N$35:$N$46,$B690),0)","v":0},null,18.899187925518824,0,0,0]
[681,1,29,8,29,5,"2014-01-29",4,"h",null,{"$f":"IF(I691=\"h\",INDEX(ID!$K$8:$K$31,FBR!$D691+1)*INDEX(ID!$K$35:$K$46,$B691),0)","v":35},{"$f":"IF(I691=\"w\",INDEX(ID!$L$8:$L$31,FBR!$D691+1)*INDEX(ID!$L$35:$L$46,$B691),0)","v":0},{"$f":"IF(I691=\"h\",INDEX(ID!$M$8:$M$31,FBR!$D691+1)*INDEX(ID!$M$35:$M$46,$B691),0)","v":35},{"$f":"IF(I691=\"w\",INDEX(ID!$N$8:$N$31,FBR!$D691+1)*INDEX(ID!$N$35:$N$46,$B691),0)","v":0},null,20.670986793536215,0,0,0]
[682,1,29,9,29,{"$f":"F524+1","v":5},"2014-01-29",4,"h",null,{"$f":"IF(I692=\"h\",INDEX(ID!$K$8:$K$31,FBR!$D692+1)*INDEX(ID!$K$35:$K$46,$B692),0)","v":38},{"$f":"IF(I692=\"w\",INDEX(ID!$L$8:$L$31,FBR!$D692+1)*INDEX(ID!$L$35:$L$46,$B692),0)","v":0},{"$f":"IF(I692=\"h\",INDEX(ID!$M$8:$M$31,FBR!$D692+1)*INDEX(ID!$M$35:$M$46,$B692),0)","v":38},{"$f":"IF(I692=\"w\",INDEX(ID!$N$8:$N$31,FBR!$D692+1)*INDEX(ID!$N$35:$N$46,$B692),0)","v":0},null,22.442785661553604,0,0,0]
[683,1,29,10,29,5,"2014-01-29",4,"h",null,{"$f":"IF(I693=\"h\",INDEX(ID!$K$8:$K$31,FBR!$D693+1)*INDEX(ID!$K$35:$K$46,$B693),0)","v":40},{"$f":"IF(I693=\"w\",INDEX(ID!$L$8:$L$31,FBR!$D693+1)*INDEX(ID!$L$35:$L$46,$B693),0)","v":0},{"$f":"IF(I693=\"h\",INDEX(ID!$M$8:$M$31,FBR!$D693+1)*INDEX(ID!$M$35:$M$46,$B693),0)","v":40},{"$f":"IF(I693=\"w\",INDEX(ID!$N$8:$N$31,FBR!$D693+1)*INDEX(ID!$N$35:$N$46,$B693),0)","v":0},null,23.623984906898531,0,0,0]
[684,1,29,11,29,5,"2014-01-29",4,"h",null,{"$f":"IF(I694=\"h\",INDEX(ID!$K$8:$K$31,FBR!$D694+1)*INDEX(ID!$K$35:$K$46,$B694),0)","v":42},{"$f":"IF(I694=\"w\",INDEX(ID!$L$8:$L$31,FBR!$D694+1)*INDEX(ID!$L$35:$L$46,$B694),0)","v":0},{"$f":"IF(I694=\"h\",INDEX(ID!$M$8:$M$31,FBR!$D694+1)*INDEX(ID!$M$35:$M$46,$B694),0)","v":42},{"$f":"IF(I694=\"w\",INDEX(ID!$N$8:$N$31,FBR!$D694+1)*INDEX(ID!$N$35:$N$46,$B694),0)","v":0},null,24.805184152243459,0,0,0]
[685,1,29,12,29,5,"2014-01-29",4,"h",null,{"$f":"IF(I695=\"h\",INDEX(ID!$K$8:$K$31,FBR!$D695+1)*INDEX(ID!$K$35:$K$46,$B695),0)","v":43},{"$f":"IF(I695=\"w\",INDEX(ID!$L$8:$L$31,FBR!$D695+1)*INDEX(ID!$L$35:$L$46,$B695),0)","v":0},{"$f":"IF(I695=\"h\",INDEX(ID!$M$8:$M$31,FBR!$D695+1)*INDEX(ID!$M$35:$M$46,$B695),0)","v":43},{"$f":"IF(I695=\"w\",INDEX(ID!$N$8:$N$31,FBR!$D695+1)*INDEX(ID!$N$35:$N$46,$B695),0)","v":0},null,25.395783774915923,0,0,0]
[686,1,29,13,29,5,"2014-01-29",4,"h",null,{"$f":"IF(I696=\"h\",INDEX(ID!$K$8:$K$31,FBR!$D696+1)*INDEX(ID!$K$35:$K$46,$B696),0)","v":44},{"$f":"IF(I696=\"w\",INDEX(ID!$L$8:$L$31,FBR!$D696+1)*INDEX(ID!$L$35:$L$46,$B696),0)","v":0},{"$f":"IF(I696=\"h\",INDEX(ID!$M$8:$M$31,FBR!$D696+1)*INDEX(ID!$M$35:$M$46,$B696),0)","v":44},{"$f":"IF(I696=\"w\",INDEX(ID!$N$8:$N$31,FBR!$D696+1)*INDEX(ID!$N$35:$N$46,$B696),0)","v":0},null,25.986383397588384,0,0,0]
[687,1,29,14,29,5,"2014-01-29",4,"h",null,{"$f":"IF(I697=\"h\",INDEX(ID!$K$8:$K$31,FBR!$D697+1)*INDEX(ID!$K$35:$K$46,$B697),0)","v":47},{"$f":"IF(I697=\"w\",INDEX(ID!$L$8:$L$31,FBR!$D697+1)*INDEX(ID!$L$35:$L$46,$B697),0)","v":0},{"$f":"IF(I697=\"h\",INDEX(ID!$M$8:$M$31,FBR!$D697+1)*INDEX(ID!$M$35:$M$46,$B697),0)","v":47},{"$f":"IF(I697=\"w\",INDEX(ID!$N$8:$N$31,FBR!$D697+1)*INDEX(ID!$N$35:$N$46,$B697),0)","v":0},null,27.758182265605775,0,0,0]
[688,1,29,15,29,5,"2014-01-29",4,"h",null,{"$f":"IF(I698=\"h\",INDEX(ID!$K$8:$K$31,FBR!$D698+1)*INDEX(ID!$K$35:$K$46,$B698),0)","v":50},{"$f":"IF(I698=\"w\",INDEX(ID!$L$8:$L$31,FBR!$D698+1)*INDEX(ID!$L$35:$L$46,$B698),0)","v":0},{"$f":"IF(I698=\"h\",INDEX(ID!$M$8:$M$31,FBR!$D698+1)*INDEX(ID!$M$35:$M$46,$B698),0)","v":50},{"$f":"IF(I698=\"w\",INDEX(ID!$N$8:$N$31,FBR!$D698+1)*INDEX(ID!$N$35:$N$46,$B698),0)","v":0},null,29.529981133623163,0,0,0]
[689,1,29,16,29,5,"2014-01-29",4,"h",null,{"$f":"IF(I699=\"h\",INDEX(ID!$K$8:$K$31,FBR!$D699+1)*INDEX(ID!$K$35:$K$46,$B699),0)","v":53},{"$f":"IF(I699=\"w\",INDEX(ID!$L$8:$L$31,FBR!$D699+1)*INDEX(ID!$L$35:$L$46,$B699),0)","v":0},{"$f":"IF(I699=\"h\",INDEX(ID!$M$8:$M$31,FBR!$D699+1)*INDEX(ID!$M$35:$M$46,$B699),0)","v":53},{"$f":"IF(I699=\"w\",INDEX(ID!$N$8:$N$31,FBR!$D699+1)*INDEX(ID!$N$35:$N$46,$B699),0)","v":0},null,31.301780001640555,0,0,0]
[690,1,29,17,29,5,"2014-01-29",4,"h",null,{"$f":"IF(I700=\"h\",INDEX(ID!$K$8:$K$31,FBR!$D700+1)*INDEX(ID!$K$35:$K$46,$B700),0)","v":62},{"$f":"IF(I700=\"w\",INDEX(ID!$L$8:$L$31,FBR!$D700+1)*INDEX(ID!$L$35:$L$46,$B700),0)","v":0},{"$f":"IF(I700=\"h\",INDEX(ID!$M$8:$M$31,FBR!$D700+1)*INDEX(ID!$M$35:$M$46,$B700),0)","v":62},{"$f":"IF(I700=\"w\",INDEX(ID!$N$8:$N$31,FBR!$D700+1)*INDEX(ID!$N$35:$N$46,$B700),0)","v":0},null,36.617176605692727,0,0,0]
[691,1,29,18,29,5,"2014-01-29",4,"h",null,{"$f":"IF(I701=\"h\",INDEX(ID!$K$8:$K$31,FBR!$D701+1)*INDEX(ID!$K$35:$K$46,$B701),0)","v":65},{"$f":"IF(I701=\"w\",INDEX(ID!$L$8:$L$31,FBR!$D701+1)*INDEX(ID!$L$35:$L$46,$B701),0)","v":0},{"$f":"IF(I701=\"h\",INDEX(ID!$M$8:$M$31,FBR!$D701+1)*INDEX(ID!$M$35:$M$46,$B701),0)","v":65},{"$f":"IF(I701=\"w\",INDEX(ID!$N$8:$N$31,FBR!$D701+1)*INDEX(ID!$N$35:$N$46,$B701),0)","v":0},null,38.388975473710111,0,0,0]
[692,1,29,19,29,5,"2014-01-29",4,"h",null,{"$f":"IF(I702=\"h\",INDEX(ID!$K$8:$K$31,FBR!$D702+1)*INDEX(ID!$K$35:$K$46,$B702),0)","v":60},{"$f":"IF(I702=\"w\",INDEX(ID!$L$8:$L$31,FBR!$D702+1)*INDEX(ID!$L$35:$L$46,$B702),0)","v":0},{"$f":"IF(I702=\"h\",INDEX(ID!$M$8:$M$31,FBR!$D702+1)*INDEX(ID!$M$35:$M$46,$B702),0)","v":60},{"$f":"IF(I702=\"w\",INDEX(ID!$N$8:$N$31,FBR!$D702+1)*INDEX(ID!$N$35:$N$46,$B702),0)","v":0},null,35.435977360347799,0,0,0]
[693,1,29,20,29,5,"2014-01-29",4,"h",null,{"$f":"IF(I703=\"h\",INDEX(ID!$K$8:$K$31,FBR!$D703+1)*INDEX(ID!$K$35:$K$46,$B703),0)","v":53},{"$f":"IF(I703=\"w\",INDEX(ID!$L$8:$L$31,FBR!$D703+1)*INDEX(ID!$L$35:$L$46,$B703),0)","v":0},{"$f":"IF(I703=\"h\",INDEX(ID!$M$8:$M$31,FBR!$D703+1)*INDEX(ID!$M$35:$M$46,$B703),0)","v":53},{"$f":"IF(I703=\"w\",INDEX(ID!$N$8:$N$31,FBR!$D703+1)*INDEX(ID!$N$35:$N$46,$B703),0)","v":0},null,31.301780001640555,0,0,0]
[694,1,29,21,29,5,"2014-01-29",4,"h",null,{"$f":"IF(I704=\"h\",INDEX(ID!$K$8:$K$31,FBR!$D704+1)*INDEX(ID!$K$35:$K$46,$B704),0)","v":50},{"$f":"IF(I704=\"w\",INDEX(ID!$L$8:$L$31,FBR!$D704+1)*INDEX(ID!$L$35:$L$46,$B704),0)","v":0},{"$f":"IF(I704=\"h\",INDEX(ID!$M$8:$M$31,FBR!$D704+1)*INDEX(ID!$M$35:$M$46,$B704),0)","v":50},{"$f":"IF(I704=\"w\",INDEX(ID!$N$8:$N$31,FBR!$D704+1)*INDEX(ID!$N$35:$N$46,$B704),0)","v":0},null,29.529981133623163,0,0,0]
[695,1,29,22,29,5,"2014-01-29",4,"h",null,{"$f":"IF(I705=\"h\",INDEX(ID!$K$8:$K$31,FBR!$D705+1)*INDEX(ID!$K$35:$K$46,$B705),0)","v":45},{"$f":"IF(I705=\"w\",INDEX(ID!$L$8:$L$31,FBR!$D705+1)*INDEX(ID!$L$35:$L$46,$B705),0)","v":0},{"$f":"IF(I705=\"h\",INDEX(ID!$M$8:$M$31,FBR!$D705+1)*INDEX(ID!$M$35:$M$46,$B705),0)","v":45},{"$f":"IF(I705=\"w\",INDEX(ID!$N$8:$N$31,FBR!$D705+1)*INDEX(ID!$N$35:$N$46,$B705),0)","v":0},null,26.576983020260847,0,0,0]
[696,1,29,23,29,5,"2014-01-29",4,"h",null,{"$f":"IF(I706=\"h\",INDEX(ID!$K$8:$K$31,FBR!$D706+1)*INDEX(ID!$K$35:$K$46,$B706),0)","v":40},{"$f":"IF(I706=\"w\",INDEX(ID!$L$8:$L$31,FBR!$D706+1)*INDEX(ID!$L$35:$L$46,$B706),0)","v":0},{"$f":"IF(I706=\"h\",INDEX(ID!$M$8:$M$31,FBR!$D706+1)*INDEX(ID!$M$35:$M$46,$B706),0)","v":40},{"$f":"IF(I706=\"w\",INDEX(ID!$N$8:$N$31,FBR!$D706+1)*INDEX(ID!$N$35:$N$46,$B706),0)","v":0},null,23.623984906898531,0,0,0]
[697,1,30,0,30,5,"2014-01-30",5,"h",null,{"$f":"IF(I707=\"h\",INDEX(ID!$K$8:$K$31,FBR!$D707+1)*INDEX(ID!$K$35:$K$46,$B707),0)","v":35},{"$f":"IF(I707=\"w\",INDEX(ID!$L$8:$L$31,FBR!$D707+1)*INDEX(ID!$L$35:$L$46,$B707),0)","v":0},{"$f":"IF(I707=\"h\",INDEX(ID!$M$8:$M$31,FBR!$D707+1)*INDEX(ID!$M$35:$M$46,$B707),0)","v":35},{"$f":"IF(I707=\"w\",INDEX(ID!$N$8:$N$31,FBR!$D707+1)*INDEX(ID!$N$35:$N$46,$B707),0)","v":0},null,20.670986793536215,0,0,0]
[698,1,30,1,30,5,"2014-01-30",5,"h",null,{"$f":"IF(I708=\"h\",INDEX(ID!$K$8:$K$31,FBR!$D708+1)*INDEX(ID!$K$35:$K$46,$B708),0)","v":30},{"$f":"IF(I708=\"w\",INDEX(ID!$L$8:$L$31,FBR!$D708+1)*INDEX(ID!$L$35:$L$46,$B708),0)","v":0},{"$f":"IF(I708=\"h\",INDEX(ID!$M$8:$M$31,FBR!$D708+1)*INDEX(ID!$M$35:$M$46,$B708),0)","v":30},{"$f":"IF(I708=\"w\",INDEX(ID!$N$8:$N$31,FBR!$D708+1)*INDEX(ID!$N$35:$N$46,$B708),0)","v":0},null,17.717988680173899,0,0,0]
[699,1,30,2,30,5,"2014-01-30",5,"h",null,{"$f":"IF(I709=\"h\",INDEX(ID!$K$8:$K$31,FBR!$D709+1)*INDEX(ID!$K$35:$K$46,$B709),0)","v":28},{"$f":"IF(I709=\"w\",INDEX(ID!$L$8:$L$31,FBR!$D709+1)*INDEX(ID!$L$35:$L$46,$B709),0)","v":0},{"$f":"IF(I709=\"h\",INDEX(ID!$M$8:$M$31,FBR!$D709+1)*INDEX(ID!$M$35:$M$46,$B709),0)","v":28},{"$f":"IF(I709=\"w\",INDEX(ID!$N$8:$N$31,FBR!$D709+1)*INDEX(ID!$N$35:$N$46,$B709),0)","v":0},null,16.536789434828972,0,0,0]
[700,1,30,3,30,5,"2014-01-30",5,"h",null,{"$f":"IF(I710=\"h\",INDEX(ID!$K$8:$K$31,FBR!$D710+1)*INDEX(ID!$K$35:$K$46,$B710),0)","v":27},{"$f":"IF(I710=\"w\",INDEX(ID!$L$8:$L$31,FBR!$D710+1)*INDEX(ID!$L$35:$L$46,$B710),0)","v":0},{"$f":"IF(I710=\"h\",INDEX(ID!$M$8:$M$31,FBR!$D710+1)*INDEX(ID!$M$35:$M$46,$B710),0)","v":27},{"$f":"IF(I710=\"w\",INDEX(ID!$N$8:$N$31,FBR!$D710+1)*INDEX(ID!$N$35:$N$46,$B710),0)","v":0},null,15.94618981215651,0,0,0]
[701,1,30,4,30,5,"2014-01-30",5,"h",null,{"$f":"IF(I711=\"h\",INDEX(ID!$K$8:$K$31,FBR!$D711+1)*INDEX(ID!$K$35:$K$46,$B711),0)","v":27},{"$f":"IF(I711=\"w\",INDEX(ID!$L$8:$L$31,FBR!$D711+1)*INDEX(ID!$L$35:$L$46,$B711),0)","v":0},{"$f":"IF(I711=\"h\",INDEX(ID!$M$8:$M$31,FBR!$D711+1)*INDEX(ID!$M$35:$M$46,$B711),0)","v":27},{"$f":"IF(I711=\"w\",INDEX(ID!$N$8:$N$31,FBR!$D711+1)*INDEX(ID!$N$35:$N$46,$B711),0)","v":0},null,15.94618981215651,0,0,0]
[702,1,30,5,30,5,"2014-01-30",5,"h",null,{"$f":"IF(I712=\"h\",INDEX(ID!$K$8:$K$31,FBR!$D712+1)*INDEX(ID!$K$35:$K$46,$B712),0)","v":27},{"$f":"IF(I712=\"w\",INDEX(ID!$L$8:$L$31,FBR!$D712+1)*INDEX(ID!$L$35:$L$46,$B712),0)","v":0},{"$f":"IF(I712=\"h\",INDEX(ID!$M$8:$M$31,FBR!$D712+1)*INDEX(ID!$M$35:$M$46,$B712),0)","v":27},{"$f":"IF(I712=\"w\",INDEX(ID!$N$8:$N$31,FBR!$D712+1)*INDEX(ID!$N$35:$N$46,$B712),0)","v":0},null,15.94618981215651,0,0,0]
[703,1,30,6,30,5,"2014-01-30",5,"h",null,{"$f":"IF(I713=\"h\",INDEX(ID!$K$8:$K$31,FBR!$D713+1)*INDEX(ID!$K$35:$K$46,$B713),0)","v":29},{"$f":"IF(I713=\"w\",INDEX(ID!$L$8:$L$31,FBR!$D713+1)*INDEX(ID!$L$35:$L$46,$B713),0)","v":0},{"$f":"IF(I713=\"h\",INDEX(ID!$M$8:$M$31,FBR!$D713+1)*INDEX(ID!$M$35:$M$46,$B713),0)","v":29},{"$f":"IF(I713=\"w\",INDEX(ID!$N$8:$N$31,FBR!$D713+1)*INDEX(ID!$N$35:$N$46,$B713),0)","v":0},null,17.127389057501436,0,0,0]
[704,1,30,7,30,5,"2014-01-30",5,"h",null,{"$f":"IF(I714=\"h\",INDEX(ID!$K$8:$K$31,FBR!$D714+1)*INDEX(ID!$K$35:$K$46,$B714),0)","v":32},{"$f":"IF(I714=\"w\",INDEX(ID!$L$8:$L$31,FBR!$D714+1)*INDEX(ID!$L$35:$L$46,$B714),0)","v":0},{"$f":"IF(I714=\"h\",INDEX(ID!$M$8:$M$31,FBR!$D714+1)*INDEX(ID!$M$35:$M$46,$B714),0)","v":32},{"$f":"IF(I714=\"w\",INDEX(ID!$N$8:$N$31,FBR!$D714+1)*INDEX(ID!$N$35:$N$46,$B714),0)","v":0},null,18.899187925518824,0,0,0]
[705,1,30,8,30,5,"2014-01-30",{"$f":"WEEKDAY(G715)","v":5},{"$f":"IF(OR(H715=6,H715=7),\"w\",\"h\")","v":"h"},null,{"$f":"IF(I715=\"h\",INDEX(ID!$K$8:$K$31,FBR!$D715+1)*INDEX(ID!$K$35:$K$46,$B715),0)","v":35},{"$f":"IF(I715=\"w\",INDEX(ID!$L$8:$L$31,FBR!$D715+1)*INDEX(ID!$L$35:$L$46,$B715),0)","v":0},{"$f":"IF(I715=\"h\",INDEX(ID!$M$8:$M$31,FBR!$D715+1)*INDEX(ID!$M$35:$M$46,$B715),0)","v":35},{"$f":"IF(I715=\"w\",INDEX(ID!$N$8:$N$31,FBR!$D715+1)*INDEX(ID!$N$35:$N$46,$B715),0)","v":0},null,{"$f":"K715*(indvforbrug*antalbrugere)/($K$8789+$L$8789)","v":20.670986793536215},{"$f":"L715*indvforbrug*antalbrugere/($K$8789+$L$8789)","v":0},{"$f":"M715*fællesforbrug/($M$8789+$N$8789)","v":0},{"$f":"N715*fællesforbrug/($M$8789+$N$8789)","v":0}]
[{"$f":"A715+1","v":706},1,30,9,30,5,{"$f":"DATE(2014,B716,C716)","v":"2014-01-30"},5,"h",null,{"$f":"IF(I716=\"h\",INDEX(ID!$K$8:$K$31,FBR!$D716+1)*INDEX(ID!$K$35:$K$46,$B716),0)","v":38},{"$f":"IF(I716=\"w\",INDEX(ID!$L$8:$L$31,FBR!$D716+1)*INDEX(ID!$L$35:$L$46,$B716),0)","v":0},{"$f":"IF(I716=\"h\",INDEX(ID!$M$8:$M$31,FBR!$D716+1)*INDEX(ID!$M$35:$M$46,$B716),0)","v":38},{"$f":"IF(I716=\"w\",INDEX(ID!$N$8:$N$31,FBR!$D716+1)*INDEX(ID!$N$35:$N$46,$B716),0)","v":0},null,22.442785661553604,0,0,0]
[707,1,30,10,30,5,"2014-01-30",5,"h",null,{"$f":"IF(I717=\"h\",INDEX(ID!$K$8:$K$31,FBR!$D717+1)*INDEX(ID!$K$35:$K$46,$B717),0)","v":40},{"$f":"IF(I717=\"w\",INDEX(ID!$L$8:$L$31,FBR!$D717+1)*INDEX(ID!$L$35:$L$46,$B717),0)","v":0},{"$f":"IF(I717=\"h\",INDEX(ID!$M$8:$M$31,FBR!$D717+1)*INDEX(ID!$M$35:$M$46,$B717),0)","v":40},{"$f":"IF(I717=\"w\",INDEX(ID!$N$8:$N$31,FBR!$D717+1)*INDEX(ID!$N$35:$N$46,$B717),0)","v":0},null,23.623984906898531,0,0,0]
[708,1,30,11,30,5,"2014-01-30",5,"h",null,{"$f":"IF(I718=\"h\",INDEX(ID!$K$8:$K$31,FBR!$D718+1)*INDEX(ID!$K$35:$K$46,$B718),0)","v":42},{"$f":"IF(I718=\"w\",INDEX(ID!$L$8:$L$31,FBR!$D718+1)*INDEX(ID!$L$35:$L$46,$B718),0)","v":0},{"$f":"IF(I718=\"h\",INDEX(ID!$M$8:$M$31,FBR!$D718+1)*INDEX(ID!$M$35:$M$46,$B718),0)","v":42},{"$f":"IF(I718=\"w\",INDEX(ID!$N$8:$N$31,FBR!$D718+1)*INDEX(ID!$N$35:$N$46,$B718),0)","v":0},null,24.805184152243459,0,0,0]
[709,1,30,12,30,5,"2014-01-30",5,"h",null,{"$f":"IF(I719=\"h\",INDEX(ID!$K$8:$K$31,FBR!$D719+1)*INDEX(ID!$K$35:$K$46,$B719),0)","v":43},{"$f":"IF(I719=\"w\",INDEX(ID!$L$8:$L$31,FBR!$D719+1)*INDEX(ID!$L$35:$L$46,$B719),0)","v":0},{"$f":"IF(I719=\"h\",INDEX(ID!$M$8:$M$31,FBR!$D719+1)*INDEX(ID!$M$35:$M$46,$B719),0)","v":43},{"$f":"IF(I719=\"w\",INDEX(ID!$N$8:$N$31,FBR!$D719+1)*INDEX(ID!$N$35:$N$46,$B719),0)","v":0},null,25.395783774915923,0,0,0]
[710,1,30,13,30,5,"2014-01-30",5,"h",null,{"$f":"IF(I720=\"h\",INDEX(ID!$K$8:$K$31,FBR!$D720+1)*INDEX(ID!$K$35:$K$46,$B720),0)","v":44},{"$f":"IF(I720=\"w\",INDEX(ID!$L$8:$L$31,FBR!$D720+1)*INDEX(ID!$L$35:$L$46,$B720),0)","v":0},{"$f":"IF(I720=\"h\",INDEX(ID!$M$8:$M$31,FBR!$D720+1)*INDEX(ID!$M$35:$M$46,$B720),0)","v":44},{"$f":"IF(I720=\"w\",INDEX(ID!$N$8:$N$31,FBR!$D720+1)*INDEX(ID!$N$35:$N$46,$B720),0)","v":0},null,25.986383397588384,0,0,0]
[711,1,30,14,30,5,"2014-01-30",5,"h",null,{"$f":"IF(I721=\"h\",INDEX(ID!$K$8:$K$31,FBR!$D721+1)*INDEX(ID!$K$35:$K$46,$B721),0)","v":47},{"$f":"IF(I721=\"w\",INDEX(ID!$L$8:$L$31,FBR!$D721+1)*INDEX(ID!$L$35:$L$46,$B721),0)","v":0},{"$f":"IF(I721=\"h\",INDEX(ID!$M$8:$M$31,FBR!$D721+1)*INDEX(ID!$M$35:$M$46,$B721),0)","v":47},{"$f":"IF(I721=\"w\",INDEX(ID!$N$8:$N$31,FBR!$D721+1)*INDEX(ID!$N$35:$N$46,$B721),0)","v":0},null,27.758182265605775,0,0,0]
[712,1,30,15,30,5,"2014-01-30",5,"h",null,{"$f":"IF(I722=\"h\",INDEX(ID!$K$8:$K$31,FBR!$D722+1)*INDEX(ID!$K$35:$K$46,$B722),0)","v":50},{"$f":"IF(I722=\"w\",INDEX(ID!$L$8:$L$31,FBR!$D722+1)*INDEX(ID!$L$35:$L$46,$B722),0)","v":0},{"$f":"IF(I722=\"h\",INDEX(ID!$M$8:$M$31,FBR!$D722+1)*INDEX(ID!$M$35:$M$46,$B722),0)","v":50},{"$f":"IF(I722=\"w\",INDEX(ID!$N$8:$N$31,FBR!$D722+1)*INDEX(ID!$N$35:$N$46,$B722),0)","v":0},null,29.529981133623163,0,0,0]
[713,1,30,16,30,5,"2014-01-30",5,"h",null,{"$f":"IF(I723=\"h\",INDEX(ID!$K$8:$K$31,FBR!$D723+1)*INDEX(ID!$K$35:$K$46,$B723),0)","v":53},{"$f":"IF(I723=\"w\",INDEX(ID!$L$8:$L$31,FBR!$D723+1)*INDEX(ID!$L$35:$L$46,$B723),0)","v":0},{"$f":"IF(I723=\"h\",INDEX(ID!$M$8:$M$31,FBR!$D723+1)*INDEX(ID!$M$35:$M$46,$B723),0)","v":53},{"$f":"IF(I723=\"w\",INDEX(ID!$N$8:$N$31,FBR!$D723+1)*INDEX(ID!$N$35:$N$46,$B723),0)","v":0},null,31.301780001640555,0,0,0]
[714,1,30,17,30,5,"2014-01-30",5,"h",null,{"$f":"IF(I724=\"h\",INDEX(ID!$K$8:$K$31,FBR!$D724+1)*INDEX(ID!$K$35:$K$46,$B724),0)","v":62},{"$f":"IF(I724=\"w\",INDEX(ID!$L$8:$L$31,FBR!$D724+1)*INDEX(ID!$L$35:$L$46,$B724),0)","v":0},{"$f":"IF(I724=\"h\",INDEX(ID!$M$8:$M$31,FBR!$D724+1)*INDEX(ID!$M$35:$M$46,$B724),0)","v":62},{"$f":"IF(I724=\"w\",INDEX(ID!$N$8:$N$31,FBR!$D724+1)*INDEX(ID!$N$35:$N$46,$B724),0)","v":0},null,36.617176605692727,0,0,0]
[715,1,30,18,30,5,"2014-01-30",5,"h",null,{"$f":"IF(I725=\"h\",INDEX(ID!$K$8:$K$31,FBR!$D725+1)*INDEX(ID!$K$35:$K$46,$B725),0)","v":65},{"$f":"IF(I725=\"w\",INDEX(ID!$L$8:$L$31,FBR!$D725+1)*INDEX(ID!$L$35:$L$46,$B725),0)","v":0},{"$f":"IF(I725=\"h\",INDEX(ID!$M$8:$M$31,FBR!$D725+1)*INDEX(ID!$M$35:$M$46,$B725),0)","v":65},{"$f":"IF(I725=\"w\",INDEX(ID!$N$8:$N$31,FBR!$D725+1)*INDEX(ID!$N$35:$N$46,$B725),0)","v":0},null,38.388975473710111,0,0,0]
[716,1,30,19,30,5,"2014-01-30",5,"h",null,{"$f":"IF(I726=\"h\",INDEX(ID!$K$8:$K$31,FBR!$D726+1)*INDEX(ID!$K$35:$K$46,$B726),0)","v":60},{"$f":"IF(I726=\"w\",INDEX(ID!$L$8:$L$31,FBR!$D726+1)*INDEX(ID!$L$35:$L$46,$B726),0)","v":0},{"$f":"IF(I726=\"h\",INDEX(ID!$M$8:$M$31,FBR!$D726+1)*INDEX(ID!$M$35:$M$46,$B726),0)","v":60},{"$f":"IF(I726=\"w\",INDEX(ID!$N$8:$N$31,FBR!$D726+1)*INDEX(ID!$N$35:$N$46,$B726),0)","v":0},null,35.435977360347799,0,0,0]
[717,1,30,20,30,5,"2014-01-30",5,"h",null,{"$f":"IF(I727=\"h\",INDEX(ID!$K$8:$K$31,FBR!$D727+1)*INDEX(ID!$K$35:$K$46,$B727),0)","v":53},{"$f":"IF(I727=\"w\",INDEX(ID!$L$8:$L$31,FBR!$D727+1)*INDEX(ID!$L$35:$L$46,$B727),0)","v":0},{"$f":"IF(I727=\"h\",INDEX(ID!$M$8:$M$31,FBR!$D727+1)*INDEX(ID!$M$35:$M$46,$B727),0)","v":53},{"$f":"IF(I727=\"w\",INDEX(ID!$N$8:$N$31,FBR!$D727+1)*INDEX(ID!$N$35:$N$46,$B727),0)","v":0},null,31.301780001640555,0,0,0]
[718,1,30,21,30,5,"2014-01-30",5,"h",null,{"$f":"IF(I728=\"h\",INDEX(ID!$K$8:$K$31,FBR!$D728+1)*INDEX(ID!$K$35:$K$46,$B728),0)","v":50},{"$f":"IF(I728=\"w\",INDEX(ID!$L$8:$L$31,FBR!$D728+1)*INDEX(ID!$L$35:$L$46,$B728),0)","v":0},{"$f":"IF(I728=\"h\",INDEX(ID!$M$8:$M$31,FBR!$D728+1)*INDEX(ID!$M$35:$M$46,$B728),0)","v":50},{"$f":"IF(I728=\"w\",INDEX(ID!$N$8:$N$31,FBR!$D728+1)*INDEX(ID!$N$35:$N$46,$B728),0)","v":0},null,29.529981133623163,0,0,0]
[719,1,30,22,30,5,"2014-01-30",5,"h",null,{"$f":"IF(I729=\"h\",INDEX(ID!$K$8:$K$31,FBR!$D729+1)*INDEX(ID!$K$35:$K$46,$B729),0)","v":45},{"$f":"IF(I729=\"w\",INDEX(ID!$L$8:$L$31,FBR!$D729+1)*INDEX(ID!$L$35:$L$46,$B729),0)","v":0},{"$f":"IF(I729=\"h\",INDEX(ID!$M$8:$M$31,FBR!$D729+1)*INDEX(ID!$M$35:$M$46,$B729),0)","v":45},{"$f":"IF(I729=\"w\",INDEX(ID!$N$8:$N$31,FBR!$D729+1)*INDEX(ID!$N$35:$N$46,$B729),0)","v":0},null,26.576983020260847,0,0,0]
[720,1,30,23,30,5,"2014-01-30",5,"h",null,{"$f":"IF(I730=\"h\",INDEX(ID!$K$8:$K$31,FBR!$D730+1)*INDEX(ID!$K$35:$K$46,$B730),0)","v":40},{"$f":"IF(I730=\"w\",INDEX(ID!$L$8:$L$31,FBR!$D730+1)*INDEX(ID!$L$35:$L$46,$B730),0)","v":0},{"$f":"IF(I730=\"h\",INDEX(ID!$M$8:$M$31,FBR!$D730+1)*INDEX(ID!$M$35:$M$46,$B730),0)","v":40},{"$f":"IF(I730=\"w\",INDEX(ID!$N$8:$N$31,FBR!$D730+1)*INDEX(ID!$N$35:$N$46,$B730),0)","v":0},null,23.623984906898531,0,0,0]
[721,1,31,0,31,5,"2014-01-31",6,"w",null,{"$f":"IF(I731=\"h\",INDEX(ID!$K$8:$K$31,FBR!$D731+1)*INDEX(ID!$K$35:$K$46,$B731),0)","v":0},{"$f":"IF(I731=\"w\",INDEX(ID!$L$8:$L$31,FBR!$D731+1)*INDEX(ID!$L$35:$L$46,$B731),0)","v":35},{"$f":"IF(I731=\"h\",INDEX(ID!$M$8:$M$31,FBR!$D731+1)*INDEX(ID!$M$35:$M$46,$B731),0)","v":0},{"$f":"IF(I731=\"w\",INDEX(ID!$N$8:$N$31,FBR!$D731+1)*INDEX(ID!$N$35:$N$46,$B731),0)","v":35},null,0,20.670986793536215,0,0]
[722,1,31,1,31,5,"2014-01-31",6,"w",null,{"$f":"IF(I732=\"h\",INDEX(ID!$K$8:$K$31,FBR!$D732+1)*INDEX(ID!$K$35:$K$46,$B732),0)","v":0},{"$f":"IF(I732=\"w\",INDEX(ID!$L$8:$L$31,FBR!$D732+1)*INDEX(ID!$L$35:$L$46,$B732),0)","v":30},{"$f":"IF(I732=\"h\",INDEX(ID!$M$8:$M$31,FBR!$D732+1)*INDEX(ID!$M$35:$M$46,$B732),0)","v":0},{"$f":"IF(I732=\"w\",INDEX(ID!$N$8:$N$31,FBR!$D732+1)*INDEX(ID!$N$35:$N$46,$B732),0)","v":30},null,0,17.717988680173899,0,0]
[723,1,31,2,31,5,"2014-01-31",6,"w",null,{"$f":"IF(I733=\"h\",INDEX(ID!$K$8:$K$31,FBR!$D733+1)*INDEX(ID!$K$35:$K$46,$B733),0)","v":0},{"$f":"IF(I733=\"w\",INDEX(ID!$L$8:$L$31,FBR!$D733+1)*INDEX(ID!$L$35:$L$46,$B733),0)","v":28},{"$f":"IF(I733=\"h\",INDEX(ID!$M$8:$M$31,FBR!$D733+1)*INDEX(ID!$M$35:$M$46,$B733),0)","v":0},{"$f":"IF(I733=\"w\",INDEX(ID!$N$8:$N$31,FBR!$D733+1)*INDEX(ID!$N$35:$N$46,$B733),0)","v":28},null,0,16.536789434828972,0,0]
[724,1,31,3,31,5,"2014-01-31",6,"w",null,{"$f":"IF(I734=\"h\",INDEX(ID!$K$8:$K$31,FBR!$D734+1)*INDEX(ID!$K$35:$K$46,$B734),0)","v":0},{"$f":"IF(I734=\"w\",INDEX(ID!$L$8:$L$31,FBR!$D734+1)*INDEX(ID!$L$35:$L$46,$B734),0)","v":27},{"$f":"IF(I734=\"h\",INDEX(ID!$M$8:$M$31,FBR!$D734+1)*INDEX(ID!$M$35:$M$46,$B734),0)","v":0},{"$f":"IF(I734=\"w\",INDEX(ID!$N$8:$N$31,FBR!$D734+1)*INDEX(ID!$N$35:$N$46,$B734),0)","v":27},null,0,15.94618981215651,0,0]
[725,1,31,4,31,5,"2014-01-31",6,"w",null,{"$f":"IF(I735=\"h\",INDEX(ID!$K$8:$K$31,FBR!$D735+1)*INDEX(ID!$K$35:$K$46,$B735),0)","v":0},{"$f":"IF(I735=\"w\",INDEX(ID!$L$8:$L$31,FBR!$D735+1)*INDEX(ID!$L$35:$L$46,$B735),0)","v":27},{"$f":"IF(I735=\"h\",INDEX(ID!$M$8:$M$31,FBR!$D735+1)*INDEX(ID!$M$35:$M$46,$B735),0)","v":0},{"$f":"IF(I735=\"w\",INDEX(ID!$N$8:$N$31,FBR!$D735+1)*INDEX(ID!$N$35:$N$46,$B735),0)","v":27},null,0,15.94618981215651,0,0]
[726,1,31,5,31,5,"2014-01-31",6,"w",null,{"$f":"IF(I736=\"h\",INDEX(ID!$K$8:$K$31,FBR!$D736+1)*INDEX(ID!$K$35:$K$46,$B736),0)","v":0},{"$f":"IF(I736=\"w\",INDEX(ID!$L$8:$L$31,FBR!$D736+1)*INDEX(ID!$L$35:$L$46,$B736),0)","v":27},{"$f":"IF(I736=\"h\",INDEX(ID!$M$8:$M$31,FBR!$D736+1)*INDEX(ID!$M$35:$M$46,$B736),0)","v":0},{"$f":"IF(I736=\"w\",INDEX(ID!$N$8:$N$31,FBR!$D736+1)*INDEX(ID!$N$35:$N$46,$B736),0)","v":27},null,0,15.94618981215651,0,0]
[727,1,31,6,31,5,"2014-01-31",6,"w",null,{"$f":"IF(I737=\"h\",INDEX(ID!$K$8:$K$31,FBR!$D737+1)*INDEX(ID!$K$35:$K$46,$B737),0)","v":0},{"$f":"IF(I737=\"w\",INDEX(ID!$L$8:$L$31,FBR!$D737+1)*INDEX(ID!$L$35:$L$46,$B737),0)","v":29},{"$f":"IF(I737=\"h\",INDEX(ID!$M$8:$M$31,FBR!$D737+1)*INDEX(ID!$M$35:$M$46,$B737),0)","v":0},{"$f":"IF(I737=\"w\",INDEX(ID!$N$8:$N$31,FBR!$D737+1)*INDEX(ID!$N$35:$N$46,$B737),0)","v":29},null,0,17.127389057501436,0,0]
[728,1,31,7,31,5,"2014-01-31",6,"w",null,{"$f":"IF(I738=\"h\",INDEX(ID!$K$8:$K$31,FBR!$D738+1)*INDEX(ID!$K$35:$K$46,$B738),0)","v":0},{"$f":"IF(I738=\"w\",INDEX(ID!$L$8:$L$31,FBR!$D738+1)*INDEX(ID!$L$35:$L$46,$B738),0)","v":32},{"$f":"IF(I738=\"h\",INDEX(ID!$M$8:$M$31,FBR!$D738+1)*INDEX(ID!$M$35:$M$46,$B738),0)","v":0},{"$f":"IF(I738=\"w\",INDEX(ID!$N$8:$N$31,FBR!$D738+1)*INDEX(ID!$N$35:$N$46,$B738),0)","v":32},null,0,18.899187925518824,0,0]
[729,1,31,8,31,5,"2014-01-31",6,"w",null,{"$f":"IF(I739=\"h\",INDEX(ID!$K$8:$K$31,FBR!$D739+1)*INDEX(ID!$K$35:$K$46,$B739),0)","v":0},{"$f":"IF(I739=\"w\",INDEX(ID!$L$8:$L$31,FBR!$D739+1)*INDEX(ID!$L$35:$L$46,$B739),0)","v":35},{"$f":"IF(I739=\"h\",INDEX(ID!$M$8:$M$31,FBR!$D739+1)*INDEX(ID!$M$35:$M$46,$B739),0)","v":0},{"$f":"IF(I739=\"w\",INDEX(ID!$N$8:$N$31,FBR!$D739+1)*INDEX(ID!$N$35:$N$46,$B739),0)","v":35},null,0,20.670986793536215,0,0]
[730,1,31,9,{"$f":"E716+1","v":31},5,"2014-01-31",6,"w",null,{"$f":"IF(I740=\"h\",INDEX(ID!$K$8:$K$31,FBR!$D740+1)*INDEX(ID!$K$35:$K$46,$B740),0)","v":0},{"$f":"IF(I740=\"w\",INDEX(ID!$L$8:$L$31,FBR!$D740+1)*INDEX(ID!$L$35:$L$46,$B740),0)","v":38},{"$f":"IF(I740=\"h\",INDEX(ID!$M$8:$M$31,FBR!$D740+1)*INDEX(ID!$M$35:$M$46,$B740),0)","v":0},{"$f":"IF(I740=\"w\",INDEX(ID!$N$8:$N$31,FBR!$D740+1)*INDEX(ID!$N$35:$N$46,$B740),0)","v":38},null,0,22.442785661553604,0,0]
[731,1,31,10,31,5,"2014-01-31",6,"w",null,{"$f":"IF(I741=\"h\",INDEX(ID!$K$8:$K$31,FBR!$D741+1)*INDEX(ID!$K$35:$K$46,$B741),0)","v":0},{"$f":"IF(I741=\"w\",INDEX(ID!$L$8:$L$31,FBR!$D741+1)*INDEX(ID!$L$35:$L$46,$B741),0)","v":40},{"$f":"IF(I741=\"h\",INDEX(ID!$M$8:$M$31,FBR!$D741+1)*INDEX(ID!$M$35:$M$46,$B741),0)","v":0},{"$f":"IF(I741=\"w\",INDEX(ID!$N$8:$N$31,FBR!$D741+1)*INDEX(ID!$N$35:$N$46,$B741),0)","v":40},null,0,23.623984906898531,0,0]
[732,1,31,11,31,5,"2014-01-31",6,"w",null,{"$f":"IF(I742=\"h\",INDEX(ID!$K$8:$K$31,FBR!$D742+1)*INDEX(ID!$K$35:$K$46,$B742),0)","v":0},{"$f":"IF(I742=\"w\",INDEX(ID!$L$8:$L$31,FBR!$D742+1)*INDEX(ID!$L$35:$L$46,$B742),0)","v":42},{"$f":"IF(I742=\"h\",INDEX(ID!$M$8:$M$31,FBR!$D742+1)*INDEX(ID!$M$35:$M$46,$B742),0)","v":0},{"$f":"IF(I742=\"w\",INDEX(ID!$N$8:$N$31,FBR!$D742+1)*INDEX(ID!$N$35:$N$46,$B742),0)","v":42},null,0,24.805184152243459,0,0]
[733,1,31,12,31,5,"2014-01-31",6,"w",null,{"$f":"IF(I743=\"h\",INDEX(ID!$K$8:$K$31,FBR!$D743+1)*INDEX(ID!$K$35:$K$46,$B743),0)","v":0},{"$f":"IF(I743=\"w\",INDEX(ID!$L$8:$L$31,FBR!$D743+1)*INDEX(ID!$L$35:$L$46,$B743),0)","v":43},{"$f":"IF(I743=\"h\",INDEX(ID!$M$8:$M$31,FBR!$D743+1)*INDEX(ID!$M$35:$M$46,$B743),0)","v":0},{"$f":"IF(I743=\"w\",INDEX(ID!$N$8:$N$31,FBR!$D743+1)*INDEX(ID!$N$35:$N$46,$B743),0)","v":43},null,0,25.395783774915923,0,0]
[734,1,31,13,31,5,"2014-01-31",6,"w",null,{"$f":"IF(I744=\"h\",INDEX(ID!$K$8:$K$31,FBR!$D744+1)*INDEX(ID!$K$35:$K$46,$B744),0)","v":0},{"$f":"IF(I744=\"w\",INDEX(ID!$L$8:$L$31,FBR!$D744+1)*INDEX(ID!$L$35:$L$46,$B744),0)","v":44},{"$f":"IF(I744=\"h\",INDEX(ID!$M$8:$M$31,FBR!$D744+1)*INDEX(ID!$M$35:$M$46,$B744),0)","v":0},{"$f":"IF(I744=\"w\",INDEX(ID!$N$8:$N$31,FBR!$D744+1)*INDEX(ID!$N$35:$N$46,$B744),0)","v":44},null,0,25.986383397588384,0,0]
[735,1,31,14,31,5,"2014-01-31",6,"w",null,{"$f":"IF(I745=\"h\",INDEX(ID!$K$8:$K$31,FBR!$D745+1)*INDEX(ID!$K$35:$K$46,$B745),0)","v":0},{"$f":"IF(I745=\"w\",INDEX(ID!$L$8:$L$31,FBR!$D745+1)*INDEX(ID!$L$35:$L$46,$B745),0)","v":47},{"$f":"IF(I745=\"h\",INDEX(ID!$M$8:$M$31,FBR!$D745+1)*INDEX(ID!$M$35:$M$46,$B745),0)","v":0},{"$f":"IF(I745=\"w\",INDEX(ID!$N$8:$N$31,FBR!$D745+1)*INDEX(ID!$N$35:$N$46,$B745),0)","v":47},null,0,27.758182265605775,0,0]
[736,1,31,15,31,5,"2014-01-31",6,"w",null,{"$f":"IF(I746=\"h\",INDEX(ID!$K$8:$K$31,FBR!$D746+1)*INDEX(ID!$K$35:$K$46,$B746),0)","v":0},{"$f":"IF(I746=\"w\",INDEX(ID!$L$8:$L$31,FBR!$D746+1)*INDEX(ID!$L$35:$L$46,$B746),0)","v":50},{"$f":"IF(I746=\"h\",INDEX(ID!$M$8:$M$31,FBR!$D746+1)*INDEX(ID!$M$35:$M$46,$B746),0)","v":0},{"$f":"IF(I746=\"w\",INDEX(ID!$N$8:$N$31,FBR!$D746+1)*INDEX(ID!$N$35:$N$46,$B746),0)","v":50},null,0,29.529981133623163,0,0]
[737,1,31,16,31,5,"2014-01-31",6,"w",null,{"$f":"IF(I747=\"h\",INDEX(ID!$K$8:$K$31,FBR!$D747+1)*INDEX(ID!$K$35:$K$46,$B747),0)","v":0},{"$f":"IF(I747=\"w\",INDEX(ID!$L$8:$L$31,FBR!$D747+1)*INDEX(ID!$L$35:$L$46,$B747),0)","v":53},{"$f":"IF(I747=\"h\",INDEX(ID!$M$8:$M$31,FBR!$D747+1)*INDEX(ID!$M$35:$M$46,$B747),0)","v":0},{"$f":"IF(I747=\"w\",INDEX(ID!$N$8:$N$31,FBR!$D747+1)*INDEX(ID!$N$35:$N$46,$B747),0)","v":53},null,0,31.301780001640555,0,0]
[738,1,31,17,31,5,"2014-01-31",6,"w",null,{"$f":"IF(I748=\"h\",INDEX(ID!$K$8:$K$31,FBR!$D748+1)*INDEX(ID!$K$35:$K$46,$B748),0)","v":0},{"$f":"IF(I748=\"w\",INDEX(ID!$L$8:$L$31,FBR!$D748+1)*INDEX(ID!$L$35:$L$46,$B748),0)","v":62},{"$f":"IF(I748=\"h\",INDEX(ID!$M$8:$M$31,FBR!$D748+1)*INDEX(ID!$M$35:$M$46,$B748),0)","v":0},{"$f":"IF(I748=\"w\",INDEX(ID!$N$8:$N$31,FBR!$D748+1)*INDEX(ID!$N$35:$N$46,$B748),0)","v":62},null,0,36.617176605692727,0,0]
[739,1,31,18,31,5,"2014-01-31",6,"w",null,{"$f":"IF(I749=\"h\",INDEX(ID!$K$8:$K$31,FBR!$D749+1)*INDEX(ID!$K$35:$K$46,$B749),0)","v":0},{"$f":"IF(I749=\"w\",INDEX(ID!$L$8:$L$31,FBR!$D749+1)*INDEX(ID!$L$35:$L$46,$B749),0)","v":65},{"$f":"IF(I749=\"h\",INDEX(ID!$M$8:$M$31,FBR!$D749+1)*INDEX(ID!$M$35:$M$46,$B749),0)","v":0},{"$f":"IF(I749=\"w\",INDEX(ID!$N$8:$N$31,FBR!$D749+1)*INDEX(ID!$N$35:$N$46,$B749),0)","v":65},null,0,38.388975473710111,0,0]
[740,1,31,19,31,5,"2014-01-31",6,"w",null,{"$f":"IF(I750=\"h\",INDEX(ID!$K$8:$K$31,FBR!$D750+1)*INDEX(ID!$K$35:$K$46,$B750),0)","v":0},{"$f":"IF(I750=\"w\",INDEX(ID!$L$8:$L$31,FBR!$D750+1)*INDEX(ID!$L$35:$L$46,$B750),0)","v":60},{"$f":"IF(I750=\"h\",INDEX(ID!$M$8:$M$31,FBR!$D750+1)*INDEX(ID!$M$35:$M$46,$B750),0)","v":0},{"$f":"IF(I750=\"w\",INDEX(ID!$N$8:$N$31,FBR!$D750+1)*INDEX(ID!$N$35:$N$46,$B750),0)","v":60},null,0,35.435977360347799,0,0]
[741,1,31,20,31,5,"2014-01-31",6,"w",null,{"$f":"IF(I751=\"h\",INDEX(ID!$K$8:$K$31,FBR!$D751+1)*INDEX(ID!$K$35:$K$46,$B751),0)","v":0},{"$f":"IF(I751=\"w\",INDEX(ID!$L$8:$L$31,FBR!$D751+1)*INDEX(ID!$L$35:$L$46,$B751),0)","v":53},{"$f":"IF(I751=\"h\",INDEX(ID!$M$8:$M$31,FBR!$D751+1)*INDEX(ID!$M$35:$M$46,$B751),0)","v":0},{"$f":"IF(I751=\"w\",INDEX(ID!$N$8:$N$31,FBR!$D751+1)*INDEX(ID!$N$35:$N$46,$B751),0)","v":53},null,0,31.301780001640555,0,0]
[742,1,31,21,31,5,"2014-01-31",6,"w",null,{"$f":"IF(I752=\"h\",INDEX(ID!$K$8:$K$31,FBR!$D752+1)*INDEX(ID!$K$35:$K$46,$B752),0)","v":0},{"$f":"IF(I752=\"w\",INDEX(ID!$L$8:$L$31,FBR!$D752+1)*INDEX(ID!$L$35:$L$46,$B752),0)","v":50},{"$f":"IF(I752=\"h\",INDEX(ID!$M$8:$M$31,FBR!$D752+1)*INDEX(ID!$M$35:$M$46,$B752),0)","v":0},{"$f":"IF(I752=\"w\",INDEX(ID!$N$8:$N$31,FBR!$D752+1)*INDEX(ID!$N$35:$N$46,$B752),0)","v":50},null,0,29.529981133623163,0,0]
[743,1,31,22,31,5,"2014-01-31",6,"w",null,{"$f":"IF(I753=\"h\",INDEX(ID!$K$8:$K$31,FBR!$D753+1)*INDEX(ID!$K$35:$K$46,$B753),0)","v":0},{"$f":"IF(I753=\"w\",INDEX(ID!$L$8:$L$31,FBR!$D753+1)*INDEX(ID!$L$35:$L$46,$B753),0)","v":45},{"$f":"IF(I753=\"h\",INDEX(ID!$M$8:$M$31,FBR!$D753+1)*INDEX(ID!$M$35:$M$46,$B753),0)","v":0},{"$f":"IF(I753=\"w\",INDEX(ID!$N$8:$N$31,FBR!$D753+1)*INDEX(ID!$N$35:$N$46,$B753),0)","v":45},null,0,26.576983020260847,0,0]
[744,1,31,23,31,5,"2014-01-31",6,"w",null,{"$f":"IF(I754=\"h\",INDEX(ID!$K$8:$K$31,FBR!$D754+1)*INDEX(ID!$K$35:$K$46,$B754),0)","v":0},{"$f":"IF(I754=\"w\",INDEX(ID!$L$8:$L$31,FBR!$D754+1)*INDEX(ID!$L$35:$L$46,$B754),0)","v":40},{"$f":"IF(I754=\"h\",INDEX(ID!$M$8:$M$31,FBR!$D754+1)*INDEX(ID!$M$35:$M$46,$B754),0)","v":0},{"$f":"IF(I754=\"w\",INDEX(ID!$N$8:$N$31,FBR!$D754+1)*INDEX(ID!$N$35:$N$46,$B754),0)","v":40},null,0,23.623984906898531,0,0]
[745,2,1,0,32,5,"2014-02-01",7,"w",null,{"$f":"IF(I755=\"h\",INDEX(ID!$K$8:$K$31,FBR!$D755+1)*INDEX(ID!$K$35:$K$46,$B755),0)","v":0},{"$f":"IF(I755=\"w\",INDEX(ID!$L$8:$L$31,FBR!$D755+1)*INDEX(ID!$L$35:$L$46,$B755),0)","v":35},{"$f":"IF(I755=\"h\",INDEX(ID!$M$8:$M$31,FBR!$D755+1)*INDEX(ID!$M$35:$M$46,$B755),0)","v":0},{"$f":"IF(I755=\"w\",INDEX(ID!$N$8:$N$31,FBR!$D755+1)*INDEX(ID!$N$35:$N$46,$B755),0)","v":35},null,0,20.670986793536215,0,0]
[746,2,1,1,32,{"$f":"F588+1","v":5},"2014-02-01",7,"w",null,{"$f":"IF(I756=\"h\",INDEX(ID!$K$8:$K$31,FBR!$D756+1)*INDEX(ID!$K$35:$K$46,$B756),0)","v":0},{"$f":"IF(I756=\"w\",INDEX(ID!$L$8:$L$31,FBR!$D756+1)*INDEX(ID!$L$35:$L$46,$B756),0)","v":30},{"$f":"IF(I756=\"h\",INDEX(ID!$M$8:$M$31,FBR!$D756+1)*INDEX(ID!$M$35:$M$46,$B756),0)","v":0},{"$f":"IF(I756=\"w\",INDEX(ID!$N$8:$N$31,FBR!$D756+1)*INDEX(ID!$N$35:$N$46,$B756),0)","v":30},null,0,17.717988680173899,0,0]
[747,2,1,2,32,5,"2014-02-01",7,"w",null,{"$f":"IF(I757=\"h\",INDEX(ID!$K$8:$K$31,FBR!$D757+1)*INDEX(ID!$K$35:$K$46,$B757),0)","v":0},{"$f":"IF(I757=\"w\",INDEX(ID!$L$8:$L$31,FBR!$D757+1)*INDEX(ID!$L$35:$L$46,$B757),0)","v":28},{"$f":"IF(I757=\"h\",INDEX(ID!$M$8:$M$31,FBR!$D757+1)*INDEX(ID!$M$35:$M$46,$B757),0)","v":0},{"$f":"IF(I757=\"w\",INDEX(ID!$N$8:$N$31,FBR!$D757+1)*INDEX(ID!$N$35:$N$46,$B757),0)","v":28},null,0,16.536789434828972,0,0]
[748,2,1,3,32,5,"2014-02-01",7,"w",null,{"$f":"IF(I758=\"h\",INDEX(ID!$K$8:$K$31,FBR!$D758+1)*INDEX(ID!$K$35:$K$46,$B758),0)","v":0},{"$f":"IF(I758=\"w\",INDEX(ID!$L$8:$L$31,FBR!$D758+1)*INDEX(ID!$L$35:$L$46,$B758),0)","v":27},{"$f":"IF(I758=\"h\",INDEX(ID!$M$8:$M$31,FBR!$D758+1)*INDEX(ID!$M$35:$M$46,$B758),0)","v":0},{"$f":"IF(I758=\"w\",INDEX(ID!$N$8:$N$31,FBR!$D758+1)*INDEX(ID!$N$35:$N$46,$B758),0)","v":27},null,0,15.94618981215651,0,0]
[749,2,1,4,32,5,"2014-02-01",7,"w",null,{"$f":"IF(I759=\"h\",INDEX(ID!$K$8:$K$31,FBR!$D759+1)*INDEX(ID!$K$35:$K$46,$B759),0)","v":0},{"$f":"IF(I759=\"w\",INDEX(ID!$L$8:$L$31,FBR!$D759+1)*INDEX(ID!$L$35:$L$46,$B759),0)","v":27},{"$f":"IF(I759=\"h\",INDEX(ID!$M$8:$M$31,FBR!$D759+1)*INDEX(ID!$M$35:$M$46,$B759),0)","v":0},{"$f":"IF(I759=\"w\",INDEX(ID!$N$8:$N$31,FBR!$D759+1)*INDEX(ID!$N$35:$N$46,$B759),0)","v":27},null,0,15.94618981215651,0,0]
[750,2,1,5,32,5,"2014-02-01",7,"w",null,{"$f":"IF(I760=\"h\",INDEX(ID!$K$8:$K$31,FBR!$D760+1)*INDEX(ID!$K$35:$K$46,$B760),0)","v":0},{"$f":"IF(I760=\"w\",INDEX(ID!$L$8:$L$31,FBR!$D760+1)*INDEX(ID!$L$35:$L$46,$B760),0)","v":27},{"$f":"IF(I760=\"h\",INDEX(ID!$M$8:$M$31,FBR!$D760+1)*INDEX(ID!$M$35:$M$46,$B760),0)","v":0},{"$f":"IF(I760=\"w\",INDEX(ID!$N$8:$N$31,FBR!$D760+1)*INDEX(ID!$N$35:$N$46,$B760),0)","v":27},null,0,15.94618981215651,0,0]
[751,2,1,6,32,5,"2014-02-01",7,"w",null,{"$f":"IF(I761=\"h\",INDEX(ID!$K$8:$K$31,FBR!$D761+1)*INDEX(ID!$K$35:$K$46,$B761),0)","v":0},{"$f":"IF(I761=\"w\",INDEX(ID!$L$8:$L$31,FBR!$D761+1)*INDEX(ID!$L$35:$L$46,$B761),0)","v":29},{"$f":"IF(I761=\"h\",INDEX(ID!$M$8:$M$31,FBR!$D761+1)*INDEX(ID!$M$35:$M$46,$B761),0)","v":0},{"$f":"IF(I761=\"w\",INDEX(ID!$N$8:$N$31,FBR!$D761+1)*INDEX(ID!$N$35:$N$46,$B761),0)","v":29},null,0,17.127389057501436,0,0]
[752,2,1,7,32,5,"2014-02-01",7,"w",null,{"$f":"IF(I762=\"h\",INDEX(ID!$K$8:$K$31,FBR!$D762+1)*INDEX(ID!$K$35:$K$46,$B762),0)","v":0},{"$f":"IF(I762=\"w\",INDEX(ID!$L$8:$L$31,FBR!$D762+1)*INDEX(ID!$L$35:$L$46,$B762),0)","v":32},{"$f":"IF(I762=\"h\",INDEX(ID!$M$8:$M$31,FBR!$D762+1)*INDEX(ID!$M$35:$M$46,$B762),0)","v":0},{"$f":"IF(I762=\"w\",INDEX(ID!$N$8:$N$31,FBR!$D762+1)*INDEX(ID!$N$35:$N$46,$B762),0)","v":32},null,0,18.899187925518824,0,0]
[753,2,1,8,32,5,"2014-02-01",7,"w",null,{"$f":"IF(I763=\"h\",INDEX(ID!$K$8:$K$31,FBR!$D763+1)*INDEX(ID!$K$35:$K$46,$B763),0)","v":0},{"$f":"IF(I763=\"w\",INDEX(ID!$L$8:$L$31,FBR!$D763+1)*INDEX(ID!$L$35:$L$46,$B763),0)","v":35},{"$f":"IF(I763=\"h\",INDEX(ID!$M$8:$M$31,FBR!$D763+1)*INDEX(ID!$M$35:$M$46,$B763),0)","v":0},{"$f":"IF(I763=\"w\",INDEX(ID!$N$8:$N$31,FBR!$D763+1)*INDEX(ID!$N$35:$N$46,$B763),0)","v":35},null,0,20.670986793536215,0,0]
[754,2,1,9,32,5,"2014-02-01",7,"w",null,{"$f":"IF(I764=\"h\",INDEX(ID!$K$8:$K$31,FBR!$D764+1)*INDEX(ID!$K$35:$K$46,$B764),0)","v":0},{"$f":"IF(I764=\"w\",INDEX(ID!$L$8:$L$31,FBR!$D764+1)*INDEX(ID!$L$35:$L$46,$B764),0)","v":38},{"$f":"IF(I764=\"h\",INDEX(ID!$M$8:$M$31,FBR!$D764+1)*INDEX(ID!$M$35:$M$46,$B764),0)","v":0},{"$f":"IF(I764=\"w\",INDEX(ID!$N$8:$N$31,FBR!$D764+1)*INDEX(ID!$N$35:$N$46,$B764),0)","v":38},null,0,22.442785661553604,0,0]
[755,2,1,10,32,5,"2014-02-01",7,"w",null,{"$f":"IF(I765=\"h\",INDEX(ID!$K$8:$K$31,FBR!$D765+1)*INDEX(ID!$K$35:$K$46,$B765),0)","v":0},{"$f":"IF(I765=\"w\",INDEX(ID!$L$8:$L$31,FBR!$D765+1)*INDEX(ID!$L$35:$L$46,$B765),0)","v":40},{"$f":"IF(I765=\"h\",INDEX(ID!$M$8:$M$31,FBR!$D765+1)*INDEX(ID!$M$35:$M$46,$B765),0)","v":0},{"$f":"IF(I765=\"w\",INDEX(ID!$N$8:$N$31,FBR!$D765+1)*INDEX(ID!$N$35:$N$46,$B765),0)","v":40},null,0,23.623984906898531,0,0]
[756,2,1,11,32,5,"2014-02-01",7,"w",null,{"$f":"IF(I766=\"h\",INDEX(ID!$K$8:$K$31,FBR!$D766+1)*INDEX(ID!$K$35:$K$46,$B766),0)","v":0},{"$f":"IF(I766=\"w\",INDEX(ID!$L$8:$L$31,FBR!$D766+1)*INDEX(ID!$L$35:$L$46,$B766),0)","v":42},{"$f":"IF(I766=\"h\",INDEX(ID!$M$8:$M$31,FBR!$D766+1)*INDEX(ID!$M$35:$M$46,$B766),0)","v":0},{"$f":"IF(I766=\"w\",INDEX(ID!$N$8:$N$31,FBR!$D766+1)*INDEX(ID!$N$35:$N$46,$B766),0)","v":42},null,0,24.805184152243459,0,0]
[757,2,1,12,32,5,"2014-02-01",7,"w",null,{"$f":"IF(I767=\"h\",INDEX(ID!$K$8:$K$31,FBR!$D767+1)*INDEX(ID!$K$35:$K$46,$B767),0)","v":0},{"$f":"IF(I767=\"w\",INDEX(ID!$L$8:$L$31,FBR!$D767+1)*INDEX(ID!$L$35:$L$46,$B767),0)","v":43},{"$f":"IF(I767=\"h\",INDEX(ID!$M$8:$M$31,FBR!$D767+1)*INDEX(ID!$M$35:$M$46,$B767),0)","v":0},{"$f":"IF(I767=\"w\",INDEX(ID!$N$8:$N$31,FBR!$D767+1)*INDEX(ID!$N$35:$N$46,$B767),0)","v":43},null,0,25.395783774915923,0,0]
[758,2,1,13,32,5,"2014-02-01",7,"w",null,{"$f":"IF(I768=\"h\",INDEX(ID!$K$8:$K$31,FBR!$D768+1)*INDEX(ID!$K$35:$K$46,$B768),0)","v":0},{"$f":"IF(I768=\"w\",INDEX(ID!$L$8:$L$31,FBR!$D768+1)*INDEX(ID!$L$35:$L$46,$B768),0)","v":44},{"$f":"IF(I768=\"h\",INDEX(ID!$M$8:$M$31,FBR!$D768+1)*INDEX(ID!$M$35:$M$46,$B768),0)","v":0},{"$f":"IF(I768=\"w\",INDEX(ID!$N$8:$N$31,FBR!$D768+1)*INDEX(ID!$N$35:$N$46,$B768),0)","v":44},null,0,25.986383397588384,0,0]
[759,2,1,14,32,5,"2014-02-01",7,"w",null,{"$f":"IF(I769=\"h\",INDEX(ID!$K$8:$K$31,FBR!$D769+1)*INDEX(ID!$K$35:$K$46,$B769),0)","v":0},{"$f":"IF(I769=\"w\",INDEX(ID!$L$8:$L$31,FBR!$D769+1)*INDEX(ID!$L$35:$L$46,$B769),0)","v":47},{"$f":"IF(I769=\"h\",INDEX(ID!$M$8:$M$31,FBR!$D769+1)*INDEX(ID!$M$35:$M$46,$B769),0)","v":0},{"$f":"IF(I769=\"w\",INDEX(ID!$N$8:$N$31,FBR!$D769+1)*INDEX(ID!$N$35:$N$46,$B769),0)","v":47},null,0,27.758182265605775,0,0]
[760,2,1,15,32,5,"2014-02-01",7,"w",null,{"$f":"IF(I770=\"h\",INDEX(ID!$K$8:$K$31,FBR!$D770+1)*INDEX(ID!$K$35:$K$46,$B770),0)","v":0},{"$f":"IF(I770=\"w\",INDEX(ID!$L$8:$L$31,FBR!$D770+1)*INDEX(ID!$L$35:$L$46,$B770),0)","v":50},{"$f":"IF(I770=\"h\",INDEX(ID!$M$8:$M$31,FBR!$D770+1)*INDEX(ID!$M$35:$M$46,$B770),0)","v":0},{"$f":"IF(I770=\"w\",INDEX(ID!$N$8:$N$31,FBR!$D770+1)*INDEX(ID!$N$35:$N$46,$B770),0)","v":50},null,0,29.529981133623163,0,0]
[761,2,1,16,32,5,"2014-02-01",7,"w",null,{"$f":"IF(I771=\"h\",INDEX(ID!$K$8:$K$31,FBR!$D771+1)*INDEX(ID!$K$35:$K$46,$B771),0)","v":0},{"$f":"IF(I771=\"w\",INDEX(ID!$L$8:$L$31,FBR!$D771+1)*INDEX(ID!$L$35:$L$46,$B771),0)","v":53},{"$f":"IF(I771=\"h\",INDEX(ID!$M$8:$M$31,FBR!$D771+1)*INDEX(ID!$M$35:$M$46,$B771),0)","v":0},{"$f":"IF(I771=\"w\",INDEX(ID!$N$8:$N$31,FBR!$D771+1)*INDEX(ID!$N$35:$N$46,$B771),0)","v":53},null,0,31.301780001640555,0,0]
[762,2,1,17,32,5,"2014-02-01",7,"w",null,{"$f":"IF(I772=\"h\",INDEX(ID!$K$8:$K$31,FBR!$D772+1)*INDEX(ID!$K$35:$K$46,$B772),0)","v":0},{"$f":"IF(I772=\"w\",INDEX(ID!$L$8:$L$31,FBR!$D772+1)*INDEX(ID!$L$35:$L$46,$B772),0)","v":62},{"$f":"IF(I772=\"h\",INDEX(ID!$M$8:$M$31,FBR!$D772+1)*INDEX(ID!$M$35:$M$46,$B772),0)","v":0},{"$f":"IF(I772=\"w\",INDEX(ID!$N$8:$N$31,FBR!$D772+1)*INDEX(ID!$N$35:$N$46,$B772),0)","v":62},null,0,36.617176605692727,0,0]
[763,2,1,18,32,5,"2014-02-01",7,"w",null,{"$f":"IF(I773=\"h\",INDEX(ID!$K$8:$K$31,FBR!$D773+1)*INDEX(ID!$K$35:$K$46,$B773),0)","v":0},{"$f":"IF(I773=\"w\",INDEX(ID!$L$8:$L$31,FBR!$D773+1)*INDEX(ID!$L$35:$L$46,$B773),0)","v":65},{"$f":"IF(I773=\"h\",INDEX(ID!$M$8:$M$31,FBR!$D773+1)*INDEX(ID!$M$35:$M$46,$B773),0)","v":0},{"$f":"IF(I773=\"w\",INDEX(ID!$N$8:$N$31,FBR!$D773+1)*INDEX(ID!$N$35:$N$46,$B773),0)","v":65},null,0,38.388975473710111,0,0]
[764,2,1,19,32,5,"2014-02-01",7,"w",null,{"$f":"IF(I774=\"h\",INDEX(ID!$K$8:$K$31,FBR!$D774+1)*INDEX(ID!$K$35:$K$46,$B774),0)","v":0},{"$f":"IF(I774=\"w\",INDEX(ID!$L$8:$L$31,FBR!$D774+1)*INDEX(ID!$L$35:$L$46,$B774),0)","v":60},{"$f":"IF(I774=\"h\",INDEX(ID!$M$8:$M$31,FBR!$D774+1)*INDEX(ID!$M$35:$M$46,$B774),0)","v":0},{"$f":"IF(I774=\"w\",INDEX(ID!$N$8:$N$31,FBR!$D774+1)*INDEX(ID!$N$35:$N$46,$B774),0)","v":60},null,0,35.435977360347799,0,0]
[765,2,1,20,32,5,"2014-02-01",7,"w",null,{"$f":"IF(I775=\"h\",INDEX(ID!$K$8:$K$31,FBR!$D775+1)*INDEX(ID!$K$35:$K$46,$B775),0)","v":0},{"$f":"IF(I775=\"w\",INDEX(ID!$L$8:$L$31,FBR!$D775+1)*INDEX(ID!$L$35:$L$46,$B775),0)","v":53},{"$f":"IF(I775=\"h\",INDEX(ID!$M$8:$M$31,FBR!$D775+1)*INDEX(ID!$M$35:$M$46,$B775),0)","v":0},{"$f":"IF(I775=\"w\",INDEX(ID!$N$8:$N$31,FBR!$D775+1)*INDEX(ID!$N$35:$N$46,$B775),0)","v":53},null,0,31.301780001640555,0,0]
[766,2,1,21,32,5,"2014-02-01",7,"w",null,{"$f":"IF(I776=\"h\",INDEX(ID!$K$8:$K$31,FBR!$D776+1)*INDEX(ID!$K$35:$K$46,$B776),0)","v":0},{"$f":"IF(I776=\"w\",INDEX(ID!$L$8:$L$31,FBR!$D776+1)*INDEX(ID!$L$35:$L$46,$B776),0)","v":50},{"$f":"IF(I776=\"h\",INDEX(ID!$M$8:$M$31,FBR!$D776+1)*INDEX(ID!$M$35:$M$46,$B776),0)","v":0},{"$f":"IF(I776=\"w\",INDEX(ID!$N$8:$N$31,FBR!$D776+1)*INDEX(ID!$N$35:$N$46,$B776),0)","v":50},null,0,29.529981133623163,0,0]
[767,2,1,22,32,5,"2014-02-01",7,"w",null,{"$f":"IF(I777=\"h\",INDEX(ID!$K$8:$K$31,FBR!$D777+1)*INDEX(ID!$K$35:$K$46,$B777),0)","v":0},{"$f":"IF(I777=\"w\",INDEX(ID!$L$8:$L$31,FBR!$D777+1)*INDEX(ID!$L$35:$L$46,$B777),0)","v":45},{"$f":"IF(I777=\"h\",INDEX(ID!$M$8:$M$31,FBR!$D777+1)*INDEX(ID!$M$35:$M$46,$B777),0)","v":0},{"$f":"IF(I777=\"w\",INDEX(ID!$N$8:$N$31,FBR!$D777+1)*INDEX(ID!$N$35:$N$46,$B777),0)","v":45},null,0,26.576983020260847,0,0]
[768,2,1,23,32,5,"2014-02-01",7,"w",null,{"$f":"IF(I778=\"h\",INDEX(ID!$K$8:$K$31,FBR!$D778+1)*INDEX(ID!$K$35:$K$46,$B778),0)","v":0},{"$f":"IF(I778=\"w\",INDEX(ID!$L$8:$L$31,FBR!$D778+1)*INDEX(ID!$L$35:$L$46,$B778),0)","v":40},{"$f":"IF(I778=\"h\",INDEX(ID!$M$8:$M$31,FBR!$D778+1)*INDEX(ID!$M$35:$M$46,$B778),0)","v":0},{"$f":"IF(I778=\"w\",INDEX(ID!$N$8:$N$31,FBR!$D778+1)*INDEX(ID!$N$35:$N$46,$B778),0)","v":40},null,0,23.623984906898531,0,0]
[769,2,2,0,33,5,"2014-02-02",{"$f":"WEEKDAY(G779)","v":1},{"$f":"IF(OR(H779=6,H779=7),\"w\",\"h\")","v":"h"},null,{"$f":"IF(I779=\"h\",INDEX(ID!$K$8:$K$31,FBR!$D779+1)*INDEX(ID!$K$35:$K$46,$B779),0)","v":35},{"$f":"IF(I779=\"w\",INDEX(ID!$L$8:$L$31,FBR!$D779+1)*INDEX(ID!$L$35:$L$46,$B779),0)","v":0},{"$f":"IF(I779=\"h\",INDEX(ID!$M$8:$M$31,FBR!$D779+1)*INDEX(ID!$M$35:$M$46,$B779),0)","v":35},{"$f":"IF(I779=\"w\",INDEX(ID!$N$8:$N$31,FBR!$D779+1)*INDEX(ID!$N$35:$N$46,$B779),0)","v":0},null,{"$f":"K779*(indvforbrug*antalbrugere)/($K$8789+$L$8789)","v":20.670986793536215},{"$f":"L779*indvforbrug*antalbrugere/($K$8789+$L$8789)","v":0},{"$f":"M779*fællesforbrug/($M$8789+$N$8789)","v":0},{"$f":"N779*fællesforbrug/($M$8789+$N$8789)","v":0}]
[{"$f":"A779+1","v":770},2,2,1,33,5,{"$f":"DATE(2014,B780,C780)","v":"2014-02-02"},1,"h",null,{"$f":"IF(I780=\"h\",INDEX(ID!$K$8:$K$31,FBR!$D780+1)*INDEX(ID!$K$35:$K$46,$B780),0)","v":30},{"$f":"IF(I780=\"w\",INDEX(ID!$L$8:$L$31,FBR!$D780+1)*INDEX(ID!$L$35:$L$46,$B780),0)","v":0},{"$f":"IF(I780=\"h\",INDEX(ID!$M$8:$M$31,FBR!$D780+1)*INDEX(ID!$M$35:$M$46,$B780),0)","v":30},{"$f":"IF(I780=\"w\",INDEX(ID!$N$8:$N$31,FBR!$D780+1)*INDEX(ID!$N$35:$N$46,$B780),0)","v":0},null,17.717988680173899,0,0,0]
[771,2,2,2,33,5,"2014-02-02",1,"h",null,{"$f":"IF(I781=\"h\",INDEX(ID!$K$8:$K$31,FBR!$D781+1)*INDEX(ID!$K$35:$K$46,$B781),0)","v":28},{"$f":"IF(I781=\"w\",INDEX(ID!$L$8:$L$31,FBR!$D781+1)*INDEX(ID!$L$35:$L$46,$B781),0)","v":0},{"$f":"IF(I781=\"h\",INDEX(ID!$M$8:$M$31,FBR!$D781+1)*INDEX(ID!$M$35:$M$46,$B781),0)","v":28},{"$f":"IF(I781=\"w\",INDEX(ID!$N$8:$N$31,FBR!$D781+1)*INDEX(ID!$N$35:$N$46,$B781),0)","v":0},null,16.536789434828972,0,0,0]
[772,2,2,3,33,5,"2014-02-02",1,"h",null,{"$f":"IF(I782=\"h\",INDEX(ID!$K$8:$K$31,FBR!$D782+1)*INDEX(ID!$K$35:$K$46,$B782),0)","v":27},{"$f":"IF(I782=\"w\",INDEX(ID!$L$8:$L$31,FBR!$D782+1)*INDEX(ID!$L$35:$L$46,$B782),0)","v":0},{"$f":"IF(I782=\"h\",INDEX(ID!$M$8:$M$31,FBR!$D782+1)*INDEX(ID!$M$35:$M$46,$B782),0)","v":27},{"$f":"IF(I782=\"w\",INDEX(ID!$N$8:$N$31,FBR!$D782+1)*INDEX(ID!$N$35:$N$46,$B782),0)","v":0},null,15.94618981215651,0,0,0]
[773,2,2,4,33,5,"2014-02-02",1,"h",null,{"$f":"IF(I783=\"h\",INDEX(ID!$K$8:$K$31,FBR!$D783+1)*INDEX(ID!$K$35:$K$46,$B783),0)","v":27},{"$f":"IF(I783=\"w\",INDEX(ID!$L$8:$L$31,FBR!$D783+1)*INDEX(ID!$L$35:$L$46,$B783),0)","v":0},{"$f":"IF(I783=\"h\",INDEX(ID!$M$8:$M$31,FBR!$D783+1)*INDEX(ID!$M$35:$M$46,$B783),0)","v":27},{"$f":"IF(I783=\"w\",INDEX(ID!$N$8:$N$31,FBR!$D783+1)*INDEX(ID!$N$35:$N$46,$B783),0)","v":0},null,15.94618981215651,0,0,0]
[774,2,2,5,33,5,"2014-02-02",1,"h",null,{"$f":"IF(I784=\"h\",INDEX(ID!$K$8:$K$31,FBR!$D784+1)*INDEX(ID!$K$35:$K$46,$B784),0)","v":27},{"$f":"IF(I784=\"w\",INDEX(ID!$L$8:$L$31,FBR!$D784+1)*INDEX(ID!$L$35:$L$46,$B784),0)","v":0},{"$f":"IF(I784=\"h\",INDEX(ID!$M$8:$M$31,FBR!$D784+1)*INDEX(ID!$M$35:$M$46,$B784),0)","v":27},{"$f":"IF(I784=\"w\",INDEX(ID!$N$8:$N$31,FBR!$D784+1)*INDEX(ID!$N$35:$N$46,$B784),0)","v":0},null,15.94618981215651,0,0,0]
[775,2,2,6,33,5,"2014-02-02",1,"h",null,{"$f":"IF(I785=\"h\",INDEX(ID!$K$8:$K$31,FBR!$D785+1)*INDEX(ID!$K$35:$K$46,$B785),0)","v":29},{"$f":"IF(I785=\"w\",INDEX(ID!$L$8:$L$31,FBR!$D785+1)*INDEX(ID!$L$35:$L$46,$B785),0)","v":0},{"$f":"IF(I785=\"h\",INDEX(ID!$M$8:$M$31,FBR!$D785+1)*INDEX(ID!$M$35:$M$46,$B785),0)","v":29},{"$f":"IF(I785=\"w\",INDEX(ID!$N$8:$N$31,FBR!$D785+1)*INDEX(ID!$N$35:$N$46,$B785),0)","v":0},null,17.127389057501436,0,0,0]
[776,2,2,7,33,5,"2014-02-02",1,"h",null,{"$f":"IF(I786=\"h\",INDEX(ID!$K$8:$K$31,FBR!$D786+1)*INDEX(ID!$K$35:$K$46,$B786),0)","v":32},{"$f":"IF(I786=\"w\",INDEX(ID!$L$8:$L$31,FBR!$D786+1)*INDEX(ID!$L$35:$L$46,$B786),0)","v":0},{"$f":"IF(I786=\"h\",INDEX(ID!$M$8:$M$31,FBR!$D786+1)*INDEX(ID!$M$35:$M$46,$B786),0)","v":32},{"$f":"IF(I786=\"w\",INDEX(ID!$N$8:$N$31,FBR!$D786+1)*INDEX(ID!$N$35:$N$46,$B786),0)","v":0},null,18.899187925518824,0,0,0]
[777,2,2,8,33,5,"2014-02-02",1,"h",null,{"$f":"IF(I787=\"h\",INDEX(ID!$K$8:$K$31,FBR!$D787+1)*INDEX(ID!$K$35:$K$46,$B787),0)","v":35},{"$f":"IF(I787=\"w\",INDEX(ID!$L$8:$L$31,FBR!$D787+1)*INDEX(ID!$L$35:$L$46,$B787),0)","v":0},{"$f":"IF(I787=\"h\",INDEX(ID!$M$8:$M$31,FBR!$D787+1)*INDEX(ID!$M$35:$M$46,$B787),0)","v":35},{"$f":"IF(I787=\"w\",INDEX(ID!$N$8:$N$31,FBR!$D787+1)*INDEX(ID!$N$35:$N$46,$B787),0)","v":0},null,20.670986793536215,0,0,0]
[778,2,2,9,33,5,"2014-02-02",1,"h",null,{"$f":"IF(I788=\"h\",INDEX(ID!$K$8:$K$31,FBR!$D788+1)*INDEX(ID!$K$35:$K$46,$B788),0)","v":38},{"$f":"IF(I788=\"w\",INDEX(ID!$L$8:$L$31,FBR!$D788+1)*INDEX(ID!$L$35:$L$46,$B788),0)","v":0},{"$f":"IF(I788=\"h\",INDEX(ID!$M$8:$M$31,FBR!$D788+1)*INDEX(ID!$M$35:$M$46,$B788),0)","v":38},{"$f":"IF(I788=\"w\",INDEX(ID!$N$8:$N$31,FBR!$D788+1)*INDEX(ID!$N$35:$N$46,$B788),0)","v":0},null,22.442785661553604,0,0,0]
[779,2,2,10,33,5,"2014-02-02",1,"h",null,{"$f":"IF(I789=\"h\",INDEX(ID!$K$8:$K$31,FBR!$D789+1)*INDEX(ID!$K$35:$K$46,$B789),0)","v":40},{"$f":"IF(I789=\"w\",INDEX(ID!$L$8:$L$31,FBR!$D789+1)*INDEX(ID!$L$35:$L$46,$B789),0)","v":0},{"$f":"IF(I789=\"h\",INDEX(ID!$M$8:$M$31,FBR!$D789+1)*INDEX(ID!$M$35:$M$46,$B789),0)","v":40},{"$f":"IF(I789=\"w\",INDEX(ID!$N$8:$N$31,FBR!$D789+1)*INDEX(ID!$N$35:$N$46,$B789),0)","v":0},null,23.623984906898531,0,0,0]
[780,2,2,11,33,5,"2014-02-02",1,"h",null,{"$f":"IF(I790=\"h\",INDEX(ID!$K$8:$K$31,FBR!$D790+1)*INDEX(ID!$K$35:$K$46,$B790),0)","v":42},{"$f":"IF(I790=\"w\",INDEX(ID!$L$8:$L$31,FBR!$D790+1)*INDEX(ID!$L$35:$L$46,$B790),0)","v":0},{"$f":"IF(I790=\"h\",INDEX(ID!$M$8:$M$31,FBR!$D790+1)*INDEX(ID!$M$35:$M$46,$B790),0)","v":42},{"$f":"IF(I790=\"w\",INDEX(ID!$N$8:$N$31,FBR!$D790+1)*INDEX(ID!$N$35:$N$46,$B790),0)","v":0},null,24.805184152243459,0,0,0]
[781,2,2,12,33,5,"2014-02-02",1,"h",null,{"$f":"IF(I791=\"h\",INDEX(ID!$K$8:$K$31,FBR!$D791+1)*INDEX(ID!$K$35:$K$46,$B791),0)","v":43},{"$f":"IF(I791=\"w\",INDEX(ID!$L$8:$L$31,FBR!$D791+1)*INDEX(ID!$L$35:$L$46,$B791),0)","v":0},{"$f":"IF(I791=\"h\",INDEX(ID!$M$8:$M$31,FBR!$D791+1)*INDEX(ID!$M$35:$M$46,$B791),0)","v":43},{"$f":"IF(I791=\"w\",INDEX(ID!$N$8:$N$31,FBR!$D791+1)*INDEX(ID!$N$35:$N$46,$B791),0)","v":0},null,25.395783774915923,0,0,0]
[782,2,2,13,33,5,"2014-02-02",1,"h",null,{"$f":"IF(I792=\"h\",INDEX(ID!$K$8:$K$31,FBR!$D792+1)*INDEX(ID!$K$35:$K$46,$B792),0)","v":44},{"$f":"IF(I792=\"w\",INDEX(ID!$L$8:$L$31,FBR!$D792+1)*INDEX(ID!$L$35:$L$46,$B792),0)","v":0},{"$f":"IF(I792=\"h\",INDEX(ID!$M$8:$M$31,FBR!$D792+1)*INDEX(ID!$M$35:$M$46,$B792),0)","v":44},{"$f":"IF(I792=\"w\",INDEX(ID!$N$8:$N$31,FBR!$D792+1)*INDEX(ID!$N$35:$N$46,$B792),0)","v":0},null,25.986383397588384,0,0,0]
[783,2,2,14,33,5,"2014-02-02",1,"h",null,{"$f":"IF(I793=\"h\",INDEX(ID!$K$8:$K$31,FBR!$D793+1)*INDEX(ID!$K$35:$K$46,$B793),0)","v":47},{"$f":"IF(I793=\"w\",INDEX(ID!$L$8:$L$31,FBR!$D793+1)*INDEX(ID!$L$35:$L$46,$B793),0)","v":0},{"$f":"IF(I793=\"h\",INDEX(ID!$M$8:$M$31,FBR!$D793+1)*INDEX(ID!$M$35:$M$46,$B793),0)","v":47},{"$f":"IF(I793=\"w\",INDEX(ID!$N$8:$N$31,FBR!$D793+1)*INDEX(ID!$N$35:$N$46,$B793),0)","v":0},null,27.758182265605775,0,0,0]
[784,2,2,15,33,5,"2014-02-02",1,"h",null,{"$f":"IF(I794=\"h\",INDEX(ID!$K$8:$K$31,FBR!$D794+1)*INDEX(ID!$K$35:$K$46,$B794),0)","v":50},{"$f":"IF(I794=\"w\",INDEX(ID!$L$8:$L$31,FBR!$D794+1)*INDEX(ID!$L$35:$L$46,$B794),0)","v":0},{"$f":"IF(I794=\"h\",INDEX(ID!$M$8:$M$31,FBR!$D794+1)*INDEX(ID!$M$35:$M$46,$B794),0)","v":50},{"$f":"IF(I794=\"w\",INDEX(ID!$N$8:$N$31,FBR!$D794+1)*INDEX(ID!$N$35:$N$46,$B794),0)","v":0},null,29.529981133623163,0,0,0]
[785,2,2,16,33,5,"2014-02-02",1,"h",null,{"$f":"IF(I795=\"h\",INDEX(ID!$K$8:$K$31,FBR!$D795+1)*INDEX(ID!$K$35:$K$46,$B795),0)","v":53},{"$f":"IF(I795=\"w\",INDEX(ID!$L$8:$L$31,FBR!$D795+1)*INDEX(ID!$L$35:$L$46,$B795),0)","v":0},{"$f":"IF(I795=\"h\",INDEX(ID!$M$8:$M$31,FBR!$D795+1)*INDEX(ID!$M$35:$M$46,$B795),0)","v":53},{"$f":"IF(I795=\"w\",INDEX(ID!$N$8:$N$31,FBR!$D795+1)*INDEX(ID!$N$35:$N$46,$B795),0)","v":0},null,31.301780001640555,0,0,0]
[786,2,2,17,33,5,"2014-02-02",1,"h",null,{"$f":"IF(I796=\"h\",INDEX(ID!$K$8:$K$31,FBR!$D796+1)*INDEX(ID!$K$35:$K$46,$B796),0)","v":62},{"$f":"IF(I796=\"w\",INDEX(ID!$L$8:$L$31,FBR!$D796+1)*INDEX(ID!$L$35:$L$46,$B796),0)","v":0},{"$f":"IF(I796=\"h\",INDEX(ID!$M$8:$M$31,FBR!$D796+1)*INDEX(ID!$M$35:$M$46,$B796),0)","v":62},{"$f":"IF(I796=\"w\",INDEX(ID!$N$8:$N$31,FBR!$D796+1)*INDEX(ID!$N$35:$N$46,$B796),0)","v":0},null,36.617176605692727,0,0,0]
[787,2,2,18,33,5,"2014-02-02",1,"h",null,{"$f":"IF(I797=\"h\",INDEX(ID!$K$8:$K$31,FBR!$D797+1)*INDEX(ID!$K$35:$K$46,$B797),0)","v":65},{"$f":"IF(I797=\"w\",INDEX(ID!$L$8:$L$31,FBR!$D797+1)*INDEX(ID!$L$35:$L$46,$B797),0)","v":0},{"$f":"IF(I797=\"h\",INDEX(ID!$M$8:$M$31,FBR!$D797+1)*INDEX(ID!$M$35:$M$46,$B797),0)","v":65},{"$f":"IF(I797=\"w\",INDEX(ID!$N$8:$N$31,FBR!$D797+1)*INDEX(ID!$N$35:$N$46,$B797),0)","v":0},null,38.388975473710111,0,0,0]
[788,2,2,19,33,5,"2014-02-02",1,"h",null,{"$f":"IF(I798=\"h\",INDEX(ID!$K$8:$K$31,FBR!$D798+1)*INDEX(ID!$K$35:$K$46,$B798),0)","v":60},{"$f":"IF(I798=\"w\",INDEX(ID!$L$8:$L$31,FBR!$D798+1)*INDEX(ID!$L$35:$L$46,$B798),0)","v":0},{"$f":"IF(I798=\"h\",INDEX(ID!$M$8:$M$31,FBR!$D798+1)*INDEX(ID!$M$35:$M$46,$B798),0)","v":60},{"$f":"IF(I798=\"w\",INDEX(ID!$N$8:$N$31,FBR!$D798+1)*INDEX(ID!$N$35:$N$46,$B798),0)","v":0},null,35.435977360347799,0,0,0]
[789,2,2,20,33,5,"2014-02-02",1,"h",null,{"$f":"IF(I799=\"h\",INDEX(ID!$K$8:$K$31,FBR!$D799+1)*INDEX(ID!$K$35:$K$46,$B799),0)","v":53},{"$f":"IF(I799=\"w\",INDEX(ID!$L$8:$L$31,FBR!$D799+1)*INDEX(ID!$L$35:$L$46,$B799),0)","v":0},{"$f":"IF(I799=\"h\",INDEX(ID!$M$8:$M$31,FBR!$D799+1)*INDEX(ID!$M$35:$M$46,$B799),0)","v":53},{"$f":"IF(I799=\"w\",INDEX(ID!$N$8:$N$31,FBR!$D799+1)*INDEX(ID!$N$35:$N$46,$B799),0)","v":0},null,31.301780001640555,0,0,0]
[790,2,2,21,33,5,"2014-02-02",1,"h",null,{"$f":"IF(I800=\"h\",INDEX(ID!$K$8:$K$31,FBR!$D800+1)*INDEX(ID!$K$35:$K$46,$B800),0)","v":50},{"$f":"IF(I800=\"w\",INDEX(ID!$L$8:$L$31,FBR!$D800+1)*INDEX(ID!$L$35:$L$46,$B800),0)","v":0},{"$f":"IF(I800=\"h\",INDEX(ID!$M$8:$M$31,FBR!$D800+1)*INDEX(ID!$M$35:$M$46,$B800),0)","v":50},{"$f":"IF(I800=\"w\",INDEX(ID!$N$8:$N$31,FBR!$D800+1)*INDEX(ID!$N$35:$N$46,$B800),0)","v":0},null,29.529981133623163,0,0,0]
[791,2,2,22,33,5,"2014-02-02",1,"h",null,{"$f":"IF(I801=\"h\",INDEX(ID!$K$8:$K$31,FBR!$D801+1)*INDEX(ID!$K$35:$K$46,$B801),0)","v":45},{"$f":"IF(I801=\"w\",INDEX(ID!$L$8:$L$31,FBR!$D801+1)*INDEX(ID!$L$35:$L$46,$B801),0)","v":0},{"$f":"IF(I801=\"h\",INDEX(ID!$M$8:$M$31,FBR!$D801+1)*INDEX(ID!$M$35:$M$46,$B801),0)","v":45},{"$f":"IF(I801=\"w\",INDEX(ID!$N$8:$N$31,FBR!$D801+1)*INDEX(ID!$N$35:$N$46,$B801),0)","v":0},null,26.576983020260847,0,0,0]
[792,2,2,23,33,5,"2014-02-02",1,"h",null,{"$f":"IF(I802=\"h\",INDEX(ID!$K$8:$K$31,FBR!$D802+1)*INDEX(ID!$K$35:$K$46,$B802),0)","v":40},{"$f":"IF(I802=\"w\",INDEX(ID!$L$8:$L$31,FBR!$D802+1)*INDEX(ID!$L$35:$L$46,$B802),0)","v":0},{"$f":"IF(I802=\"h\",INDEX(ID!$M$8:$M$31,FBR!$D802+1)*INDEX(ID!$M$35:$M$46,$B802),0)","v":40},{"$f":"IF(I802=\"w\",INDEX(ID!$N$8:$N$31,FBR!$D802+1)*INDEX(ID!$N$35:$N$46,$B802),0)","v":0},null,23.623984906898531,0,0,0]
[793,2,3,0,34,5,"2014-02-03",2,"h",null,{"$f":"IF(I803=\"h\",INDEX(ID!$K$8:$K$31,FBR!$D803+1)*INDEX(ID!$K$35:$K$46,$B803),0)","v":35},{"$f":"IF(I803=\"w\",INDEX(ID!$L$8:$L$31,FBR!$D803+1)*INDEX(ID!$L$35:$L$46,$B803),0)","v":0},{"$f":"IF(I803=\"h\",INDEX(ID!$M$8:$M$31,FBR!$D803+1)*INDEX(ID!$M$35:$M$46,$B803),0)","v":35},{"$f":"IF(I803=\"w\",INDEX(ID!$N$8:$N$31,FBR!$D803+1)*INDEX(ID!$N$35:$N$46,$B803),0)","v":0},null,20.670986793536215,0,0,0]
[794,2,3,1,{"$f":"E780+1","v":34},5,"2014-02-03",2,"h",null,{"$f":"IF(I804=\"h\",INDEX(ID!$K$8:$K$31,FBR!$D804+1)*INDEX(ID!$K$35:$K$46,$B804),0)","v":30},{"$f":"IF(I804=\"w\",INDEX(ID!$L$8:$L$31,FBR!$D804+1)*INDEX(ID!$L$35:$L$46,$B804),0)","v":0},{"$f":"IF(I804=\"h\",INDEX(ID!$M$8:$M$31,FBR!$D804+1)*INDEX(ID!$M$35:$M$46,$B804),0)","v":30},{"$f":"IF(I804=\"w\",INDEX(ID!$N$8:$N$31,FBR!$D804+1)*INDEX(ID!$N$35:$N$46,$B804),0)","v":0},null,17.717988680173899,0,0,0]
[795,2,3,2,34,5,"2014-02-03",2,"h",null,{"$f":"IF(I805=\"h\",INDEX(ID!$K$8:$K$31,FBR!$D805+1)*INDEX(ID!$K$35:$K$46,$B805),0)","v":28},{"$f":"IF(I805=\"w\",INDEX(ID!$L$8:$L$31,FBR!$D805+1)*INDEX(ID!$L$35:$L$46,$B805),0)","v":0},{"$f":"IF(I805=\"h\",INDEX(ID!$M$8:$M$31,FBR!$D805+1)*INDEX(ID!$M$35:$M$46,$B805),0)","v":28},{"$f":"IF(I805=\"w\",INDEX(ID!$N$8:$N$31,FBR!$D805+1)*INDEX(ID!$N$35:$N$46,$B805),0)","v":0},null,16.536789434828972,0,0,0]
[796,2,3,3,34,5,"2014-02-03",2,"h",null,{"$f":"IF(I806=\"h\",INDEX(ID!$K$8:$K$31,FBR!$D806+1)*INDEX(ID!$K$35:$K$46,$B806),0)","v":27},{"$f":"IF(I806=\"w\",INDEX(ID!$L$8:$L$31,FBR!$D806+1)*INDEX(ID!$L$35:$L$46,$B806),0)","v":0},{"$f":"IF(I806=\"h\",INDEX(ID!$M$8:$M$31,FBR!$D806+1)*INDEX(ID!$M$35:$M$46,$B806),0)","v":27},{"$f":"IF(I806=\"w\",INDEX(ID!$N$8:$N$31,FBR!$D806+1)*INDEX(ID!$N$35:$N$46,$B806),0)","v":0},null,15.94618981215651,0,0,0]
[797,2,3,4,34,5,"2014-02-03",2,"h",null,{"$f":"IF(I807=\"h\",INDEX(ID!$K$8:$K$31,FBR!$D807+1)*INDEX(ID!$K$35:$K$46,$B807),0)","v":27},{"$f":"IF(I807=\"w\",INDEX(ID!$L$8:$L$31,FBR!$D807+1)*INDEX(ID!$L$35:$L$46,$B807),0)","v":0},{"$f":"IF(I807=\"h\",INDEX(ID!$M$8:$M$31,FBR!$D807+1)*INDEX(ID!$M$35:$M$46,$B807),0)","v":27},{"$f":"IF(I807=\"w\",INDEX(ID!$N$8:$N$31,FBR!$D807+1)*INDEX(ID!$N$35:$N$46,$B807),0)","v":0},null,15.94618981215651,0,0,0]
[798,2,3,5,34,5,"2014-02-03",2,"h",null,{"$f":"IF(I808=\"h\",INDEX(ID!$K$8:$K$31,FBR!$D808+1)*INDEX(ID!$K$35:$K$46,$B808),0)","v":27},{"$f":"IF(I808=\"w\",INDEX(ID!$L$8:$L$31,FBR!$D808+1)*INDEX(ID!$L$35:$L$46,$B808),0)","v":0},{"$f":"IF(I808=\"h\",INDEX(ID!$M$8:$M$31,FBR!$D808+1)*INDEX(ID!$M$35:$M$46,$B808),0)","v":27},{"$f":"IF(I808=\"w\",INDEX(ID!$N$8:$N$31,FBR!$D808+1)*INDEX(ID!$N$35:$N$46,$B808),0)","v":0},null,15.94618981215651,0,0,0]
[799,2,3,6,34,5,"2014-02-03",2,"h",null,{"$f":"IF(I809=\"h\",INDEX(ID!$K$8:$K$31,FBR!$D809+1)*INDEX(ID!$K$35:$K$46,$B809),0)","v":29},{"$f":"IF(I809=\"w\",INDEX(ID!$L$8:$L$31,FBR!$D809+1)*INDEX(ID!$L$35:$L$46,$B809),0)","v":0},{"$f":"IF(I809=\"h\",INDEX(ID!$M$8:$M$31,FBR!$D809+1)*INDEX(ID!$M$35:$M$46,$B809),0)","v":29},{"$f":"IF(I809=\"w\",INDEX(ID!$N$8:$N$31,FBR!$D809+1)*INDEX(ID!$N$35:$N$46,$B809),0)","v":0},null,17.127389057501436,0,0,0]
[800,2,3,7,34,5,"2014-02-03",2,"h",null,{"$f":"IF(I810=\"h\",INDEX(ID!$K$8:$K$31,FBR!$D810+1)*INDEX(ID!$K$35:$K$46,$B810),0)","v":32},{"$f":"IF(I810=\"w\",INDEX(ID!$L$8:$L$31,FBR!$D810+1)*INDEX(ID!$L$35:$L$46,$B810),0)","v":0},{"$f":"IF(I810=\"h\",INDEX(ID!$M$8:$M$31,FBR!$D810+1)*INDEX(ID!$M$35:$M$46,$B810),0)","v":32},{"$f":"IF(I810=\"w\",INDEX(ID!$N$8:$N$31,FBR!$D810+1)*INDEX(ID!$N$35:$N$46,$B810),0)","v":0},null,18.899187925518824,0,0,0]
[801,2,3,8,34,5,"2014-02-03",2,"h",null,{"$f":"IF(I811=\"h\",INDEX(ID!$K$8:$K$31,FBR!$D811+1)*INDEX(ID!$K$35:$K$46,$B811),0)","v":35},{"$f":"IF(I811=\"w\",INDEX(ID!$L$8:$L$31,FBR!$D811+1)*INDEX(ID!$L$35:$L$46,$B811),0)","v":0},{"$f":"IF(I811=\"h\",INDEX(ID!$M$8:$M$31,FBR!$D811+1)*INDEX(ID!$M$35:$M$46,$B811),0)","v":35},{"$f":"IF(I811=\"w\",INDEX(ID!$N$8:$N$31,FBR!$D811+1)*INDEX(ID!$N$35:$N$46,$B811),0)","v":0},null,20.670986793536215,0,0,0]
[802,2,3,9,34,5,"2014-02-03",2,"h",null,{"$f":"IF(I812=\"h\",INDEX(ID!$K$8:$K$31,FBR!$D812+1)*INDEX(ID!$K$35:$K$46,$B812),0)","v":38},{"$f":"IF(I812=\"w\",INDEX(ID!$L$8:$L$31,FBR!$D812+1)*INDEX(ID!$L$35:$L$46,$B812),0)","v":0},{"$f":"IF(I812=\"h\",INDEX(ID!$M$8:$M$31,FBR!$D812+1)*INDEX(ID!$M$35:$M$46,$B812),0)","v":38},{"$f":"IF(I812=\"w\",INDEX(ID!$N$8:$N$31,FBR!$D812+1)*INDEX(ID!$N$35:$N$46,$B812),0)","v":0},null,22.442785661553604,0,0,0]
[803,2,3,10,34,5,"2014-02-03",2,"h",null,{"$f":"IF(I813=\"h\",INDEX(ID!$K$8:$K$31,FBR!$D813+1)*INDEX(ID!$K$35:$K$46,$B813),0)","v":40},{"$f":"IF(I813=\"w\",INDEX(ID!$L$8:$L$31,FBR!$D813+1)*INDEX(ID!$L$35:$L$46,$B813),0)","v":0},{"$f":"IF(I813=\"h\",INDEX(ID!$M$8:$M$31,FBR!$D813+1)*INDEX(ID!$M$35:$M$46,$B813),0)","v":40},{"$f":"IF(I813=\"w\",INDEX(ID!$N$8:$N$31,FBR!$D813+1)*INDEX(ID!$N$35:$N$46,$B813),0)","v":0},null,23.623984906898531,0,0,0]
[804,2,3,11,34,5,"2014-02-03",2,"h",null,{"$f":"IF(I814=\"h\",INDEX(ID!$K$8:$K$31,FBR!$D814+1)*INDEX(ID!$K$35:$K$46,$B814),0)","v":42},{"$f":"IF(I814=\"w\",INDEX(ID!$L$8:$L$31,FBR!$D814+1)*INDEX(ID!$L$35:$L$46,$B814),0)","v":0},{"$f":"IF(I814=\"h\",INDEX(ID!$M$8:$M$31,FBR!$D814+1)*INDEX(ID!$M$35:$M$46,$B814),0)","v":42},{"$f":"IF(I814=\"w\",INDEX(ID!$N$8:$N$31,FBR!$D814+1)*INDEX(ID!$N$35:$N$46,$B814),0)","v":0},null,24.805184152243459,0,0,0]
[805,2,3,12,34,5,"2014-02-03",2,"h",null,{"$f":"IF(I815=\"h\",INDEX(ID!$K$8:$K$31,FBR!$D815+1)*INDEX(ID!$K$35:$K$46,$B815),0)","v":43},{"$f":"IF(I815=\"w\",INDEX(ID!$L$8:$L$31,FBR!$D815+1)*INDEX(ID!$L$35:$L$46,$B815),0)","v":0},{"$f":"IF(I815=\"h\",INDEX(ID!$M$8:$M$31,FBR!$D815+1)*INDEX(ID!$M$35:$M$46,$B815),0)","v":43},{"$f":"IF(I815=\"w\",INDEX(ID!$N$8:$N$31,FBR!$D815+1)*INDEX(ID!$N$35:$N$46,$B815),0)","v":0},null,25.395783774915923,0,0,0]
[806,2,3,13,34,5,"2014-02-03",2,"h",null,{"$f":"IF(I816=\"h\",INDEX(ID!$K$8:$K$31,FBR!$D816+1)*INDEX(ID!$K$35:$K$46,$B816),0)","v":44},{"$f":"IF(I816=\"w\",INDEX(ID!$L$8:$L$31,FBR!$D816+1)*INDEX(ID!$L$35:$L$46,$B816),0)","v":0},{"$f":"IF(I816=\"h\",INDEX(ID!$M$8:$M$31,FBR!$D816+1)*INDEX(ID!$M$35:$M$46,$B816),0)","v":44},{"$f":"IF(I816=\"w\",INDEX(ID!$N$8:$N$31,FBR!$D816+1)*INDEX(ID!$N$35:$N$46,$B816),0)","v":0},null,25.986383397588384,0,0,0]
[807,2,3,14,34,5,"2014-02-03",2,"h",null,{"$f":"IF(I817=\"h\",INDEX(ID!$K$8:$K$31,FBR!$D817+1)*INDEX(ID!$K$35:$K$46,$B817),0)","v":47},{"$f":"IF(I817=\"w\",INDEX(ID!$L$8:$L$31,FBR!$D817+1)*INDEX(ID!$L$35:$L$46,$B817),0)","v":0},{"$f":"IF(I817=\"h\",INDEX(ID!$M$8:$M$31,FBR!$D817+1)*INDEX(ID!$M$35:$M$46,$B817),0)","v":47},{"$f":"IF(I817=\"w\",INDEX(ID!$N$8:$N$31,FBR!$D817+1)*INDEX(ID!$N$35:$N$46,$B817),0)","v":0},null,27.758182265605775,0,0,0]
[808,2,3,15,34,5,"2014-02-03",2,"h",null,{"$f":"IF(I818=\"h\",INDEX(ID!$K$8:$K$31,FBR!$D818+1)*INDEX(ID!$K$35:$K$46,$B818),0)","v":50},{"$f":"IF(I818=\"w\",INDEX(ID!$L$8:$L$31,FBR!$D818+1)*INDEX(ID!$L$35:$L$46,$B818),0)","v":0},{"$f":"IF(I818=\"h\",INDEX(ID!$M$8:$M$31,FBR!$D818+1)*INDEX(ID!$M$35:$M$46,$B818),0)","v":50},{"$f":"IF(I818=\"w\",INDEX(ID!$N$8:$N$31,FBR!$D818+1)*INDEX(ID!$N$35:$N$46,$B818),0)","v":0},null,29.529981133623163,0,0,0]
[809,2,3,16,34,5,"2014-02-03",2,"h",null,{"$f":"IF(I819=\"h\",INDEX(ID!$K$8:$K$31,FBR!$D819+1)*INDEX(ID!$K$35:$K$46,$B819),0)","v":53},{"$f":"IF(I819=\"w\",INDEX(ID!$L$8:$L$31,FBR!$D819+1)*INDEX(ID!$L$35:$L$46,$B819),0)","v":0},{"$f":"IF(I819=\"h\",INDEX(ID!$M$8:$M$31,FBR!$D819+1)*INDEX(ID!$M$35:$M$46,$B819),0)","v":53},{"$f":"IF(I819=\"w\",INDEX(ID!$N$8:$N$31,FBR!$D819+1)*INDEX(ID!$N$35:$N$46,$B819),0)","v":0},null,31.301780001640555,0,0,0]
[810,2,3,17,34,{"$f":"F652+1","v":5},"2014-02-03",2,"h",null,{"$f":"IF(I820=\"h\",INDEX(ID!$K$8:$K$31,FBR!$D820+1)*INDEX(ID!$K$35:$K$46,$B820),0)","v":62},{"$f":"IF(I820=\"w\",INDEX(ID!$L$8:$L$31,FBR!$D820+1)*INDEX(ID!$L$35:$L$46,$B820),0)","v":0},{"$f":"IF(I820=\"h\",INDEX(ID!$M$8:$M$31,FBR!$D820+1)*INDEX(ID!$M$35:$M$46,$B820),0)","v":62},{"$f":"IF(I820=\"w\",INDEX(ID!$N$8:$N$31,FBR!$D820+1)*INDEX(ID!$N$35:$N$46,$B820),0)","v":0},null,36.617176605692727,0,0,0]
[811,2,3,18,34,5,"2014-02-03",2,"h",null,{"$f":"IF(I821=\"h\",INDEX(ID!$K$8:$K$31,FBR!$D821+1)*INDEX(ID!$K$35:$K$46,$B821),0)","v":65},{"$f":"IF(I821=\"w\",INDEX(ID!$L$8:$L$31,FBR!$D821+1)*INDEX(ID!$L$35:$L$46,$B821),0)","v":0},{"$f":"IF(I821=\"h\",INDEX(ID!$M$8:$M$31,FBR!$D821+1)*INDEX(ID!$M$35:$M$46,$B821),0)","v":65},{"$f":"IF(I821=\"w\",INDEX(ID!$N$8:$N$31,FBR!$D821+1)*INDEX(ID!$N$35:$N$46,$B821),0)","v":0},null,38.388975473710111,0,0,0]
[812,2,3,19,34,5,"2014-02-03",2,"h",null,{"$f":"IF(I822=\"h\",INDEX(ID!$K$8:$K$31,FBR!$D822+1)*INDEX(ID!$K$35:$K$46,$B822),0)","v":60},{"$f":"IF(I822=\"w\",INDEX(ID!$L$8:$L$31,FBR!$D822+1)*INDEX(ID!$L$35:$L$46,$B822),0)","v":0},{"$f":"IF(I822=\"h\",INDEX(ID!$M$8:$M$31,FBR!$D822+1)*INDEX(ID!$M$35:$M$46,$B822),0)","v":60},{"$f":"IF(I822=\"w\",INDEX(ID!$N$8:$N$31,FBR!$D822+1)*INDEX(ID!$N$35:$N$46,$B822),0)","v":0},null,35.435977360347799,0,0,0]
[813,2,3,20,34,5,"2014-02-03",2,"h",null,{"$f":"IF(I823=\"h\",INDEX(ID!$K$8:$K$31,FBR!$D823+1)*INDEX(ID!$K$35:$K$46,$B823),0)","v":53},{"$f":"IF(I823=\"w\",INDEX(ID!$L$8:$L$31,FBR!$D823+1)*INDEX(ID!$L$35:$L$46,$B823),0)","v":0},{"$f":"IF(I823=\"h\",INDEX(ID!$M$8:$M$31,FBR!$D823+1)*INDEX(ID!$M$35:$M$46,$B823),0)","v":53},{"$f":"IF(I823=\"w\",INDEX(ID!$N$8:$N$31,FBR!$D823+1)*INDEX(ID!$N$35:$N$46,$B823),0)","v":0},null,31.301780001640555,0,0,0]
[814,2,3,21,34,5,"2014-02-03",2,"h",null,{"$f":"IF(I824=\"h\",INDEX(ID!$K$8:$K$31,FBR!$D824+1)*INDEX(ID!$K$35:$K$46,$B824),0)","v":50},{"$f":"IF(I824=\"w\",INDEX(ID!$L$8:$L$31,FBR!$D824+1)*INDEX(ID!$L$35:$L$46,$B824),0)","v":0},{"$f":"IF(I824=\"h\",INDEX(ID!$M$8:$M$31,FBR!$D824+1)*INDEX(ID!$M$35:$M$46,$B824),0)","v":50},{"$f":"IF(I824=\"w\",INDEX(ID!$N$8:$N$31,FBR!$D824+1)*INDEX(ID!$N$35:$N$46,$B824),0)","v":0},null,29.529981133623163,0,0,0]
[815,2,3,22,34,5,"2014-02-03",2,"h",null,{"$f":"IF(I825=\"h\",INDEX(ID!$K$8:$K$31,FBR!$D825+1)*INDEX(ID!$K$35:$K$46,$B825),0)","v":45},{"$f":"IF(I825=\"w\",INDEX(ID!$L$8:$L$31,FBR!$D825+1)*INDEX(ID!$L$35:$L$46,$B825),0)","v":0},{"$f":"IF(I825=\"h\",INDEX(ID!$M$8:$M$31,FBR!$D825+1)*INDEX(ID!$M$35:$M$46,$B825),0)","v":45},{"$f":"IF(I825=\"w\",INDEX(ID!$N$8:$N$31,FBR!$D825+1)*INDEX(ID!$N$35:$N$46,$B825),0)","v":0},null,26.576983020260847,0,0,0]
[816,2,3,23,34,5,"2014-02-03",2,"h",null,{"$f":"IF(I826=\"h\",INDEX(ID!$K$8:$K$31,FBR!$D826+1)*INDEX(ID!$K$35:$K$46,$B826),0)","v":40},{"$f":"IF(I826=\"w\",INDEX(ID!$L$8:$L$31,FBR!$D826+1)*INDEX(ID!$L$35:$L$46,$B826),0)","v":0},{"$f":"IF(I826=\"h\",INDEX(ID!$M$8:$M$31,FBR!$D826+1)*INDEX(ID!$M$35:$M$46,$B826),0)","v":40},{"$f":"IF(I826=\"w\",INDEX(ID!$N$8:$N$31,FBR!$D826+1)*INDEX(ID!$N$35:$N$46,$B826),0)","v":0},null,23.623984906898531,0,0,0]
[817,2,4,0,35,5,"2014-02-04",3,"h",null,{"$f":"IF(I827=\"h\",INDEX(ID!$K$8:$K$31,FBR!$D827+1)*INDEX(ID!$K$35:$K$46,$B827),0)","v":35},{"$f":"IF(I827=\"w\",INDEX(ID!$L$8:$L$31,FBR!$D827+1)*INDEX(ID!$L$35:$L$46,$B827),0)","v":0},{"$f":"IF(I827=\"h\",INDEX(ID!$M$8:$M$31,FBR!$D827+1)*INDEX(ID!$M$35:$M$46,$B827),0)","v":35},{"$f":"IF(I827=\"w\",INDEX(ID!$N$8:$N$31,FBR!$D827+1)*INDEX(ID!$N$35:$N$46,$B827),0)","v":0},null,20.670986793536215,0,0,0]
[818,2,4,1,35,5,"2014-02-04",3,"h",null,{"$f":"IF(I828=\"h\",INDEX(ID!$K$8:$K$31,FBR!$D828+1)*INDEX(ID!$K$35:$K$46,$B828),0)","v":30},{"$f":"IF(I828=\"w\",INDEX(ID!$L$8:$L$31,FBR!$D828+1)*INDEX(ID!$L$35:$L$46,$B828),0)","v":0},{"$f":"IF(I828=\"h\",INDEX(ID!$M$8:$M$31,FBR!$D828+1)*INDEX(ID!$M$35:$M$46,$B828),0)","v":30},{"$f":"IF(I828=\"w\",INDEX(ID!$N$8:$N$31,FBR!$D828+1)*INDEX(ID!$N$35:$N$46,$B828),0)","v":0},null,17.717988680173899,0,0,0]
[819,2,4,2,35,5,"2014-02-04",3,"h",null,{"$f":"IF(I829=\"h\",INDEX(ID!$K$8:$K$31,FBR!$D829+1)*INDEX(ID!$K$35:$K$46,$B829),0)","v":28},{"$f":"IF(I829=\"w\",INDEX(ID!$L$8:$L$31,FBR!$D829+1)*INDEX(ID!$L$35:$L$46,$B829),0)","v":0},{"$f":"IF(I829=\"h\",INDEX(ID!$M$8:$M$31,FBR!$D829+1)*INDEX(ID!$M$35:$M$46,$B829),0)","v":28},{"$f":"IF(I829=\"w\",INDEX(ID!$N$8:$N$31,FBR!$D829+1)*INDEX(ID!$N$35:$N$46,$B829),0)","v":0},null,16.536789434828972,0,0,0]
[820,2,4,3,35,5,"2014-02-04",3,"h",null,{"$f":"IF(I830=\"h\",INDEX(ID!$K$8:$K$31,FBR!$D830+1)*INDEX(ID!$K$35:$K$46,$B830),0)","v":27},{"$f":"IF(I830=\"w\",INDEX(ID!$L$8:$L$31,FBR!$D830+1)*INDEX(ID!$L$35:$L$46,$B830),0)","v":0},{"$f":"IF(I830=\"h\",INDEX(ID!$M$8:$M$31,FBR!$D830+1)*INDEX(ID!$M$35:$M$46,$B830),0)","v":27},{"$f":"IF(I830=\"w\",INDEX(ID!$N$8:$N$31,FBR!$D830+1)*INDEX(ID!$N$35:$N$46,$B830),0)","v":0},null,15.94618981215651,0,0,0]
[821,2,4,4,35,5,"2014-02-04",3,"h",null,{"$f":"IF(I831=\"h\",INDEX(ID!$K$8:$K$31,FBR!$D831+1)*INDEX(ID!$K$35:$K$46,$B831),0)","v":27},{"$f":"IF(I831=\"w\",INDEX(ID!$L$8:$L$31,FBR!$D831+1)*INDEX(ID!$L$35:$L$46,$B831),0)","v":0},{"$f":"IF(I831=\"h\",INDEX(ID!$M$8:$M$31,FBR!$D831+1)*INDEX(ID!$M$35:$M$46,$B831),0)","v":27},{"$f":"IF(I831=\"w\",INDEX(ID!$N$8:$N$31,FBR!$D831+1)*INDEX(ID!$N$35:$N$46,$B831),0)","v":0},null,15.94618981215651,0,0,0]
[822,2,4,5,35,5,"2014-02-04",3,"h",null,{"$f":"IF(I832=\"h\",INDEX(ID!$K$8:$K$31,FBR!$D832+1)*INDEX(ID!$K$35:$K$46,$B832),0)","v":27},{"$f":"IF(I832=\"w\",INDEX(ID!$L$8:$L$31,FBR!$D832+1)*INDEX(ID!$L$35:$L$46,$B832),0)","v":0},{"$f":"IF(I832=\"h\",INDEX(ID!$M$8:$M$31,FBR!$D832+1)*INDEX(ID!$M$35:$M$46,$B832),0)","v":27},{"$f":"IF(I832=\"w\",INDEX(ID!$N$8:$N$31,FBR!$D832+1)*INDEX(ID!$N$35:$N$46,$B832),0)","v":0},null,15.94618981215651,0,0,0]
[823,2,4,6,35,5,"2014-02-04",3,"h",null,{"$f":"IF(I833=\"h\",INDEX(ID!$K$8:$K$31,FBR!$D833+1)*INDEX(ID!$K$35:$K$46,$B833),0)","v":29},{"$f":"IF(I833=\"w\",INDEX(ID!$L$8:$L$31,FBR!$D833+1)*INDEX(ID!$L$35:$L$46,$B833),0)","v":0},{"$f":"IF(I833=\"h\",INDEX(ID!$M$8:$M$31,FBR!$D833+1)*INDEX(ID!$M$35:$M$46,$B833),0)","v":29},{"$f":"IF(I833=\"w\",INDEX(ID!$N$8:$N$31,FBR!$D833+1)*INDEX(ID!$N$35:$N$46,$B833),0)","v":0},null,17.127389057501436,0,0,0]
[824,2,4,7,35,5,"2014-02-04",3,"h",null,{"$f":"IF(I834=\"h\",INDEX(ID!$K$8:$K$31,FBR!$D834+1)*INDEX(ID!$K$35:$K$46,$B834),0)","v":32},{"$f":"IF(I834=\"w\",INDEX(ID!$L$8:$L$31,FBR!$D834+1)*INDEX(ID!$L$35:$L$46,$B834),0)","v":0},{"$f":"IF(I834=\"h\",INDEX(ID!$M$8:$M$31,FBR!$D834+1)*INDEX(ID!$M$35:$M$46,$B834),0)","v":32},{"$f":"IF(I834=\"w\",INDEX(ID!$N$8:$N$31,FBR!$D834+1)*INDEX(ID!$N$35:$N$46,$B834),0)","v":0},null,18.899187925518824,0,0,0]
[825,2,4,8,35,5,"2014-02-04",3,"h",null,{"$f":"IF(I835=\"h\",INDEX(ID!$K$8:$K$31,FBR!$D835+1)*INDEX(ID!$K$35:$K$46,$B835),0)","v":35},{"$f":"IF(I835=\"w\",INDEX(ID!$L$8:$L$31,FBR!$D835+1)*INDEX(ID!$L$35:$L$46,$B835),0)","v":0},{"$f":"IF(I835=\"h\",INDEX(ID!$M$8:$M$31,FBR!$D835+1)*INDEX(ID!$M$35:$M$46,$B835),0)","v":35},{"$f":"IF(I835=\"w\",INDEX(ID!$N$8:$N$31,FBR!$D835+1)*INDEX(ID!$N$35:$N$46,$B835),0)","v":0},null,20.670986793536215,0,0,0]
[826,2,4,9,35,5,"2014-02-04",3,"h",null,{"$f":"IF(I836=\"h\",INDEX(ID!$K$8:$K$31,FBR!$D836+1)*INDEX(ID!$K$35:$K$46,$B836),0)","v":38},{"$f":"IF(I836=\"w\",INDEX(ID!$L$8:$L$31,FBR!$D836+1)*INDEX(ID!$L$35:$L$46,$B836),0)","v":0},{"$f":"IF(I836=\"h\",INDEX(ID!$M$8:$M$31,FBR!$D836+1)*INDEX(ID!$M$35:$M$46,$B836),0)","v":38},{"$f":"IF(I836=\"w\",INDEX(ID!$N$8:$N$31,FBR!$D836+1)*INDEX(ID!$N$35:$N$46,$B836),0)","v":0},null,22.442785661553604,0,0,0]
[827,2,4,10,35,5,"2014-02-04",3,"h",null,{"$f":"IF(I837=\"h\",INDEX(ID!$K$8:$K$31,FBR!$D837+1)*INDEX(ID!$K$35:$K$46,$B837),0)","v":40},{"$f":"IF(I837=\"w\",INDEX(ID!$L$8:$L$31,FBR!$D837+1)*INDEX(ID!$L$35:$L$46,$B837),0)","v":0},{"$f":"IF(I837=\"h\",INDEX(ID!$M$8:$M$31,FBR!$D837+1)*INDEX(ID!$M$35:$M$46,$B837),0)","v":40},{"$f":"IF(I837=\"w\",INDEX(ID!$N$8:$N$31,FBR!$D837+1)*INDEX(ID!$N$35:$N$46,$B837),0)","v":0},null,23.623984906898531,0,0,0]
[828,2,4,11,35,5,"2014-02-04",3,"h",null,{"$f":"IF(I838=\"h\",INDEX(ID!$K$8:$K$31,FBR!$D838+1)*INDEX(ID!$K$35:$K$46,$B838),0)","v":42},{"$f":"IF(I838=\"w\",INDEX(ID!$L$8:$L$31,FBR!$D838+1)*INDEX(ID!$L$35:$L$46,$B838),0)","v":0},{"$f":"IF(I838=\"h\",INDEX(ID!$M$8:$M$31,FBR!$D838+1)*INDEX(ID!$M$35:$M$46,$B838),0)","v":42},{"$f":"IF(I838=\"w\",INDEX(ID!$N$8:$N$31,FBR!$D838+1)*INDEX(ID!$N$35:$N$46,$B838),0)","v":0},null,24.805184152243459,0,0,0]
[829,2,4,12,35,5,"2014-02-04",3,"h",null,{"$f":"IF(I839=\"h\",INDEX(ID!$K$8:$K$31,FBR!$D839+1)*INDEX(ID!$K$35:$K$46,$B839),0)","v":43},{"$f":"IF(I839=\"w\",INDEX(ID!$L$8:$L$31,FBR!$D839+1)*INDEX(ID!$L$35:$L$46,$B839),0)","v":0},{"$f":"IF(I839=\"h\",INDEX(ID!$M$8:$M$31,FBR!$D839+1)*INDEX(ID!$M$35:$M$46,$B839),0)","v":43},{"$f":"IF(I839=\"w\",INDEX(ID!$N$8:$N$31,FBR!$D839+1)*INDEX(ID!$N$35:$N$46,$B839),0)","v":0},null,25.395783774915923,0,0,0]
[830,2,4,13,35,5,"2014-02-04",3,"h",null,{"$f":"IF(I840=\"h\",INDEX(ID!$K$8:$K$31,FBR!$D840+1)*INDEX(ID!$K$35:$K$46,$B840),0)","v":44},{"$f":"IF(I840=\"w\",INDEX(ID!$L$8:$L$31,FBR!$D840+1)*INDEX(ID!$L$35:$L$46,$B840),0)","v":0},{"$f":"IF(I840=\"h\",INDEX(ID!$M$8:$M$31,FBR!$D840+1)*INDEX(ID!$M$35:$M$46,$B840),0)","v":44},{"$f":"IF(I840=\"w\",INDEX(ID!$N$8:$N$31,FBR!$D840+1)*INDEX(ID!$N$35:$N$46,$B840),0)","v":0},null,25.986383397588384,0,0,0]
[831,2,4,14,35,5,"2014-02-04",3,"h",null,{"$f":"IF(I841=\"h\",INDEX(ID!$K$8:$K$31,FBR!$D841+1)*INDEX(ID!$K$35:$K$46,$B841),0)","v":47},{"$f":"IF(I841=\"w\",INDEX(ID!$L$8:$L$31,FBR!$D841+1)*INDEX(ID!$L$35:$L$46,$B841),0)","v":0},{"$f":"IF(I841=\"h\",INDEX(ID!$M$8:$M$31,FBR!$D841+1)*INDEX(ID!$M$35:$M$46,$B841),0)","v":47},{"$f":"IF(I841=\"w\",INDEX(ID!$N$8:$N$31,FBR!$D841+1)*INDEX(ID!$N$35:$N$46,$B841),0)","v":0},null,27.758182265605775,0,0,0]
[832,2,4,15,35,5,"2014-02-04",3,"h",null,{"$f":"IF(I842=\"h\",INDEX(ID!$K$8:$K$31,FBR!$D842+1)*INDEX(ID!$K$35:$K$46,$B842),0)","v":50},{"$f":"IF(I842=\"w\",INDEX(ID!$L$8:$L$31,FBR!$D842+1)*INDEX(ID!$L$35:$L$46,$B842),0)","v":0},{"$f":"IF(I842=\"h\",INDEX(ID!$M$8:$M$31,FBR!$D842+1)*INDEX(ID!$M$35:$M$46,$B842),0)","v":50},{"$f":"IF(I842=\"w\",INDEX(ID!$N$8:$N$31,FBR!$D842+1)*INDEX(ID!$N$35:$N$46,$B842),0)","v":0},null,29.529981133623163,0,0,0]
[833,2,4,16,35,5,"2014-02-04",{"$f":"WEEKDAY(G843)","v":3},{"$f":"IF(OR(H843=6,H843=7),\"w\",\"h\")","v":"h"},null,{"$f":"IF(I843=\"h\",INDEX(ID!$K$8:$K$31,FBR!$D843+1)*INDEX(ID!$K$35:$K$46,$B843),0)","v":53},{"$f":"IF(I843=\"w\",INDEX(ID!$L$8:$L$31,FBR!$D843+1)*INDEX(ID!$L$35:$L$46,$B843),0)","v":0},{"$f":"IF(I843=\"h\",INDEX(ID!$M$8:$M$31,FBR!$D843+1)*INDEX(ID!$M$35:$M$46,$B843),0)","v":53},{"$f":"IF(I843=\"w\",INDEX(ID!$N$8:$N$31,FBR!$D843+1)*INDEX(ID!$N$35:$N$46,$B843),0)","v":0},null,{"$f":"K843*(indvforbrug*antalbrugere)/($K$8789+$L$8789)","v":31.301780001640555},{"$f":"L843*indvforbrug*antalbrugere/($K$8789+$L$8789)","v":0},{"$f":"M843*fællesforbrug/($M$8789+$N$8789)","v":0},{"$f":"N843*fællesforbrug/($M$8789+$N$8789)","v":0}]
[{"$f":"A843+1","v":834},2,4,17,35,5,{"$f":"DATE(2014,B844,C844)","v":"2014-02-04"},3,"h",null,{"$f":"IF(I844=\"h\",INDEX(ID!$K$8:$K$31,FBR!$D844+1)*INDEX(ID!$K$35:$K$46,$B844),0)","v":62},{"$f":"IF(I844=\"w\",INDEX(ID!$L$8:$L$31,FBR!$D844+1)*INDEX(ID!$L$35:$L$46,$B844),0)","v":0},{"$f":"IF(I844=\"h\",INDEX(ID!$M$8:$M$31,FBR!$D844+1)*INDEX(ID!$M$35:$M$46,$B844),0)","v":62},{"$f":"IF(I844=\"w\",INDEX(ID!$N$8:$N$31,FBR!$D844+1)*INDEX(ID!$N$35:$N$46,$B844),0)","v":0},null,36.617176605692727,0,0,0]
[835,2,4,18,35,5,"2014-02-04",3,"h",null,{"$f":"IF(I845=\"h\",INDEX(ID!$K$8:$K$31,FBR!$D845+1)*INDEX(ID!$K$35:$K$46,$B845),0)","v":65},{"$f":"IF(I845=\"w\",INDEX(ID!$L$8:$L$31,FBR!$D845+1)*INDEX(ID!$L$35:$L$46,$B845),0)","v":0},{"$f":"IF(I845=\"h\",INDEX(ID!$M$8:$M$31,FBR!$D845+1)*INDEX(ID!$M$35:$M$46,$B845),0)","v":65},{"$f":"IF(I845=\"w\",INDEX(ID!$N$8:$N$31,FBR!$D845+1)*INDEX(ID!$N$35:$N$46,$B845),0)","v":0},null,38.388975473710111,0,0,0]
[836,2,4,19,35,5,"2014-02-04",3,"h",null,{"$f":"IF(I846=\"h\",INDEX(ID!$K$8:$K$31,FBR!$D846+1)*INDEX(ID!$K$35:$K$46,$B846),0)","v":60},{"$f":"IF(I846=\"w\",INDEX(ID!$L$8:$L$31,FBR!$D846+1)*INDEX(ID!$L$35:$L$46,$B846),0)","v":0},{"$f":"IF(I846=\"h\",INDEX(ID!$M$8:$M$31,FBR!$D846+1)*INDEX(ID!$M$35:$M$46,$B846),0)","v":60},{"$f":"IF(I846=\"w\",INDEX(ID!$N$8:$N$31,FBR!$D846+1)*INDEX(ID!$N$35:$N$46,$B846),0)","v":0},null,35.435977360347799,0,0,0]
[837,2,4,20,35,5,"2014-02-04",3,"h",null,{"$f":"IF(I847=\"h\",INDEX(ID!$K$8:$K$31,FBR!$D847+1)*INDEX(ID!$K$35:$K$46,$B847),0)","v":53},{"$f":"IF(I847=\"w\",INDEX(ID!$L$8:$L$31,FBR!$D847+1)*INDEX(ID!$L$35:$L$46,$B847),0)","v":0},{"$f":"IF(I847=\"h\",INDEX(ID!$M$8:$M$31,FBR!$D847+1)*INDEX(ID!$M$35:$M$46,$B847),0)","v":53},{"$f":"IF(I847=\"w\",INDEX(ID!$N$8:$N$31,FBR!$D847+1)*INDEX(ID!$N$35:$N$46,$B847),0)","v":0},null,31.301780001640555,0,0,0]
[838,2,4,21,35,5,"2014-02-04",3,"h",null,{"$f":"IF(I848=\"h\",INDEX(ID!$K$8:$K$31,FBR!$D848+1)*INDEX(ID!$K$35:$K$46,$B848),0)","v":50},{"$f":"IF(I848=\"w\",INDEX(ID!$L$8:$L$31,FBR!$D848+1)*INDEX(ID!$L$35:$L$46,$B848),0)","v":0},{"$f":"IF(I848=\"h\",INDEX(ID!$M$8:$M$31,FBR!$D848+1)*INDEX(ID!$M$35:$M$46,$B848),0)","v":50},{"$f":"IF(I848=\"w\",INDEX(ID!$N$8:$N$31,FBR!$D848+1)*INDEX(ID!$N$35:$N$46,$B848),0)","v":0},null,29.529981133623163,0,0,0]
[839,2,4,22,35,5,"2014-02-04",3,"h",null,{"$f":"IF(I849=\"h\",INDEX(ID!$K$8:$K$31,FBR!$D849+1)*INDEX(ID!$K$35:$K$46,$B849),0)","v":45},{"$f":"IF(I849=\"w\",INDEX(ID!$L$8:$L$31,FBR!$D849+1)*INDEX(ID!$L$35:$L$46,$B849),0)","v":0},{"$f":"IF(I849=\"h\",INDEX(ID!$M$8:$M$31,FBR!$D849+1)*INDEX(ID!$M$35:$M$46,$B849),0)","v":45},{"$f":"IF(I849=\"w\",INDEX(ID!$N$8:$N$31,FBR!$D849+1)*INDEX(ID!$N$35:$N$46,$B849),0)","v":0},null,26.576983020260847,0,0,0]
[840,2,4,23,35,5,"2014-02-04",3,"h",null,{"$f":"IF(I850=\"h\",INDEX(ID!$K$8:$K$31,FBR!$D850+1)*INDEX(ID!$K$35:$K$46,$B850),0)","v":40},{"$f":"IF(I850=\"w\",INDEX(ID!$L$8:$L$31,FBR!$D850+1)*INDEX(ID!$L$35:$L$46,$B850),0)","v":0},{"$f":"IF(I850=\"h\",INDEX(ID!$M$8:$M$31,FBR!$D850+1)*INDEX(ID!$M$35:$M$46,$B850),0)","v":40},{"$f":"IF(I850=\"w\",INDEX(ID!$N$8:$N$31,FBR!$D850+1)*INDEX(ID!$N$35:$N$46,$B850),0)","v":0},null,23.623984906898531,0,0,0]
[841,2,5,0,36,6,"2014-02-05",4,"h",null,{"$f":"IF(I851=\"h\",INDEX(ID!$K$8:$K$31,FBR!$D851+1)*INDEX(ID!$K$35:$K$46,$B851),0)","v":35},{"$f":"IF(I851=\"w\",INDEX(ID!$L$8:$L$31,FBR!$D851+1)*INDEX(ID!$L$35:$L$46,$B851),0)","v":0},{"$f":"IF(I851=\"h\",INDEX(ID!$M$8:$M$31,FBR!$D851+1)*INDEX(ID!$M$35:$M$46,$B851),0)","v":35},{"$f":"IF(I851=\"w\",INDEX(ID!$N$8:$N$31,FBR!$D851+1)*INDEX(ID!$N$35:$N$46,$B851),0)","v":0},null,20.670986793536215,0,0,0]
[842,2,5,1,36,6,"2014-02-05",4,"h",null,{"$f":"IF(I852=\"h\",INDEX(ID!$K$8:$K$31,FBR!$D852+1)*INDEX(ID!$K$35:$K$46,$B852),0)","v":30},{"$f":"IF(I852=\"w\",INDEX(ID!$L$8:$L$31,FBR!$D852+1)*INDEX(ID!$L$35:$L$46,$B852),0)","v":0},{"$f":"IF(I852=\"h\",INDEX(ID!$M$8:$M$31,FBR!$D852+1)*INDEX(ID!$M$35:$M$46,$B852),0)","v":30},{"$f":"IF(I852=\"w\",INDEX(ID!$N$8:$N$31,FBR!$D852+1)*INDEX(ID!$N$35:$N$46,$B852),0)","v":0},null,17.717988680173899,0,0,0]
[843,2,5,2,36,6,"2014-02-05",4,"h",null,{"$f":"IF(I853=\"h\",INDEX(ID!$K$8:$K$31,FBR!$D853+1)*INDEX(ID!$K$35:$K$46,$B853),0)","v":28},{"$f":"IF(I853=\"w\",INDEX(ID!$L$8:$L$31,FBR!$D853+1)*INDEX(ID!$L$35:$L$46,$B853),0)","v":0},{"$f":"IF(I853=\"h\",INDEX(ID!$M$8:$M$31,FBR!$D853+1)*INDEX(ID!$M$35:$M$46,$B853),0)","v":28},{"$f":"IF(I853=\"w\",INDEX(ID!$N$8:$N$31,FBR!$D853+1)*INDEX(ID!$N$35:$N$46,$B853),0)","v":0},null,16.536789434828972,0,0,0]
[844,2,5,3,36,6,"2014-02-05",4,"h",null,{"$f":"IF(I854=\"h\",INDEX(ID!$K$8:$K$31,FBR!$D854+1)*INDEX(ID!$K$35:$K$46,$B854),0)","v":27},{"$f":"IF(I854=\"w\",INDEX(ID!$L$8:$L$31,FBR!$D854+1)*INDEX(ID!$L$35:$L$46,$B854),0)","v":0},{"$f":"IF(I854=\"h\",INDEX(ID!$M$8:$M$31,FBR!$D854+1)*INDEX(ID!$M$35:$M$46,$B854),0)","v":27},{"$f":"IF(I854=\"w\",INDEX(ID!$N$8:$N$31,FBR!$D854+1)*INDEX(ID!$N$35:$N$46,$B854),0)","v":0},null,15.94618981215651,0,0,0]
[845,2,5,4,36,6,"2014-02-05",4,"h",null,{"$f":"IF(I855=\"h\",INDEX(ID!$K$8:$K$31,FBR!$D855+1)*INDEX(ID!$K$35:$K$46,$B855),0)","v":27},{"$f":"IF(I855=\"w\",INDEX(ID!$L$8:$L$31,FBR!$D855+1)*INDEX(ID!$L$35:$L$46,$B855),0)","v":0},{"$f":"IF(I855=\"h\",INDEX(ID!$M$8:$M$31,FBR!$D855+1)*INDEX(ID!$M$35:$M$46,$B855),0)","v":27},{"$f":"IF(I855=\"w\",INDEX(ID!$N$8:$N$31,FBR!$D855+1)*INDEX(ID!$N$35:$N$46,$B855),0)","v":0},null,15.94618981215651,0,0,0]
[846,2,5,5,36,6,"2014-02-05",4,"h",null,{"$f":"IF(I856=\"h\",INDEX(ID!$K$8:$K$31,FBR!$D856+1)*INDEX(ID!$K$35:$K$46,$B856),0)","v":27},{"$f":"IF(I856=\"w\",INDEX(ID!$L$8:$L$31,FBR!$D856+1)*INDEX(ID!$L$35:$L$46,$B856),0)","v":0},{"$f":"IF(I856=\"h\",INDEX(ID!$M$8:$M$31,FBR!$D856+1)*INDEX(ID!$M$35:$M$46,$B856),0)","v":27},{"$f":"IF(I856=\"w\",INDEX(ID!$N$8:$N$31,FBR!$D856+1)*INDEX(ID!$N$35:$N$46,$B856),0)","v":0},null,15.94618981215651,0,0,0]
[847,2,5,6,36,6,"2014-02-05",4,"h",null,{"$f":"IF(I857=\"h\",INDEX(ID!$K$8:$K$31,FBR!$D857+1)*INDEX(ID!$K$35:$K$46,$B857),0)","v":29},{"$f":"IF(I857=\"w\",INDEX(ID!$L$8:$L$31,FBR!$D857+1)*INDEX(ID!$L$35:$L$46,$B857),0)","v":0},{"$f":"IF(I857=\"h\",INDEX(ID!$M$8:$M$31,FBR!$D857+1)*INDEX(ID!$M$35:$M$46,$B857),0)","v":29},{"$f":"IF(I857=\"w\",INDEX(ID!$N$8:$N$31,FBR!$D857+1)*INDEX(ID!$N$35:$N$46,$B857),0)","v":0},null,17.127389057501436,0,0,0]
[848,2,5,7,36,6,"2014-02-05",4,"h",null,{"$f":"IF(I858=\"h\",INDEX(ID!$K$8:$K$31,FBR!$D858+1)*INDEX(ID!$K$35:$K$46,$B858),0)","v":32},{"$f":"IF(I858=\"w\",INDEX(ID!$L$8:$L$31,FBR!$D858+1)*INDEX(ID!$L$35:$L$46,$B858),0)","v":0},{"$f":"IF(I858=\"h\",INDEX(ID!$M$8:$M$31,FBR!$D858+1)*INDEX(ID!$M$35:$M$46,$B858),0)","v":32},{"$f":"IF(I858=\"w\",INDEX(ID!$N$8:$N$31,FBR!$D858+1)*INDEX(ID!$N$35:$N$46,$B858),0)","v":0},null,18.899187925518824,0,0,0]
[849,2,5,8,36,6,"2014-02-05",4,"h",null,{"$f":"IF(I859=\"h\",INDEX(ID!$K$8:$K$31,FBR!$D859+1)*INDEX(ID!$K$35:$K$46,$B859),0)","v":35},{"$f":"IF(I859=\"w\",INDEX(ID!$L$8:$L$31,FBR!$D859+1)*INDEX(ID!$L$35:$L$46,$B859),0)","v":0},{"$f":"IF(I859=\"h\",INDEX(ID!$M$8:$M$31,FBR!$D859+1)*INDEX(ID!$M$35:$M$46,$B859),0)","v":35},{"$f":"IF(I859=\"w\",INDEX(ID!$N$8:$N$31,FBR!$D859+1)*INDEX(ID!$N$35:$N$46,$B859),0)","v":0},null,20.670986793536215,0,0,0]
[850,2,5,9,36,6,"2014-02-05",4,"h",null,{"$f":"IF(I860=\"h\",INDEX(ID!$K$8:$K$31,FBR!$D860+1)*INDEX(ID!$K$35:$K$46,$B860),0)","v":38},{"$f":"IF(I860=\"w\",INDEX(ID!$L$8:$L$31,FBR!$D860+1)*INDEX(ID!$L$35:$L$46,$B860),0)","v":0},{"$f":"IF(I860=\"h\",INDEX(ID!$M$8:$M$31,FBR!$D860+1)*INDEX(ID!$M$35:$M$46,$B860),0)","v":38},{"$f":"IF(I860=\"w\",INDEX(ID!$N$8:$N$31,FBR!$D860+1)*INDEX(ID!$N$35:$N$46,$B860),0)","v":0},null,22.442785661553604,0,0,0]
[851,2,5,10,36,6,"2014-02-05",4,"h",null,{"$f":"IF(I861=\"h\",INDEX(ID!$K$8:$K$31,FBR!$D861+1)*INDEX(ID!$K$35:$K$46,$B861),0)","v":40},{"$f":"IF(I861=\"w\",INDEX(ID!$L$8:$L$31,FBR!$D861+1)*INDEX(ID!$L$35:$L$46,$B861),0)","v":0},{"$f":"IF(I861=\"h\",INDEX(ID!$M$8:$M$31,FBR!$D861+1)*INDEX(ID!$M$35:$M$46,$B861),0)","v":40},{"$f":"IF(I861=\"w\",INDEX(ID!$N$8:$N$31,FBR!$D861+1)*INDEX(ID!$N$35:$N$46,$B861),0)","v":0},null,23.623984906898531,0,0,0]
[852,2,5,11,36,6,"2014-02-05",4,"h",null,{"$f":"IF(I862=\"h\",INDEX(ID!$K$8:$K$31,FBR!$D862+1)*INDEX(ID!$K$35:$K$46,$B862),0)","v":42},{"$f":"IF(I862=\"w\",INDEX(ID!$L$8:$L$31,FBR!$D862+1)*INDEX(ID!$L$35:$L$46,$B862),0)","v":0},{"$f":"IF(I862=\"h\",INDEX(ID!$M$8:$M$31,FBR!$D862+1)*INDEX(ID!$M$35:$M$46,$B862),0)","v":42},{"$f":"IF(I862=\"w\",INDEX(ID!$N$8:$N$31,FBR!$D862+1)*INDEX(ID!$N$35:$N$46,$B862),0)","v":0},null,24.805184152243459,0,0,0]
[853,2,5,12,36,6,"2014-02-05",4,"h",null,{"$f":"IF(I863=\"h\",INDEX(ID!$K$8:$K$31,FBR!$D863+1)*INDEX(ID!$K$35:$K$46,$B863),0)","v":43},{"$f":"IF(I863=\"w\",INDEX(ID!$L$8:$L$31,FBR!$D863+1)*INDEX(ID!$L$35:$L$46,$B863),0)","v":0},{"$f":"IF(I863=\"h\",INDEX(ID!$M$8:$M$31,FBR!$D863+1)*INDEX(ID!$M$35:$M$46,$B863),0)","v":43},{"$f":"IF(I863=\"w\",INDEX(ID!$N$8:$N$31,FBR!$D863+1)*INDEX(ID!$N$35:$N$46,$B863),0)","v":0},null,25.395783774915923,0,0,0]
[854,2,5,13,36,6,"2014-02-05",4,"h",null,{"$f":"IF(I864=\"h\",INDEX(ID!$K$8:$K$31,FBR!$D864+1)*INDEX(ID!$K$35:$K$46,$B864),0)","v":44},{"$f":"IF(I864=\"w\",INDEX(ID!$L$8:$L$31,FBR!$D864+1)*INDEX(ID!$L$35:$L$46,$B864),0)","v":0},{"$f":"IF(I864=\"h\",INDEX(ID!$M$8:$M$31,FBR!$D864+1)*INDEX(ID!$M$35:$M$46,$B864),0)","v":44},{"$f":"IF(I864=\"w\",INDEX(ID!$N$8:$N$31,FBR!$D864+1)*INDEX(ID!$N$35:$N$46,$B864),0)","v":0},null,25.986383397588384,0,0,0]
[855,2,5,14,36,6,"2014-02-05",4,"h",null,{"$f":"IF(I865=\"h\",INDEX(ID!$K$8:$K$31,FBR!$D865+1)*INDEX(ID!$K$35:$K$46,$B865),0)","v":47},{"$f":"IF(I865=\"w\",INDEX(ID!$L$8:$L$31,FBR!$D865+1)*INDEX(ID!$L$35:$L$46,$B865),0)","v":0},{"$f":"IF(I865=\"h\",INDEX(ID!$M$8:$M$31,FBR!$D865+1)*INDEX(ID!$M$35:$M$46,$B865),0)","v":47},{"$f":"IF(I865=\"w\",INDEX(ID!$N$8:$N$31,FBR!$D865+1)*INDEX(ID!$N$35:$N$46,$B865),0)","v":0},null,27.758182265605775,0,0,0]
[856,2,5,15,36,6,"2014-02-05",4,"h",null,{"$f":"IF(I866=\"h\",INDEX(ID!$K$8:$K$31,FBR!$D866+1)*INDEX(ID!$K$35:$K$46,$B866),0)","v":50},{"$f":"IF(I866=\"w\",INDEX(ID!$L$8:$L$31,FBR!$D866+1)*INDEX(ID!$L$35:$L$46,$B866),0)","v":0},{"$f":"IF(I866=\"h\",INDEX(ID!$M$8:$M$31,FBR!$D866+1)*INDEX(ID!$M$35:$M$46,$B866),0)","v":50},{"$f":"IF(I866=\"w\",INDEX(ID!$N$8:$N$31,FBR!$D866+1)*INDEX(ID!$N$35:$N$46,$B866),0)","v":0},null,29.529981133623163,0,0,0]
[857,2,5,16,36,6,"2014-02-05",4,"h",null,{"$f":"IF(I867=\"h\",INDEX(ID!$K$8:$K$31,FBR!$D867+1)*INDEX(ID!$K$35:$K$46,$B867),0)","v":53},{"$f":"IF(I867=\"w\",INDEX(ID!$L$8:$L$31,FBR!$D867+1)*INDEX(ID!$L$35:$L$46,$B867),0)","v":0},{"$f":"IF(I867=\"h\",INDEX(ID!$M$8:$M$31,FBR!$D867+1)*INDEX(ID!$M$35:$M$46,$B867),0)","v":53},{"$f":"IF(I867=\"w\",INDEX(ID!$N$8:$N$31,FBR!$D867+1)*INDEX(ID!$N$35:$N$46,$B867),0)","v":0},null,31.301780001640555,0,0,0]
[858,2,5,17,{"$f":"E844+1","v":36},6,"2014-02-05",4,"h",null,{"$f":"IF(I868=\"h\",INDEX(ID!$K$8:$K$31,FBR!$D868+1)*INDEX(ID!$K$35:$K$46,$B868),0)","v":62},{"$f":"IF(I868=\"w\",INDEX(ID!$L$8:$L$31,FBR!$D868+1)*INDEX(ID!$L$35:$L$46,$B868),0)","v":0},{"$f":"IF(I868=\"h\",INDEX(ID!$M$8:$M$31,FBR!$D868+1)*INDEX(ID!$M$35:$M$46,$B868),0)","v":62},{"$f":"IF(I868=\"w\",INDEX(ID!$N$8:$N$31,FBR!$D868+1)*INDEX(ID!$N$35:$N$46,$B868),0)","v":0},null,36.617176605692727,0,0,0]
[859,2,5,18,36,6,"2014-02-05",4,"h",null,{"$f":"IF(I869=\"h\",INDEX(ID!$K$8:$K$31,FBR!$D869+1)*INDEX(ID!$K$35:$K$46,$B869),0)","v":65},{"$f":"IF(I869=\"w\",INDEX(ID!$L$8:$L$31,FBR!$D869+1)*INDEX(ID!$L$35:$L$46,$B869),0)","v":0},{"$f":"IF(I869=\"h\",INDEX(ID!$M$8:$M$31,FBR!$D869+1)*INDEX(ID!$M$35:$M$46,$B869),0)","v":65},{"$f":"IF(I869=\"w\",INDEX(ID!$N$8:$N$31,FBR!$D869+1)*INDEX(ID!$N$35:$N$46,$B869),0)","v":0},null,38.388975473710111,0,0,0]
[860,2,5,19,36,6,"2014-02-05",4,"h",null,{"$f":"IF(I870=\"h\",INDEX(ID!$K$8:$K$31,FBR!$D870+1)*INDEX(ID!$K$35:$K$46,$B870),0)","v":60},{"$f":"IF(I870=\"w\",INDEX(ID!$L$8:$L$31,FBR!$D870+1)*INDEX(ID!$L$35:$L$46,$B870),0)","v":0},{"$f":"IF(I870=\"h\",INDEX(ID!$M$8:$M$31,FBR!$D870+1)*INDEX(ID!$M$35:$M$46,$B870),0)","v":60},{"$f":"IF(I870=\"w\",INDEX(ID!$N$8:$N$31,FBR!$D870+1)*INDEX(ID!$N$35:$N$46,$B870),0)","v":0},null,35.435977360347799,0,0,0]
[861,2,5,20,36,6,"2014-02-05",4,"h",null,{"$f":"IF(I871=\"h\",INDEX(ID!$K$8:$K$31,FBR!$D871+1)*INDEX(ID!$K$35:$K$46,$B871),0)","v":53},{"$f":"IF(I871=\"w\",INDEX(ID!$L$8:$L$31,FBR!$D871+1)*INDEX(ID!$L$35:$L$46,$B871),0)","v":0},{"$f":"IF(I871=\"h\",INDEX(ID!$M$8:$M$31,FBR!$D871+1)*INDEX(ID!$M$35:$M$46,$B871),0)","v":53},{"$f":"IF(I871=\"w\",INDEX(ID!$N$8:$N$31,FBR!$D871+1)*INDEX(ID!$N$35:$N$46,$B871),0)","v":0},null,31.301780001640555,0,0,0]
[862,2,5,21,36,6,"2014-02-05",4,"h",null,{"$f":"IF(I872=\"h\",INDEX(ID!$K$8:$K$31,FBR!$D872+1)*INDEX(ID!$K$35:$K$46,$B872),0)","v":50},{"$f":"IF(I872=\"w\",INDEX(ID!$L$8:$L$31,FBR!$D872+1)*INDEX(ID!$L$35:$L$46,$B872),0)","v":0},{"$f":"IF(I872=\"h\",INDEX(ID!$M$8:$M$31,FBR!$D872+1)*INDEX(ID!$M$35:$M$46,$B872),0)","v":50},{"$f":"IF(I872=\"w\",INDEX(ID!$N$8:$N$31,FBR!$D872+1)*INDEX(ID!$N$35:$N$46,$B872),0)","v":0},null,29.529981133623163,0,0,0]
[863,2,5,22,36,6,"2014-02-05",4,"h",null,{"$f":"IF(I873=\"h\",INDEX(ID!$K$8:$K$31,FBR!$D873+1)*INDEX(ID!$K$35:$K$46,$B873),0)","v":45},{"$f":"IF(I873=\"w\",INDEX(ID!$L$8:$L$31,FBR!$D873+1)*INDEX(ID!$L$35:$L$46,$B873),0)","v":0},{"$f":"IF(I873=\"h\",INDEX(ID!$M$8:$M$31,FBR!$D873+1)*INDEX(ID!$M$35:$M$46,$B873),0)","v":45},{"$f":"IF(I873=\"w\",INDEX(ID!$N$8:$N$31,FBR!$D873+1)*INDEX(ID!$N$35:$N$46,$B873),0)","v":0},null,26.576983020260847,0,0,0]
[864,2,5,23,36,6,"2014-02-05",4,"h",null,{"$f":"IF(I874=\"h\",INDEX(ID!$K$8:$K$31,FBR!$D874+1)*INDEX(ID!$K$35:$K$46,$B874),0)","v":40},{"$f":"IF(I874=\"w\",INDEX(ID!$L$8:$L$31,FBR!$D874+1)*INDEX(ID!$L$35:$L$46,$B874),0)","v":0},{"$f":"IF(I874=\"h\",INDEX(ID!$M$8:$M$31,FBR!$D874+1)*INDEX(ID!$M$35:$M$46,$B874),0)","v":40},{"$f":"IF(I874=\"w\",INDEX(ID!$N$8:$N$31,FBR!$D874+1)*INDEX(ID!$N$35:$N$46,$B874),0)","v":0},null,23.623984906898531,0,0,0]
[865,2,6,0,37,6,"2014-02-06",5,"h",null,{"$f":"IF(I875=\"h\",INDEX(ID!$K$8:$K$31,FBR!$D875+1)*INDEX(ID!$K$35:$K$46,$B875),0)","v":35},{"$f":"IF(I875=\"w\",INDEX(ID!$L$8:$L$31,FBR!$D875+1)*INDEX(ID!$L$35:$L$46,$B875),0)","v":0},{"$f":"IF(I875=\"h\",INDEX(ID!$M$8:$M$31,FBR!$D875+1)*INDEX(ID!$M$35:$M$46,$B875),0)","v":35},{"$f":"IF(I875=\"w\",INDEX(ID!$N$8:$N$31,FBR!$D875+1)*INDEX(ID!$N$35:$N$46,$B875),0)","v":0},null,20.670986793536215,0,0,0]
[866,2,6,1,37,6,"2014-02-06",5,"h",null,{"$f":"IF(I876=\"h\",INDEX(ID!$K$8:$K$31,FBR!$D876+1)*INDEX(ID!$K$35:$K$46,$B876),0)","v":30},{"$f":"IF(I876=\"w\",INDEX(ID!$L$8:$L$31,FBR!$D876+1)*INDEX(ID!$L$35:$L$46,$B876),0)","v":0},{"$f":"IF(I876=\"h\",INDEX(ID!$M$8:$M$31,FBR!$D876+1)*INDEX(ID!$M$35:$M$46,$B876),0)","v":30},{"$f":"IF(I876=\"w\",INDEX(ID!$N$8:$N$31,FBR!$D876+1)*INDEX(ID!$N$35:$N$46,$B876),0)","v":0},null,17.717988680173899,0,0,0]
[867,2,6,2,37,6,"2014-02-06",5,"h",null,{"$f":"IF(I877=\"h\",INDEX(ID!$K$8:$K$31,FBR!$D877+1)*INDEX(ID!$K$35:$K$46,$B877),0)","v":28},{"$f":"IF(I877=\"w\",INDEX(ID!$L$8:$L$31,FBR!$D877+1)*INDEX(ID!$L$35:$L$46,$B877),0)","v":0},{"$f":"IF(I877=\"h\",INDEX(ID!$M$8:$M$31,FBR!$D877+1)*INDEX(ID!$M$35:$M$46,$B877),0)","v":28},{"$f":"IF(I877=\"w\",INDEX(ID!$N$8:$N$31,FBR!$D877+1)*INDEX(ID!$N$35:$N$46,$B877),0)","v":0},null,16.536789434828972,0,0,0]
[868,2,6,3,37,6,"2014-02-06",5,"h",null,{"$f":"IF(I878=\"h\",INDEX(ID!$K$8:$K$31,FBR!$D878+1)*INDEX(ID!$K$35:$K$46,$B878),0)","v":27},{"$f":"IF(I878=\"w\",INDEX(ID!$L$8:$L$31,FBR!$D878+1)*INDEX(ID!$L$35:$L$46,$B878),0)","v":0},{"$f":"IF(I878=\"h\",INDEX(ID!$M$8:$M$31,FBR!$D878+1)*INDEX(ID!$M$35:$M$46,$B878),0)","v":27},{"$f":"IF(I878=\"w\",INDEX(ID!$N$8:$N$31,FBR!$D878+1)*INDEX(ID!$N$35:$N$46,$B878),0)","v":0},null,15.94618981215651,0,0,0]
[869,2,6,4,37,6,"2014-02-06",5,"h",null,{"$f":"IF(I879=\"h\",INDEX(ID!$K$8:$K$31,FBR!$D879+1)*INDEX(ID!$K$35:$K$46,$B879),0)","v":27},{"$f":"IF(I879=\"w\",INDEX(ID!$L$8:$L$31,FBR!$D879+1)*INDEX(ID!$L$35:$L$46,$B879),0)","v":0},{"$f":"IF(I879=\"h\",INDEX(ID!$M$8:$M$31,FBR!$D879+1)*INDEX(ID!$M$35:$M$46,$B879),0)","v":27},{"$f":"IF(I879=\"w\",INDEX(ID!$N$8:$N$31,FBR!$D879+1)*INDEX(ID!$N$35:$N$46,$B879),0)","v":0},null,15.94618981215651,0,0,0]
[870,2,6,5,37,6,"2014-02-06",5,"h",null,{"$f":"IF(I880=\"h\",INDEX(ID!$K$8:$K$31,FBR!$D880+1)*INDEX(ID!$K$35:$K$46,$B880),0)","v":27},{"$f":"IF(I880=\"w\",INDEX(ID!$L$8:$L$31,FBR!$D880+1)*INDEX(ID!$L$35:$L$46,$B880),0)","v":0},{"$f":"IF(I880=\"h\",INDEX(ID!$M$8:$M$31,FBR!$D880+1)*INDEX(ID!$M$35:$M$46,$B880),0)","v":27},{"$f":"IF(I880=\"w\",INDEX(ID!$N$8:$N$31,FBR!$D880+1)*INDEX(ID!$N$35:$N$46,$B880),0)","v":0},null,15.94618981215651,0,0,0]
[871,2,6,6,37,6,"2014-02-06",5,"h",null,{"$f":"IF(I881=\"h\",INDEX(ID!$K$8:$K$31,FBR!$D881+1)*INDEX(ID!$K$35:$K$46,$B881),0)","v":29},{"$f":"IF(I881=\"w\",INDEX(ID!$L$8:$L$31,FBR!$D881+1)*INDEX(ID!$L$35:$L$46,$B881),0)","v":0},{"$f":"IF(I881=\"h\",INDEX(ID!$M$8:$M$31,FBR!$D881+1)*INDEX(ID!$M$35:$M$46,$B881),0)","v":29},{"$f":"IF(I881=\"w\",INDEX(ID!$N$8:$N$31,FBR!$D881+1)*INDEX(ID!$N$35:$N$46,$B881),0)","v":0},null,17.127389057501436,0,0,0]
[872,2,6,7,37,6,"2014-02-06",5,"h",null,{"$f":"IF(I882=\"h\",INDEX(ID!$K$8:$K$31,FBR!$D882+1)*INDEX(ID!$K$35:$K$46,$B882),0)","v":32},{"$f":"IF(I882=\"w\",INDEX(ID!$L$8:$L$31,FBR!$D882+1)*INDEX(ID!$L$35:$L$46,$B882),0)","v":0},{"$f":"IF(I882=\"h\",INDEX(ID!$M$8:$M$31,FBR!$D882+1)*INDEX(ID!$M$35:$M$46,$B882),0)","v":32},{"$f":"IF(I882=\"w\",INDEX(ID!$N$8:$N$31,FBR!$D882+1)*INDEX(ID!$N$35:$N$46,$B882),0)","v":0},null,18.899187925518824,0,0,0]
[873,2,6,8,37,6,"2014-02-06",5,"h",null,{"$f":"IF(I883=\"h\",INDEX(ID!$K$8:$K$31,FBR!$D883+1)*INDEX(ID!$K$35:$K$46,$B883),0)","v":35},{"$f":"IF(I883=\"w\",INDEX(ID!$L$8:$L$31,FBR!$D883+1)*INDEX(ID!$L$35:$L$46,$B883),0)","v":0},{"$f":"IF(I883=\"h\",INDEX(ID!$M$8:$M$31,FBR!$D883+1)*INDEX(ID!$M$35:$M$46,$B883),0)","v":35},{"$f":"IF(I883=\"w\",INDEX(ID!$N$8:$N$31,FBR!$D883+1)*INDEX(ID!$N$35:$N$46,$B883),0)","v":0},null,20.670986793536215,0,0,0]
[874,2,6,9,37,{"$f":"F716+1","v":6},"2014-02-06",5,"h",null,{"$f":"IF(I884=\"h\",INDEX(ID!$K$8:$K$31,FBR!$D884+1)*INDEX(ID!$K$35:$K$46,$B884),0)","v":38},{"$f":"IF(I884=\"w\",INDEX(ID!$L$8:$L$31,FBR!$D884+1)*INDEX(ID!$L$35:$L$46,$B884),0)","v":0},{"$f":"IF(I884=\"h\",INDEX(ID!$M$8:$M$31,FBR!$D884+1)*INDEX(ID!$M$35:$M$46,$B884),0)","v":38},{"$f":"IF(I884=\"w\",INDEX(ID!$N$8:$N$31,FBR!$D884+1)*INDEX(ID!$N$35:$N$46,$B884),0)","v":0},null,22.442785661553604,0,0,0]
[875,2,6,10,37,6,"2014-02-06",5,"h",null,{"$f":"IF(I885=\"h\",INDEX(ID!$K$8:$K$31,FBR!$D885+1)*INDEX(ID!$K$35:$K$46,$B885),0)","v":40},{"$f":"IF(I885=\"w\",INDEX(ID!$L$8:$L$31,FBR!$D885+1)*INDEX(ID!$L$35:$L$46,$B885),0)","v":0},{"$f":"IF(I885=\"h\",INDEX(ID!$M$8:$M$31,FBR!$D885+1)*INDEX(ID!$M$35:$M$46,$B885),0)","v":40},{"$f":"IF(I885=\"w\",INDEX(ID!$N$8:$N$31,FBR!$D885+1)*INDEX(ID!$N$35:$N$46,$B885),0)","v":0},null,23.623984906898531,0,0,0]
[876,2,6,11,37,6,"2014-02-06",5,"h",null,{"$f":"IF(I886=\"h\",INDEX(ID!$K$8:$K$31,FBR!$D886+1)*INDEX(ID!$K$35:$K$46,$B886),0)","v":42},{"$f":"IF(I886=\"w\",INDEX(ID!$L$8:$L$31,FBR!$D886+1)*INDEX(ID!$L$35:$L$46,$B886),0)","v":0},{"$f":"IF(I886=\"h\",INDEX(ID!$M$8:$M$31,FBR!$D886+1)*INDEX(ID!$M$35:$M$46,$B886),0)","v":42},{"$f":"IF(I886=\"w\",INDEX(ID!$N$8:$N$31,FBR!$D886+1)*INDEX(ID!$N$35:$N$46,$B886),0)","v":0},null,24.805184152243459,0,0,0]
[877,2,6,12,37,6,"2014-02-06",5,"h",null,{"$f":"IF(I887=\"h\",INDEX(ID!$K$8:$K$31,FBR!$D887+1)*INDEX(ID!$K$35:$K$46,$B887),0)","v":43},{"$f":"IF(I887=\"w\",INDEX(ID!$L$8:$L$31,FBR!$D887+1)*INDEX(ID!$L$35:$L$46,$B887),0)","v":0},{"$f":"IF(I887=\"h\",INDEX(ID!$M$8:$M$31,FBR!$D887+1)*INDEX(ID!$M$35:$M$46,$B887),0)","v":43},{"$f":"IF(I887=\"w\",INDEX(ID!$N$8:$N$31,FBR!$D887+1)*INDEX(ID!$N$35:$N$46,$B887),0)","v":0},null,25.395783774915923,0,0,0]
[878,2,6,13,37,6,"2014-02-06",5,"h",null,{"$f":"IF(I888=\"h\",INDEX(ID!$K$8:$K$31,FBR!$D888+1)*INDEX(ID!$K$35:$K$46,$B888),0)","v":44},{"$f":"IF(I888=\"w\",INDEX(ID!$L$8:$L$31,FBR!$D888+1)*INDEX(ID!$L$35:$L$46,$B888),0)","v":0},{"$f":"IF(I888=\"h\",INDEX(ID!$M$8:$M$31,FBR!$D888+1)*INDEX(ID!$M$35:$M$46,$B888),0)","v":44},{"$f":"IF(I888=\"w\",INDEX(ID!$N$8:$N$31,FBR!$D888+1)*INDEX(ID!$N$35:$N$46,$B888),0)","v":0},null,25.986383397588384,0,0,0]
[879,2,6,14,37,6,"2014-02-06",5,"h",null,{"$f":"IF(I889=\"h\",INDEX(ID!$K$8:$K$31,FBR!$D889+1)*INDEX(ID!$K$35:$K$46,$B889),0)","v":47},{"$f":"IF(I889=\"w\",INDEX(ID!$L$8:$L$31,FBR!$D889+1)*INDEX(ID!$L$35:$L$46,$B889),0)","v":0},{"$f":"IF(I889=\"h\",INDEX(ID!$M$8:$M$31,FBR!$D889+1)*INDEX(ID!$M$35:$M$46,$B889),0)","v":47},{"$f":"IF(I889=\"w\",INDEX(ID!$N$8:$N$31,FBR!$D889+1)*INDEX(ID!$N$35:$N$46,$B889),0)","v":0},null,27.758182265605775,0,0,0]
[880,2,6,15,37,6,"2014-02-06",5,"h",null,{"$f":"IF(I890=\"h\",INDEX(ID!$K$8:$K$31,FBR!$D890+1)*INDEX(ID!$K$35:$K$46,$B890),0)","v":50},{"$f":"IF(I890=\"w\",INDEX(ID!$L$8:$L$31,FBR!$D890+1)*INDEX(ID!$L$35:$L$46,$B890),0)","v":0},{"$f":"IF(I890=\"h\",INDEX(ID!$M$8:$M$31,FBR!$D890+1)*INDEX(ID!$M$35:$M$46,$B890),0)","v":50},{"$f":"IF(I890=\"w\",INDEX(ID!$N$8:$N$31,FBR!$D890+1)*INDEX(ID!$N$35:$N$46,$B890),0)","v":0},null,29.529981133623163,0,0,0]
[881,2,6,16,37,6,"2014-02-06",5,"h",null,{"$f":"IF(I891=\"h\",INDEX(ID!$K$8:$K$31,FBR!$D891+1)*INDEX(ID!$K$35:$K$46,$B891),0)","v":53},{"$f":"IF(I891=\"w\",INDEX(ID!$L$8:$L$31,FBR!$D891+1)*INDEX(ID!$L$35:$L$46,$B891),0)","v":0},{"$f":"IF(I891=\"h\",INDEX(ID!$M$8:$M$31,FBR!$D891+1)*INDEX(ID!$M$35:$M$46,$B891),0)","v":53},{"$f":"IF(I891=\"w\",INDEX(ID!$N$8:$N$31,FBR!$D891+1)*INDEX(ID!$N$35:$N$46,$B891),0)","v":0},null,31.301780001640555,0,0,0]
[882,2,6,17,37,6,"2014-02-06",5,"h",null,{"$f":"IF(I892=\"h\",INDEX(ID!$K$8:$K$31,FBR!$D892+1)*INDEX(ID!$K$35:$K$46,$B892),0)","v":62},{"$f":"IF(I892=\"w\",INDEX(ID!$L$8:$L$31,FBR!$D892+1)*INDEX(ID!$L$35:$L$46,$B892),0)","v":0},{"$f":"IF(I892=\"h\",INDEX(ID!$M$8:$M$31,FBR!$D892+1)*INDEX(ID!$M$35:$M$46,$B892),0)","v":62},{"$f":"IF(I892=\"w\",INDEX(ID!$N$8:$N$31,FBR!$D892+1)*INDEX(ID!$N$35:$N$46,$B892),0)","v":0},null,36.617176605692727,0,0,0]
[883,2,6,18,37,6,"2014-02-06",5,"h",null,{"$f":"IF(I893=\"h\",INDEX(ID!$K$8:$K$31,FBR!$D893+1)*INDEX(ID!$K$35:$K$46,$B893),0)","v":65},{"$f":"IF(I893=\"w\",INDEX(ID!$L$8:$L$31,FBR!$D893+1)*INDEX(ID!$L$35:$L$46,$B893),0)","v":0},{"$f":"IF(I893=\"h\",INDEX(ID!$M$8:$M$31,FBR!$D893+1)*INDEX(ID!$M$35:$M$46,$B893),0)","v":65},{"$f":"IF(I893=\"w\",INDEX(ID!$N$8:$N$31,FBR!$D893+1)*INDEX(ID!$N$35:$N$46,$B893),0)","v":0},null,38.388975473710111,0,0,0]
[884,2,6,19,37,6,"2014-02-06",5,"h",null,{"$f":"IF(I894=\"h\",INDEX(ID!$K$8:$K$31,FBR!$D894+1)*INDEX(ID!$K$35:$K$46,$B894),0)","v":60},{"$f":"IF(I894=\"w\",INDEX(ID!$L$8:$L$31,FBR!$D894+1)*INDEX(ID!$L$35:$L$46,$B894),0)","v":0},{"$f":"IF(I894=\"h\",INDEX(ID!$M$8:$M$31,FBR!$D894+1)*INDEX(ID!$M$35:$M$46,$B894),0)","v":60},{"$f":"IF(I894=\"w\",INDEX(ID!$N$8:$N$31,FBR!$D894+1)*INDEX(ID!$N$35:$N$46,$B894),0)","v":0},null,35.435977360347799,0,0,0]
[885,2,6,20,37,6,"2014-02-06",5,"h",null,{"$f":"IF(I895=\"h\",INDEX(ID!$K$8:$K$31,FBR!$D895+1)*INDEX(ID!$K$35:$K$46,$B895),0)","v":53},{"$f":"IF(I895=\"w\",INDEX(ID!$L$8:$L$31,FBR!$D895+1)*INDEX(ID!$L$35:$L$46,$B895),0)","v":0},{"$f":"IF(I895=\"h\",INDEX(ID!$M$8:$M$31,FBR!$D895+1)*INDEX(ID!$M$35:$M$46,$B895),0)","v":53},{"$f":"IF(I895=\"w\",INDEX(ID!$N$8:$N$31,FBR!$D895+1)*INDEX(ID!$N$35:$N$46,$B895),0)","v":0},null,31.301780001640555,0,0,0]
[886,2,6,21,37,6,"2014-02-06",5,"h",null,{"$f":"IF(I896=\"h\",INDEX(ID!$K$8:$K$31,FBR!$D896+1)*INDEX(ID!$K$35:$K$46,$B896),0)","v":50},{"$f":"IF(I896=\"w\",INDEX(ID!$L$8:$L$31,FBR!$D896+1)*INDEX(ID!$L$35:$L$46,$B896),0)","v":0},{"$f":"IF(I896=\"h\",INDEX(ID!$M$8:$M$31,FBR!$D896+1)*INDEX(ID!$M$35:$M$46,$B896),0)","v":50},{"$f":"IF(I896=\"w\",INDEX(ID!$N$8:$N$31,FBR!$D896+1)*INDEX(ID!$N$35:$N$46,$B896),0)","v":0},null,29.529981133623163,0,0,0]
[887,2,6,22,37,6,"2014-02-06",5,"h",null,{"$f":"IF(I897=\"h\",INDEX(ID!$K$8:$K$31,FBR!$D897+1)*INDEX(ID!$K$35:$K$46,$B897),0)","v":45},{"$f":"IF(I897=\"w\",INDEX(ID!$L$8:$L$31,FBR!$D897+1)*INDEX(ID!$L$35:$L$46,$B897),0)","v":0},{"$f":"IF(I897=\"h\",INDEX(ID!$M$8:$M$31,FBR!$D897+1)*INDEX(ID!$M$35:$M$46,$B897),0)","v":45},{"$f":"IF(I897=\"w\",INDEX(ID!$N$8:$N$31,FBR!$D897+1)*INDEX(ID!$N$35:$N$46,$B897),0)","v":0},null,26.576983020260847,0,0,0]
[888,2,6,23,37,6,"2014-02-06",5,"h",null,{"$f":"IF(I898=\"h\",INDEX(ID!$K$8:$K$31,FBR!$D898+1)*INDEX(ID!$K$35:$K$46,$B898),0)","v":40},{"$f":"IF(I898=\"w\",INDEX(ID!$L$8:$L$31,FBR!$D898+1)*INDEX(ID!$L$35:$L$46,$B898),0)","v":0},{"$f":"IF(I898=\"h\",INDEX(ID!$M$8:$M$31,FBR!$D898+1)*INDEX(ID!$M$35:$M$46,$B898),0)","v":40},{"$f":"IF(I898=\"w\",INDEX(ID!$N$8:$N$31,FBR!$D898+1)*INDEX(ID!$N$35:$N$46,$B898),0)","v":0},null,23.623984906898531,0,0,0]
[889,2,7,0,38,6,"2014-02-07",6,"w",null,{"$f":"IF(I899=\"h\",INDEX(ID!$K$8:$K$31,FBR!$D899+1)*INDEX(ID!$K$35:$K$46,$B899),0)","v":0},{"$f":"IF(I899=\"w\",INDEX(ID!$L$8:$L$31,FBR!$D899+1)*INDEX(ID!$L$35:$L$46,$B899),0)","v":35},{"$f":"IF(I899=\"h\",INDEX(ID!$M$8:$M$31,FBR!$D899+1)*INDEX(ID!$M$35:$M$46,$B899),0)","v":0},{"$f":"IF(I899=\"w\",INDEX(ID!$N$8:$N$31,FBR!$D899+1)*INDEX(ID!$N$35:$N$46,$B899),0)","v":35},null,0,20.670986793536215,0,0]
[890,2,7,1,38,6,"2014-02-07",6,"w",null,{"$f":"IF(I900=\"h\",INDEX(ID!$K$8:$K$31,FBR!$D900+1)*INDEX(ID!$K$35:$K$46,$B900),0)","v":0},{"$f":"IF(I900=\"w\",INDEX(ID!$L$8:$L$31,FBR!$D900+1)*INDEX(ID!$L$35:$L$46,$B900),0)","v":30},{"$f":"IF(I900=\"h\",INDEX(ID!$M$8:$M$31,FBR!$D900+1)*INDEX(ID!$M$35:$M$46,$B900),0)","v":0},{"$f":"IF(I900=\"w\",INDEX(ID!$N$8:$N$31,FBR!$D900+1)*INDEX(ID!$N$35:$N$46,$B900),0)","v":30},null,0,17.717988680173899,0,0]
[891,2,7,2,38,6,"2014-02-07",6,"w",null,{"$f":"IF(I901=\"h\",INDEX(ID!$K$8:$K$31,FBR!$D901+1)*INDEX(ID!$K$35:$K$46,$B901),0)","v":0},{"$f":"IF(I901=\"w\",INDEX(ID!$L$8:$L$31,FBR!$D901+1)*INDEX(ID!$L$35:$L$46,$B901),0)","v":28},{"$f":"IF(I901=\"h\",INDEX(ID!$M$8:$M$31,FBR!$D901+1)*INDEX(ID!$M$35:$M$46,$B901),0)","v":0},{"$f":"IF(I901=\"w\",INDEX(ID!$N$8:$N$31,FBR!$D901+1)*INDEX(ID!$N$35:$N$46,$B901),0)","v":28},null,0,16.536789434828972,0,0]
[892,2,7,3,38,6,"2014-02-07",6,"w",null,{"$f":"IF(I902=\"h\",INDEX(ID!$K$8:$K$31,FBR!$D902+1)*INDEX(ID!$K$35:$K$46,$B902),0)","v":0},{"$f":"IF(I902=\"w\",INDEX(ID!$L$8:$L$31,FBR!$D902+1)*INDEX(ID!$L$35:$L$46,$B902),0)","v":27},{"$f":"IF(I902=\"h\",INDEX(ID!$M$8:$M$31,FBR!$D902+1)*INDEX(ID!$M$35:$M$46,$B902),0)","v":0},{"$f":"IF(I902=\"w\",INDEX(ID!$N$8:$N$31,FBR!$D902+1)*INDEX(ID!$N$35:$N$46,$B902),0)","v":27},null,0,15.94618981215651,0,0]
[893,2,7,4,38,6,"2014-02-07",6,"w",null,{"$f":"IF(I903=\"h\",INDEX(ID!$K$8:$K$31,FBR!$D903+1)*INDEX(ID!$K$35:$K$46,$B903),0)","v":0},{"$f":"IF(I903=\"w\",INDEX(ID!$L$8:$L$31,FBR!$D903+1)*INDEX(ID!$L$35:$L$46,$B903),0)","v":27},{"$f":"IF(I903=\"h\",INDEX(ID!$M$8:$M$31,FBR!$D903+1)*INDEX(ID!$M$35:$M$46,$B903),0)","v":0},{"$f":"IF(I903=\"w\",INDEX(ID!$N$8:$N$31,FBR!$D903+1)*INDEX(ID!$N$35:$N$46,$B903),0)","v":27},null,0,15.94618981215651,0,0]
[894,2,7,5,38,6,"2014-02-07",6,"w",null,{"$f":"IF(I904=\"h\",INDEX(ID!$K$8:$K$31,FBR!$D904+1)*INDEX(ID!$K$35:$K$46,$B904),0)","v":0},{"$f":"IF(I904=\"w\",INDEX(ID!$L$8:$L$31,FBR!$D904+1)*INDEX(ID!$L$35:$L$46,$B904),0)","v":27},{"$f":"IF(I904=\"h\",INDEX(ID!$M$8:$M$31,FBR!$D904+1)*INDEX(ID!$M$35:$M$46,$B904),0)","v":0},{"$f":"IF(I904=\"w\",INDEX(ID!$N$8:$N$31,FBR!$D904+1)*INDEX(ID!$N$35:$N$46,$B904),0)","v":27},null,0,15.94618981215651,0,0]
[895,2,7,6,38,6,"2014-02-07",6,"w",null,{"$f":"IF(I905=\"h\",INDEX(ID!$K$8:$K$31,FBR!$D905+1)*INDEX(ID!$K$35:$K$46,$B905),0)","v":0},{"$f":"IF(I905=\"w\",INDEX(ID!$L$8:$L$31,FBR!$D905+1)*INDEX(ID!$L$35:$L$46,$B905),0)","v":29},{"$f":"IF(I905=\"h\",INDEX(ID!$M$8:$M$31,FBR!$D905+1)*INDEX(ID!$M$35:$M$46,$B905),0)","v":0},{"$f":"IF(I905=\"w\",INDEX(ID!$N$8:$N$31,FBR!$D905+1)*INDEX(ID!$N$35:$N$46,$B905),0)","v":29},null,0,17.127389057501436,0,0]
[896,2,7,7,38,6,"2014-02-07",6,"w",null,{"$f":"IF(I906=\"h\",INDEX(ID!$K$8:$K$31,FBR!$D906+1)*INDEX(ID!$K$35:$K$46,$B906),0)","v":0},{"$f":"IF(I906=\"w\",INDEX(ID!$L$8:$L$31,FBR!$D906+1)*INDEX(ID!$L$35:$L$46,$B906),0)","v":32},{"$f":"IF(I906=\"h\",INDEX(ID!$M$8:$M$31,FBR!$D906+1)*INDEX(ID!$M$35:$M$46,$B906),0)","v":0},{"$f":"IF(I906=\"w\",INDEX(ID!$N$8:$N$31,FBR!$D906+1)*INDEX(ID!$N$35:$N$46,$B906),0)","v":32},null,0,18.899187925518824,0,0]
[897,2,7,8,38,6,"2014-02-07",{"$f":"WEEKDAY(G907)","v":6},{"$f":"IF(OR(H907=6,H907=7),\"w\",\"h\")","v":"w"},null,{"$f":"IF(I907=\"h\",INDEX(ID!$K$8:$K$31,FBR!$D907+1)*INDEX(ID!$K$35:$K$46,$B907),0)","v":0},{"$f":"IF(I907=\"w\",INDEX(ID!$L$8:$L$31,FBR!$D907+1)*INDEX(ID!$L$35:$L$46,$B907),0)","v":35},{"$f":"IF(I907=\"h\",INDEX(ID!$M$8:$M$31,FBR!$D907+1)*INDEX(ID!$M$35:$M$46,$B907),0)","v":0},{"$f":"IF(I907=\"w\",INDEX(ID!$N$8:$N$31,FBR!$D907+1)*INDEX(ID!$N$35:$N$46,$B907),0)","v":35},null,{"$f":"K907*(indvforbrug*antalbrugere)/($K$8789+$L$8789)","v":0},{"$f":"L907*indvforbrug*antalbrugere/($K$8789+$L$8789)","v":20.670986793536215},{"$f":"M907*fællesforbrug/($M$8789+$N$8789)","v":0},{"$f":"N907*fællesforbrug/($M$8789+$N$8789)","v":0}]
[{"$f":"A907+1","v":898},2,7,9,38,6,{"$f":"DATE(2014,B908,C908)","v":"2014-02-07"},6,"w",null,{"$f":"IF(I908=\"h\",INDEX(ID!$K$8:$K$31,FBR!$D908+1)*INDEX(ID!$K$35:$K$46,$B908),0)","v":0},{"$f":"IF(I908=\"w\",INDEX(ID!$L$8:$L$31,FBR!$D908+1)*INDEX(ID!$L$35:$L$46,$B908),0)","v":38},{"$f":"IF(I908=\"h\",INDEX(ID!$M$8:$M$31,FBR!$D908+1)*INDEX(ID!$M$35:$M$46,$B908),0)","v":0},{"$f":"IF(I908=\"w\",INDEX(ID!$N$8:$N$31,FBR!$D908+1)*INDEX(ID!$N$35:$N$46,$B908),0)","v":38},null,0,22.442785661553604,0,0]
[899,2,7,10,38,6,"2014-02-07",6,"w",null,{"$f":"IF(I909=\"h\",INDEX(ID!$K$8:$K$31,FBR!$D909+1)*INDEX(ID!$K$35:$K$46,$B909),0)","v":0},{"$f":"IF(I909=\"w\",INDEX(ID!$L$8:$L$31,FBR!$D909+1)*INDEX(ID!$L$35:$L$46,$B909),0)","v":40},{"$f":"IF(I909=\"h\",INDEX(ID!$M$8:$M$31,FBR!$D909+1)*INDEX(ID!$M$35:$M$46,$B909),0)","v":0},{"$f":"IF(I909=\"w\",INDEX(ID!$N$8:$N$31,FBR!$D909+1)*INDEX(ID!$N$35:$N$46,$B909),0)","v":40},null,0,23.623984906898531,0,0]
[900,2,7,11,38,6,"2014-02-07",6,"w",null,{"$f":"IF(I910=\"h\",INDEX(ID!$K$8:$K$31,FBR!$D910+1)*INDEX(ID!$K$35:$K$46,$B910),0)","v":0},{"$f":"IF(I910=\"w\",INDEX(ID!$L$8:$L$31,FBR!$D910+1)*INDEX(ID!$L$35:$L$46,$B910),0)","v":42},{"$f":"IF(I910=\"h\",INDEX(ID!$M$8:$M$31,FBR!$D910+1)*INDEX(ID!$M$35:$M$46,$B910),0)","v":0},{"$f":"IF(I910=\"w\",INDEX(ID!$N$8:$N$31,FBR!$D910+1)*INDEX(ID!$N$35:$N$46,$B910),0)","v":42},null,0,24.805184152243459,0,0]
[901,2,7,12,38,6,"2014-02-07",6,"w",null,{"$f":"IF(I911=\"h\",INDEX(ID!$K$8:$K$31,FBR!$D911+1)*INDEX(ID!$K$35:$K$46,$B911),0)","v":0},{"$f":"IF(I911=\"w\",INDEX(ID!$L$8:$L$31,FBR!$D911+1)*INDEX(ID!$L$35:$L$46,$B911),0)","v":43},{"$f":"IF(I911=\"h\",INDEX(ID!$M$8:$M$31,FBR!$D911+1)*INDEX(ID!$M$35:$M$46,$B911),0)","v":0},{"$f":"IF(I911=\"w\",INDEX(ID!$N$8:$N$31,FBR!$D911+1)*INDEX(ID!$N$35:$N$46,$B911),0)","v":43},null,0,25.395783774915923,0,0]
[902,2,7,13,38,6,"2014-02-07",6,"w",null,{"$f":"IF(I912=\"h\",INDEX(ID!$K$8:$K$31,FBR!$D912+1)*INDEX(ID!$K$35:$K$46,$B912),0)","v":0},{"$f":"IF(I912=\"w\",INDEX(ID!$L$8:$L$31,FBR!$D912+1)*INDEX(ID!$L$35:$L$46,$B912),0)","v":44},{"$f":"IF(I912=\"h\",INDEX(ID!$M$8:$M$31,FBR!$D912+1)*INDEX(ID!$M$35:$M$46,$B912),0)","v":0},{"$f":"IF(I912=\"w\",INDEX(ID!$N$8:$N$31,FBR!$D912+1)*INDEX(ID!$N$35:$N$46,$B912),0)","v":44},null,0,25.986383397588384,0,0]
[903,2,7,14,38,6,"2014-02-07",6,"w",null,{"$f":"IF(I913=\"h\",INDEX(ID!$K$8:$K$31,FBR!$D913+1)*INDEX(ID!$K$35:$K$46,$B913),0)","v":0},{"$f":"IF(I913=\"w\",INDEX(ID!$L$8:$L$31,FBR!$D913+1)*INDEX(ID!$L$35:$L$46,$B913),0)","v":47},{"$f":"IF(I913=\"h\",INDEX(ID!$M$8:$M$31,FBR!$D913+1)*INDEX(ID!$M$35:$M$46,$B913),0)","v":0},{"$f":"IF(I913=\"w\",INDEX(ID!$N$8:$N$31,FBR!$D913+1)*INDEX(ID!$N$35:$N$46,$B913),0)","v":47},null,0,27.758182265605775,0,0]
[904,2,7,15,38,6,"2014-02-07",6,"w",null,{"$f":"IF(I914=\"h\",INDEX(ID!$K$8:$K$31,FBR!$D914+1)*INDEX(ID!$K$35:$K$46,$B914),0)","v":0},{"$f":"IF(I914=\"w\",INDEX(ID!$L$8:$L$31,FBR!$D914+1)*INDEX(ID!$L$35:$L$46,$B914),0)","v":50},{"$f":"IF(I914=\"h\",INDEX(ID!$M$8:$M$31,FBR!$D914+1)*INDEX(ID!$M$35:$M$46,$B914),0)","v":0},{"$f":"IF(I914=\"w\",INDEX(ID!$N$8:$N$31,FBR!$D914+1)*INDEX(ID!$N$35:$N$46,$B914),0)","v":50},null,0,29.529981133623163,0,0]
[905,2,7,16,38,6,"2014-02-07",6,"w",null,{"$f":"IF(I915=\"h\",INDEX(ID!$K$8:$K$31,FBR!$D915+1)*INDEX(ID!$K$35:$K$46,$B915),0)","v":0},{"$f":"IF(I915=\"w\",INDEX(ID!$L$8:$L$31,FBR!$D915+1)*INDEX(ID!$L$35:$L$46,$B915),0)","v":53},{"$f":"IF(I915=\"h\",INDEX(ID!$M$8:$M$31,FBR!$D915+1)*INDEX(ID!$M$35:$M$46,$B915),0)","v":0},{"$f":"IF(I915=\"w\",INDEX(ID!$N$8:$N$31,FBR!$D915+1)*INDEX(ID!$N$35:$N$46,$B915),0)","v":53},null,0,31.301780001640555,0,0]
[906,2,7,17,38,6,"2014-02-07",6,"w",null,{"$f":"IF(I916=\"h\",INDEX(ID!$K$8:$K$31,FBR!$D916+1)*INDEX(ID!$K$35:$K$46,$B916),0)","v":0},{"$f":"IF(I916=\"w\",INDEX(ID!$L$8:$L$31,FBR!$D916+1)*INDEX(ID!$L$35:$L$46,$B916),0)","v":62},{"$f":"IF(I916=\"h\",INDEX(ID!$M$8:$M$31,FBR!$D916+1)*INDEX(ID!$M$35:$M$46,$B916),0)","v":0},{"$f":"IF(I916=\"w\",INDEX(ID!$N$8:$N$31,FBR!$D916+1)*INDEX(ID!$N$35:$N$46,$B916),0)","v":62},null,0,36.617176605692727,0,0]
[907,2,7,18,38,6,"2014-02-07",6,"w",null,{"$f":"IF(I917=\"h\",INDEX(ID!$K$8:$K$31,FBR!$D917+1)*INDEX(ID!$K$35:$K$46,$B917),0)","v":0},{"$f":"IF(I917=\"w\",INDEX(ID!$L$8:$L$31,FBR!$D917+1)*INDEX(ID!$L$35:$L$46,$B917),0)","v":65},{"$f":"IF(I917=\"h\",INDEX(ID!$M$8:$M$31,FBR!$D917+1)*INDEX(ID!$M$35:$M$46,$B917),0)","v":0},{"$f":"IF(I917=\"w\",INDEX(ID!$N$8:$N$31,FBR!$D917+1)*INDEX(ID!$N$35:$N$46,$B917),0)","v":65},null,0,38.388975473710111,0,0]
[908,2,7,19,38,6,"2014-02-07",6,"w",null,{"$f":"IF(I918=\"h\",INDEX(ID!$K$8:$K$31,FBR!$D918+1)*INDEX(ID!$K$35:$K$46,$B918),0)","v":0},{"$f":"IF(I918=\"w\",INDEX(ID!$L$8:$L$31,FBR!$D918+1)*INDEX(ID!$L$35:$L$46,$B918),0)","v":60},{"$f":"IF(I918=\"h\",INDEX(ID!$M$8:$M$31,FBR!$D918+1)*INDEX(ID!$M$35:$M$46,$B918),0)","v":0},{"$f":"IF(I918=\"w\",INDEX(ID!$N$8:$N$31,FBR!$D918+1)*INDEX(ID!$N$35:$N$46,$B918),0)","v":60},null,0,35.435977360347799,0,0]
[909,2,7,20,38,6,"2014-02-07",6,"w",null,{"$f":"IF(I919=\"h\",INDEX(ID!$K$8:$K$31,FBR!$D919+1)*INDEX(ID!$K$35:$K$46,$B919),0)","v":0},{"$f":"IF(I919=\"w\",INDEX(ID!$L$8:$L$31,FBR!$D919+1)*INDEX(ID!$L$35:$L$46,$B919),0)","v":53},{"$f":"IF(I919=\"h\",INDEX(ID!$M$8:$M$31,FBR!$D919+1)*INDEX(ID!$M$35:$M$46,$B919),0)","v":0},{"$f":"IF(I919=\"w\",INDEX(ID!$N$8:$N$31,FBR!$D919+1)*INDEX(ID!$N$35:$N$46,$B919),0)","v":53},null,0,31.301780001640555,0,0]
[910,2,7,21,38,6,"2014-02-07",6,"w",null,{"$f":"IF(I920=\"h\",INDEX(ID!$K$8:$K$31,FBR!$D920+1)*INDEX(ID!$K$35:$K$46,$B920),0)","v":0},{"$f":"IF(I920=\"w\",INDEX(ID!$L$8:$L$31,FBR!$D920+1)*INDEX(ID!$L$35:$L$46,$B920),0)","v":50},{"$f":"IF(I920=\"h\",INDEX(ID!$M$8:$M$31,FBR!$D920+1)*INDEX(ID!$M$35:$M$46,$B920),0)","v":0},{"$f":"IF(I920=\"w\",INDEX(ID!$N$8:$N$31,FBR!$D920+1)*INDEX(ID!$N$35:$N$46,$B920),0)","v":50},null,0,29.529981133623163,0,0]
[911,2,7,22,38,6,"2014-02-07",6,"w",null,{"$f":"IF(I921=\"h\",INDEX(ID!$K$8:$K$31,FBR!$D921+1)*INDEX(ID!$K$35:$K$46,$B921),0)","v":0},{"$f":"IF(I921=\"w\",INDEX(ID!$L$8:$L$31,FBR!$D921+1)*INDEX(ID!$L$35:$L$46,$B921),0)","v":45},{"$f":"IF(I921=\"h\",INDEX(ID!$M$8:$M$31,FBR!$D921+1)*INDEX(ID!$M$35:$M$46,$B921),0)","v":0},{"$f":"IF(I921=\"w\",INDEX(ID!$N$8:$N$31,FBR!$D921+1)*INDEX(ID!$N$35:$N$46,$B921),0)","v":45},null,0,26.576983020260847,0,0]
[912,2,7,23,38,6,"2014-02-07",6,"w",null,{"$f":"IF(I922=\"h\",INDEX(ID!$K$8:$K$31,FBR!$D922+1)*INDEX(ID!$K$35:$K$46,$B922),0)","v":0},{"$f":"IF(I922=\"w\",INDEX(ID!$L$8:$L$31,FBR!$D922+1)*INDEX(ID!$L$35:$L$46,$B922),0)","v":40},{"$f":"IF(I922=\"h\",INDEX(ID!$M$8:$M$31,FBR!$D922+1)*INDEX(ID!$M$35:$M$46,$B922),0)","v":0},{"$f":"IF(I922=\"w\",INDEX(ID!$N$8:$N$31,FBR!$D922+1)*INDEX(ID!$N$35:$N$46,$B922),0)","v":40},null,0,23.623984906898531,0,0]
[913,2,8,0,39,6,"2014-02-08",7,"w",null,{"$f":"IF(I923=\"h\",INDEX(ID!$K$8:$K$31,FBR!$D923+1)*INDEX(ID!$K$35:$K$46,$B923),0)","v":0},{"$f":"IF(I923=\"w\",INDEX(ID!$L$8:$L$31,FBR!$D923+1)*INDEX(ID!$L$35:$L$46,$B923),0)","v":35},{"$f":"IF(I923=\"h\",INDEX(ID!$M$8:$M$31,FBR!$D923+1)*INDEX(ID!$M$35:$M$46,$B923),0)","v":0},{"$f":"IF(I923=\"w\",INDEX(ID!$N$8:$N$31,FBR!$D923+1)*INDEX(ID!$N$35:$N$46,$B923),0)","v":35},null,0,20.670986793536215,0,0]
[914,2,8,1,39,6,"2014-02-08",7,"w",null,{"$f":"IF(I924=\"h\",INDEX(ID!$K$8:$K$31,FBR!$D924+1)*INDEX(ID!$K$35:$K$46,$B924),0)","v":0},{"$f":"IF(I924=\"w\",INDEX(ID!$L$8:$L$31,FBR!$D924+1)*INDEX(ID!$L$35:$L$46,$B924),0)","v":30},{"$f":"IF(I924=\"h\",INDEX(ID!$M$8:$M$31,FBR!$D924+1)*INDEX(ID!$M$35:$M$46,$B924),0)","v":0},{"$f":"IF(I924=\"w\",INDEX(ID!$N$8:$N$31,FBR!$D924+1)*INDEX(ID!$N$35:$N$46,$B924),0)","v":30},null,0,17.717988680173899,0,0]
[915,2,8,2,39,6,"2014-02-08",7,"w",null,{"$f":"IF(I925=\"h\",INDEX(ID!$K$8:$K$31,FBR!$D925+1)*INDEX(ID!$K$35:$K$46,$B925),0)","v":0},{"$f":"IF(I925=\"w\",INDEX(ID!$L$8:$L$31,FBR!$D925+1)*INDEX(ID!$L$35:$L$46,$B925),0)","v":28},{"$f":"IF(I925=\"h\",INDEX(ID!$M$8:$M$31,FBR!$D925+1)*INDEX(ID!$M$35:$M$46,$B925),0)","v":0},{"$f":"IF(I925=\"w\",INDEX(ID!$N$8:$N$31,FBR!$D925+1)*INDEX(ID!$N$35:$N$46,$B925),0)","v":28},null,0,16.536789434828972,0,0]
[916,2,8,3,39,6,"2014-02-08",7,"w",null,{"$f":"IF(I926=\"h\",INDEX(ID!$K$8:$K$31,FBR!$D926+1)*INDEX(ID!$K$35:$K$46,$B926),0)","v":0},{"$f":"IF(I926=\"w\",INDEX(ID!$L$8:$L$31,FBR!$D926+1)*INDEX(ID!$L$35:$L$46,$B926),0)","v":27},{"$f":"IF(I926=\"h\",INDEX(ID!$M$8:$M$31,FBR!$D926+1)*INDEX(ID!$M$35:$M$46,$B926),0)","v":0},{"$f":"IF(I926=\"w\",INDEX(ID!$N$8:$N$31,FBR!$D926+1)*INDEX(ID!$N$35:$N$46,$B926),0)","v":27},null,0,15.94618981215651,0,0]
[917,2,8,4,39,6,"2014-02-08",7,"w",null,{"$f":"IF(I927=\"h\",INDEX(ID!$K$8:$K$31,FBR!$D927+1)*INDEX(ID!$K$35:$K$46,$B927),0)","v":0},{"$f":"IF(I927=\"w\",INDEX(ID!$L$8:$L$31,FBR!$D927+1)*INDEX(ID!$L$35:$L$46,$B927),0)","v":27},{"$f":"IF(I927=\"h\",INDEX(ID!$M$8:$M$31,FBR!$D927+1)*INDEX(ID!$M$35:$M$46,$B927),0)","v":0},{"$f":"IF(I927=\"w\",INDEX(ID!$N$8:$N$31,FBR!$D927+1)*INDEX(ID!$N$35:$N$46,$B927),0)","v":27},null,0,15.94618981215651,0,0]
[918,2,8,5,39,6,"2014-02-08",7,"w",null,{"$f":"IF(I928=\"h\",INDEX(ID!$K$8:$K$31,FBR!$D928+1)*INDEX(ID!$K$35:$K$46,$B928),0)","v":0},{"$f":"IF(I928=\"w\",INDEX(ID!$L$8:$L$31,FBR!$D928+1)*INDEX(ID!$L$35:$L$46,$B928),0)","v":27},{"$f":"IF(I928=\"h\",INDEX(ID!$M$8:$M$31,FBR!$D928+1)*INDEX(ID!$M$35:$M$46,$B928),0)","v":0},{"$f":"IF(I928=\"w\",INDEX(ID!$N$8:$N$31,FBR!$D928+1)*INDEX(ID!$N$35:$N$46,$B928),0)","v":27},null,0,15.94618981215651,0,0]
[919,2,8,6,39,6,"2014-02-08",7,"w",null,{"$f":"IF(I929=\"h\",INDEX(ID!$K$8:$K$31,FBR!$D929+1)*INDEX(ID!$K$35:$K$46,$B929),0)","v":0},{"$f":"IF(I929=\"w\",INDEX(ID!$L$8:$L$31,FBR!$D929+1)*INDEX(ID!$L$35:$L$46,$B929),0)","v":29},{"$f":"IF(I929=\"h\",INDEX(ID!$M$8:$M$31,FBR!$D929+1)*INDEX(ID!$M$35:$M$46,$B929),0)","v":0},{"$f":"IF(I929=\"w\",INDEX(ID!$N$8:$N$31,FBR!$D929+1)*INDEX(ID!$N$35:$N$46,$B929),0)","v":29},null,0,17.127389057501436,0,0]
[920,2,8,7,39,6,"2014-02-08",7,"w",null,{"$f":"IF(I930=\"h\",INDEX(ID!$K$8:$K$31,FBR!$D930+1)*INDEX(ID!$K$35:$K$46,$B930),0)","v":0},{"$f":"IF(I930=\"w\",INDEX(ID!$L$8:$L$31,FBR!$D930+1)*INDEX(ID!$L$35:$L$46,$B930),0)","v":32},{"$f":"IF(I930=\"h\",INDEX(ID!$M$8:$M$31,FBR!$D930+1)*INDEX(ID!$M$35:$M$46,$B930),0)","v":0},{"$f":"IF(I930=\"w\",INDEX(ID!$N$8:$N$31,FBR!$D930+1)*INDEX(ID!$N$35:$N$46,$B930),0)","v":32},null,0,18.899187925518824,0,0]
[921,2,8,8,39,6,"2014-02-08",7,"w",null,{"$f":"IF(I931=\"h\",INDEX(ID!$K$8:$K$31,FBR!$D931+1)*INDEX(ID!$K$35:$K$46,$B931),0)","v":0},{"$f":"IF(I931=\"w\",INDEX(ID!$L$8:$L$31,FBR!$D931+1)*INDEX(ID!$L$35:$L$46,$B931),0)","v":35},{"$f":"IF(I931=\"h\",INDEX(ID!$M$8:$M$31,FBR!$D931+1)*INDEX(ID!$M$35:$M$46,$B931),0)","v":0},{"$f":"IF(I931=\"w\",INDEX(ID!$N$8:$N$31,FBR!$D931+1)*INDEX(ID!$N$35:$N$46,$B931),0)","v":35},null,0,20.670986793536215,0,0]
[922,2,8,9,{"$f":"E908+1","v":39},6,"2014-02-08",7,"w",null,{"$f":"IF(I932=\"h\",INDEX(ID!$K$8:$K$31,FBR!$D932+1)*INDEX(ID!$K$35:$K$46,$B932),0)","v":0},{"$f":"IF(I932=\"w\",INDEX(ID!$L$8:$L$31,FBR!$D932+1)*INDEX(ID!$L$35:$L$46,$B932),0)","v":38},{"$f":"IF(I932=\"h\",INDEX(ID!$M$8:$M$31,FBR!$D932+1)*INDEX(ID!$M$35:$M$46,$B932),0)","v":0},{"$f":"IF(I932=\"w\",INDEX(ID!$N$8:$N$31,FBR!$D932+1)*INDEX(ID!$N$35:$N$46,$B932),0)","v":38},null,0,22.442785661553604,0,0]
[923,2,8,10,39,6,"2014-02-08",7,"w",null,{"$f":"IF(I933=\"h\",INDEX(ID!$K$8:$K$31,FBR!$D933+1)*INDEX(ID!$K$35:$K$46,$B933),0)","v":0},{"$f":"IF(I933=\"w\",INDEX(ID!$L$8:$L$31,FBR!$D933+1)*INDEX(ID!$L$35:$L$46,$B933),0)","v":40},{"$f":"IF(I933=\"h\",INDEX(ID!$M$8:$M$31,FBR!$D933+1)*INDEX(ID!$M$35:$M$46,$B933),0)","v":0},{"$f":"IF(I933=\"w\",INDEX(ID!$N$8:$N$31,FBR!$D933+1)*INDEX(ID!$N$35:$N$46,$B933),0)","v":40},null,0,23.623984906898531,0,0]
[924,2,8,11,39,6,"2014-02-08",7,"w",null,{"$f":"IF(I934=\"h\",INDEX(ID!$K$8:$K$31,FBR!$D934+1)*INDEX(ID!$K$35:$K$46,$B934),0)","v":0},{"$f":"IF(I934=\"w\",INDEX(ID!$L$8:$L$31,FBR!$D934+1)*INDEX(ID!$L$35:$L$46,$B934),0)","v":42},{"$f":"IF(I934=\"h\",INDEX(ID!$M$8:$M$31,FBR!$D934+1)*INDEX(ID!$M$35:$M$46,$B934),0)","v":0},{"$f":"IF(I934=\"w\",INDEX(ID!$N$8:$N$31,FBR!$D934+1)*INDEX(ID!$N$35:$N$46,$B934),0)","v":42},null,0,24.805184152243459,0,0]
[925,2,8,12,39,6,"2014-02-08",7,"w",null,{"$f":"IF(I935=\"h\",INDEX(ID!$K$8:$K$31,FBR!$D935+1)*INDEX(ID!$K$35:$K$46,$B935),0)","v":0},{"$f":"IF(I935=\"w\",INDEX(ID!$L$8:$L$31,FBR!$D935+1)*INDEX(ID!$L$35:$L$46,$B935),0)","v":43},{"$f":"IF(I935=\"h\",INDEX(ID!$M$8:$M$31,FBR!$D935+1)*INDEX(ID!$M$35:$M$46,$B935),0)","v":0},{"$f":"IF(I935=\"w\",INDEX(ID!$N$8:$N$31,FBR!$D935+1)*INDEX(ID!$N$35:$N$46,$B935),0)","v":43},null,0,25.395783774915923,0,0]
[926,2,8,13,39,6,"2014-02-08",7,"w",null,{"$f":"IF(I936=\"h\",INDEX(ID!$K$8:$K$31,FBR!$D936+1)*INDEX(ID!$K$35:$K$46,$B936),0)","v":0},{"$f":"IF(I936=\"w\",INDEX(ID!$L$8:$L$31,FBR!$D936+1)*INDEX(ID!$L$35:$L$46,$B936),0)","v":44},{"$f":"IF(I936=\"h\",INDEX(ID!$M$8:$M$31,FBR!$D936+1)*INDEX(ID!$M$35:$M$46,$B936),0)","v":0},{"$f":"IF(I936=\"w\",INDEX(ID!$N$8:$N$31,FBR!$D936+1)*INDEX(ID!$N$35:$N$46,$B936),0)","v":44},null,0,25.986383397588384,0,0]
[927,2,8,14,39,6,"2014-02-08",7,"w",null,{"$f":"IF(I937=\"h\",INDEX(ID!$K$8:$K$31,FBR!$D937+1)*INDEX(ID!$K$35:$K$46,$B937),0)","v":0},{"$f":"IF(I937=\"w\",INDEX(ID!$L$8:$L$31,FBR!$D937+1)*INDEX(ID!$L$35:$L$46,$B937),0)","v":47},{"$f":"IF(I937=\"h\",INDEX(ID!$M$8:$M$31,FBR!$D937+1)*INDEX(ID!$M$35:$M$46,$B937),0)","v":0},{"$f":"IF(I937=\"w\",INDEX(ID!$N$8:$N$31,FBR!$D937+1)*INDEX(ID!$N$35:$N$46,$B937),0)","v":47},null,0,27.758182265605775,0,0]
[928,2,8,15,39,6,"2014-02-08",7,"w",null,{"$f":"IF(I938=\"h\",INDEX(ID!$K$8:$K$31,FBR!$D938+1)*INDEX(ID!$K$35:$K$46,$B938),0)","v":0},{"$f":"IF(I938=\"w\",INDEX(ID!$L$8:$L$31,FBR!$D938+1)*INDEX(ID!$L$35:$L$46,$B938),0)","v":50},{"$f":"IF(I938=\"h\",INDEX(ID!$M$8:$M$31,FBR!$D938+1)*INDEX(ID!$M$35:$M$46,$B938),0)","v":0},{"$f":"IF(I938=\"w\",INDEX(ID!$N$8:$N$31,FBR!$D938+1)*INDEX(ID!$N$35:$N$46,$B938),0)","v":50},null,0,29.529981133623163,0,0]
[929,2,8,16,39,6,"2014-02-08",7,"w",null,{"$f":"IF(I939=\"h\",INDEX(ID!$K$8:$K$31,FBR!$D939+1)*INDEX(ID!$K$35:$K$46,$B939),0)","v":0},{"$f":"IF(I939=\"w\",INDEX(ID!$L$8:$L$31,FBR!$D939+1)*INDEX(ID!$L$35:$L$46,$B939),0)","v":53},{"$f":"IF(I939=\"h\",INDEX(ID!$M$8:$M$31,FBR!$D939+1)*INDEX(ID!$M$35:$M$46,$B939),0)","v":0},{"$f":"IF(I939=\"w\",INDEX(ID!$N$8:$N$31,FBR!$D939+1)*INDEX(ID!$N$35:$N$46,$B939),0)","v":53},null,0,31.301780001640555,0,0]
[930,2,8,17,39,6,"2014-02-08",7,"w",null,{"$f":"IF(I940=\"h\",INDEX(ID!$K$8:$K$31,FBR!$D940+1)*INDEX(ID!$K$35:$K$46,$B940),0)","v":0},{"$f":"IF(I940=\"w\",INDEX(ID!$L$8:$L$31,FBR!$D940+1)*INDEX(ID!$L$35:$L$46,$B940),0)","v":62},{"$f":"IF(I940=\"h\",INDEX(ID!$M$8:$M$31,FBR!$D940+1)*INDEX(ID!$M$35:$M$46,$B940),0)","v":0},{"$f":"IF(I940=\"w\",INDEX(ID!$N$8:$N$31,FBR!$D940+1)*INDEX(ID!$N$35:$N$46,$B940),0)","v":62},null,0,36.617176605692727,0,0]
[931,2,8,18,39,6,"2014-02-08",7,"w",null,{"$f":"IF(I941=\"h\",INDEX(ID!$K$8:$K$31,FBR!$D941+1)*INDEX(ID!$K$35:$K$46,$B941),0)","v":0},{"$f":"IF(I941=\"w\",INDEX(ID!$L$8:$L$31,FBR!$D941+1)*INDEX(ID!$L$35:$L$46,$B941),0)","v":65},{"$f":"IF(I941=\"h\",INDEX(ID!$M$8:$M$31,FBR!$D941+1)*INDEX(ID!$M$35:$M$46,$B941),0)","v":0},{"$f":"IF(I941=\"w\",INDEX(ID!$N$8:$N$31,FBR!$D941+1)*INDEX(ID!$N$35:$N$46,$B941),0)","v":65},null,0,38.388975473710111,0,0]
[932,2,8,19,39,6,"2014-02-08",7,"w",null,{"$f":"IF(I942=\"h\",INDEX(ID!$K$8:$K$31,FBR!$D942+1)*INDEX(ID!$K$35:$K$46,$B942),0)","v":0},{"$f":"IF(I942=\"w\",INDEX(ID!$L$8:$L$31,FBR!$D942+1)*INDEX(ID!$L$35:$L$46,$B942),0)","v":60},{"$f":"IF(I942=\"h\",INDEX(ID!$M$8:$M$31,FBR!$D942+1)*INDEX(ID!$M$35:$M$46,$B942),0)","v":0},{"$f":"IF(I942=\"w\",INDEX(ID!$N$8:$N$31,FBR!$D942+1)*INDEX(ID!$N$35:$N$46,$B942),0)","v":60},null,0,35.435977360347799,0,0]
[933,2,8,20,39,6,"2014-02-08",7,"w",null,{"$f":"IF(I943=\"h\",INDEX(ID!$K$8:$K$31,FBR!$D943+1)*INDEX(ID!$K$35:$K$46,$B943),0)","v":0},{"$f":"IF(I943=\"w\",INDEX(ID!$L$8:$L$31,FBR!$D943+1)*INDEX(ID!$L$35:$L$46,$B943),0)","v":53},{"$f":"IF(I943=\"h\",INDEX(ID!$M$8:$M$31,FBR!$D943+1)*INDEX(ID!$M$35:$M$46,$B943),0)","v":0},{"$f":"IF(I943=\"w\",INDEX(ID!$N$8:$N$31,FBR!$D943+1)*INDEX(ID!$N$35:$N$46,$B943),0)","v":53},null,0,31.301780001640555,0,0]
[934,2,8,21,39,6,"2014-02-08",7,"w",null,{"$f":"IF(I944=\"h\",INDEX(ID!$K$8:$K$31,FBR!$D944+1)*INDEX(ID!$K$35:$K$46,$B944),0)","v":0},{"$f":"IF(I944=\"w\",INDEX(ID!$L$8:$L$31,FBR!$D944+1)*INDEX(ID!$L$35:$L$46,$B944),0)","v":50},{"$f":"IF(I944=\"h\",INDEX(ID!$M$8:$M$31,FBR!$D944+1)*INDEX(ID!$M$35:$M$46,$B944),0)","v":0},{"$f":"IF(I944=\"w\",INDEX(ID!$N$8:$N$31,FBR!$D944+1)*INDEX(ID!$N$35:$N$46,$B944),0)","v":50},null,0,29.529981133623163,0,0]
[935,2,8,22,39,6,"2014-02-08",7,"w",null,{"$f":"IF(I945=\"h\",INDEX(ID!$K$8:$K$31,FBR!$D945+1)*INDEX(ID!$K$35:$K$46,$B945),0)","v":0},{"$f":"IF(I945=\"w\",INDEX(ID!$L$8:$L$31,FBR!$D945+1)*INDEX(ID!$L$35:$L$46,$B945),0)","v":45},{"$f":"IF(I945=\"h\",INDEX(ID!$M$8:$M$31,FBR!$D945+1)*INDEX(ID!$M$35:$M$46,$B945),0)","v":0},{"$f":"IF(I945=\"w\",INDEX(ID!$N$8:$N$31,FBR!$D945+1)*INDEX(ID!$N$35:$N$46,$B945),0)","v":45},null,0,26.576983020260847,0,0]
[936,2,8,23,39,6,"2014-02-08",7,"w",null,{"$f":"IF(I946=\"h\",INDEX(ID!$K$8:$K$31,FBR!$D946+1)*INDEX(ID!$K$35:$K$46,$B946),0)","v":0},{"$f":"IF(I946=\"w\",INDEX(ID!$L$8:$L$31,FBR!$D946+1)*INDEX(ID!$L$35:$L$46,$B946),0)","v":40},{"$f":"IF(I946=\"h\",INDEX(ID!$M$8:$M$31,FBR!$D946+1)*INDEX(ID!$M$35:$M$46,$B946),0)","v":0},{"$f":"IF(I946=\"w\",INDEX(ID!$N$8:$N$31,FBR!$D946+1)*INDEX(ID!$N$35:$N$46,$B946),0)","v":40},null,0,23.623984906898531,0,0]
[937,2,9,0,40,6,"2014-02-09",1,"h",null,{"$f":"IF(I947=\"h\",INDEX(ID!$K$8:$K$31,FBR!$D947+1)*INDEX(ID!$K$35:$K$46,$B947),0)","v":35},{"$f":"IF(I947=\"w\",INDEX(ID!$L$8:$L$31,FBR!$D947+1)*INDEX(ID!$L$35:$L$46,$B947),0)","v":0},{"$f":"IF(I947=\"h\",INDEX(ID!$M$8:$M$31,FBR!$D947+1)*INDEX(ID!$M$35:$M$46,$B947),0)","v":35},{"$f":"IF(I947=\"w\",INDEX(ID!$N$8:$N$31,FBR!$D947+1)*INDEX(ID!$N$35:$N$46,$B947),0)","v":0},null,20.670986793536215,0,0,0]
[938,2,9,1,40,{"$f":"F780+1","v":6},"2014-02-09",1,"h",null,{"$f":"IF(I948=\"h\",INDEX(ID!$K$8:$K$31,FBR!$D948+1)*INDEX(ID!$K$35:$K$46,$B948),0)","v":30},{"$f":"IF(I948=\"w\",INDEX(ID!$L$8:$L$31,FBR!$D948+1)*INDEX(ID!$L$35:$L$46,$B948),0)","v":0},{"$f":"IF(I948=\"h\",INDEX(ID!$M$8:$M$31,FBR!$D948+1)*INDEX(ID!$M$35:$M$46,$B948),0)","v":30},{"$f":"IF(I948=\"w\",INDEX(ID!$N$8:$N$31,FBR!$D948+1)*INDEX(ID!$N$35:$N$46,$B948),0)","v":0},null,17.717988680173899,0,0,0]
[939,2,9,2,40,6,"2014-02-09",1,"h",null,{"$f":"IF(I949=\"h\",INDEX(ID!$K$8:$K$31,FBR!$D949+1)*INDEX(ID!$K$35:$K$46,$B949),0)","v":28},{"$f":"IF(I949=\"w\",INDEX(ID!$L$8:$L$31,FBR!$D949+1)*INDEX(ID!$L$35:$L$46,$B949),0)","v":0},{"$f":"IF(I949=\"h\",INDEX(ID!$M$8:$M$31,FBR!$D949+1)*INDEX(ID!$M$35:$M$46,$B949),0)","v":28},{"$f":"IF(I949=\"w\",INDEX(ID!$N$8:$N$31,FBR!$D949+1)*INDEX(ID!$N$35:$N$46,$B949),0)","v":0},null,16.536789434828972,0,0,0]
[940,2,9,3,40,6,"2014-02-09",1,"h",null,{"$f":"IF(I950=\"h\",INDEX(ID!$K$8:$K$31,FBR!$D950+1)*INDEX(ID!$K$35:$K$46,$B950),0)","v":27},{"$f":"IF(I950=\"w\",INDEX(ID!$L$8:$L$31,FBR!$D950+1)*INDEX(ID!$L$35:$L$46,$B950),0)","v":0},{"$f":"IF(I950=\"h\",INDEX(ID!$M$8:$M$31,FBR!$D950+1)*INDEX(ID!$M$35:$M$46,$B950),0)","v":27},{"$f":"IF(I950=\"w\",INDEX(ID!$N$8:$N$31,FBR!$D950+1)*INDEX(ID!$N$35:$N$46,$B950),0)","v":0},null,15.94618981215651,0,0,0]
[941,2,9,4,40,6,"2014-02-09",1,"h",null,{"$f":"IF(I951=\"h\",INDEX(ID!$K$8:$K$31,FBR!$D951+1)*INDEX(ID!$K$35:$K$46,$B951),0)","v":27},{"$f":"IF(I951=\"w\",INDEX(ID!$L$8:$L$31,FBR!$D951+1)*INDEX(ID!$L$35:$L$46,$B951),0)","v":0},{"$f":"IF(I951=\"h\",INDEX(ID!$M$8:$M$31,FBR!$D951+1)*INDEX(ID!$M$35:$M$46,$B951),0)","v":27},{"$f":"IF(I951=\"w\",INDEX(ID!$N$8:$N$31,FBR!$D951+1)*INDEX(ID!$N$35:$N$46,$B951),0)","v":0},null,15.94618981215651,0,0,0]
[942,2,9,5,40,6,"2014-02-09",1,"h",null,{"$f":"IF(I952=\"h\",INDEX(ID!$K$8:$K$31,FBR!$D952+1)*INDEX(ID!$K$35:$K$46,$B952),0)","v":27},{"$f":"IF(I952=\"w\",INDEX(ID!$L$8:$L$31,FBR!$D952+1)*INDEX(ID!$L$35:$L$46,$B952),0)","v":0},{"$f":"IF(I952=\"h\",INDEX(ID!$M$8:$M$31,FBR!$D952+1)*INDEX(ID!$M$35:$M$46,$B952),0)","v":27},{"$f":"IF(I952=\"w\",INDEX(ID!$N$8:$N$31,FBR!$D952+1)*INDEX(ID!$N$35:$N$46,$B952),0)","v":0},null,15.94618981215651,0,0,0]
[943,2,9,6,40,6,"2014-02-09",1,"h",null,{"$f":"IF(I953=\"h\",INDEX(ID!$K$8:$K$31,FBR!$D953+1)*INDEX(ID!$K$35:$K$46,$B953),0)","v":29},{"$f":"IF(I953=\"w\",INDEX(ID!$L$8:$L$31,FBR!$D953+1)*INDEX(ID!$L$35:$L$46,$B953),0)","v":0},{"$f":"IF(I953=\"h\",INDEX(ID!$M$8:$M$31,FBR!$D953+1)*INDEX(ID!$M$35:$M$46,$B953),0)","v":29},{"$f":"IF(I953=\"w\",INDEX(ID!$N$8:$N$31,FBR!$D953+1)*INDEX(ID!$N$35:$N$46,$B953),0)","v":0},null,17.127389057501436,0,0,0]
[944,2,9,7,40,6,"2014-02-09",1,"h",null,{"$f":"IF(I954=\"h\",INDEX(ID!$K$8:$K$31,FBR!$D954+1)*INDEX(ID!$K$35:$K$46,$B954),0)","v":32},{"$f":"IF(I954=\"w\",INDEX(ID!$L$8:$L$31,FBR!$D954+1)*INDEX(ID!$L$35:$L$46,$B954),0)","v":0},{"$f":"IF(I954=\"h\",INDEX(ID!$M$8:$M$31,FBR!$D954+1)*INDEX(ID!$M$35:$M$46,$B954),0)","v":32},{"$f":"IF(I954=\"w\",INDEX(ID!$N$8:$N$31,FBR!$D954+1)*INDEX(ID!$N$35:$N$46,$B954),0)","v":0},null,18.899187925518824,0,0,0]
[945,2,9,8,40,6,"2014-02-09",1,"h",null,{"$f":"IF(I955=\"h\",INDEX(ID!$K$8:$K$31,FBR!$D955+1)*INDEX(ID!$K$35:$K$46,$B955),0)","v":35},{"$f":"IF(I955=\"w\",INDEX(ID!$L$8:$L$31,FBR!$D955+1)*INDEX(ID!$L$35:$L$46,$B955),0)","v":0},{"$f":"IF(I955=\"h\",INDEX(ID!$M$8:$M$31,FBR!$D955+1)*INDEX(ID!$M$35:$M$46,$B955),0)","v":35},{"$f":"IF(I955=\"w\",INDEX(ID!$N$8:$N$31,FBR!$D955+1)*INDEX(ID!$N$35:$N$46,$B955),0)","v":0},null,20.670986793536215,0,0,0]
[946,2,9,9,40,6,"2014-02-09",1,"h",null,{"$f":"IF(I956=\"h\",INDEX(ID!$K$8:$K$31,FBR!$D956+1)*INDEX(ID!$K$35:$K$46,$B956),0)","v":38},{"$f":"IF(I956=\"w\",INDEX(ID!$L$8:$L$31,FBR!$D956+1)*INDEX(ID!$L$35:$L$46,$B956),0)","v":0},{"$f":"IF(I956=\"h\",INDEX(ID!$M$8:$M$31,FBR!$D956+1)*INDEX(ID!$M$35:$M$46,$B956),0)","v":38},{"$f":"IF(I956=\"w\",INDEX(ID!$N$8:$N$31,FBR!$D956+1)*INDEX(ID!$N$35:$N$46,$B956),0)","v":0},null,22.442785661553604,0,0,0]
[947,2,9,10,40,6,"2014-02-09",1,"h",null,{"$f":"IF(I957=\"h\",INDEX(ID!$K$8:$K$31,FBR!$D957+1)*INDEX(ID!$K$35:$K$46,$B957),0)","v":40},{"$f":"IF(I957=\"w\",INDEX(ID!$L$8:$L$31,FBR!$D957+1)*INDEX(ID!$L$35:$L$46,$B957),0)","v":0},{"$f":"IF(I957=\"h\",INDEX(ID!$M$8:$M$31,FBR!$D957+1)*INDEX(ID!$M$35:$M$46,$B957),0)","v":40},{"$f":"IF(I957=\"w\",INDEX(ID!$N$8:$N$31,FBR!$D957+1)*INDEX(ID!$N$35:$N$46,$B957),0)","v":0},null,23.623984906898531,0,0,0]
[948,2,9,11,40,6,"2014-02-09",1,"h",null,{"$f":"IF(I958=\"h\",INDEX(ID!$K$8:$K$31,FBR!$D958+1)*INDEX(ID!$K$35:$K$46,$B958),0)","v":42},{"$f":"IF(I958=\"w\",INDEX(ID!$L$8:$L$31,FBR!$D958+1)*INDEX(ID!$L$35:$L$46,$B958),0)","v":0},{"$f":"IF(I958=\"h\",INDEX(ID!$M$8:$M$31,FBR!$D958+1)*INDEX(ID!$M$35:$M$46,$B958),0)","v":42},{"$f":"IF(I958=\"w\",INDEX(ID!$N$8:$N$31,FBR!$D958+1)*INDEX(ID!$N$35:$N$46,$B958),0)","v":0},null,24.805184152243459,0,0,0]
[949,2,9,12,40,6,"2014-02-09",1,"h",null,{"$f":"IF(I959=\"h\",INDEX(ID!$K$8:$K$31,FBR!$D959+1)*INDEX(ID!$K$35:$K$46,$B959),0)","v":43},{"$f":"IF(I959=\"w\",INDEX(ID!$L$8:$L$31,FBR!$D959+1)*INDEX(ID!$L$35:$L$46,$B959),0)","v":0},{"$f":"IF(I959=\"h\",INDEX(ID!$M$8:$M$31,FBR!$D959+1)*INDEX(ID!$M$35:$M$46,$B959),0)","v":43},{"$f":"IF(I959=\"w\",INDEX(ID!$N$8:$N$31,FBR!$D959+1)*INDEX(ID!$N$35:$N$46,$B959),0)","v":0},null,25.395783774915923,0,0,0]
[950,2,9,13,40,6,"2014-02-09",1,"h",null,{"$f":"IF(I960=\"h\",INDEX(ID!$K$8:$K$31,FBR!$D960+1)*INDEX(ID!$K$35:$K$46,$B960),0)","v":44},{"$f":"IF(I960=\"w\",INDEX(ID!$L$8:$L$31,FBR!$D960+1)*INDEX(ID!$L$35:$L$46,$B960),0)","v":0},{"$f":"IF(I960=\"h\",INDEX(ID!$M$8:$M$31,FBR!$D960+1)*INDEX(ID!$M$35:$M$46,$B960),0)","v":44},{"$f":"IF(I960=\"w\",INDEX(ID!$N$8:$N$31,FBR!$D960+1)*INDEX(ID!$N$35:$N$46,$B960),0)","v":0},null,25.986383397588384,0,0,0]
[951,2,9,14,40,6,"2014-02-09",1,"h",null,{"$f":"IF(I961=\"h\",INDEX(ID!$K$8:$K$31,FBR!$D961+1)*INDEX(ID!$K$35:$K$46,$B961),0)","v":47},{"$f":"IF(I961=\"w\",INDEX(ID!$L$8:$L$31,FBR!$D961+1)*INDEX(ID!$L$35:$L$46,$B961),0)","v":0},{"$f":"IF(I961=\"h\",INDEX(ID!$M$8:$M$31,FBR!$D961+1)*INDEX(ID!$M$35:$M$46,$B961),0)","v":47},{"$f":"IF(I961=\"w\",INDEX(ID!$N$8:$N$31,FBR!$D961+1)*INDEX(ID!$N$35:$N$46,$B961),0)","v":0},null,27.758182265605775,0,0,0]
[952,2,9,15,40,6,"2014-02-09",1,"h",null,{"$f":"IF(I962=\"h\",INDEX(ID!$K$8:$K$31,FBR!$D962+1)*INDEX(ID!$K$35:$K$46,$B962),0)","v":50},{"$f":"IF(I962=\"w\",INDEX(ID!$L$8:$L$31,FBR!$D962+1)*INDEX(ID!$L$35:$L$46,$B962),0)","v":0},{"$f":"IF(I962=\"h\",INDEX(ID!$M$8:$M$31,FBR!$D962+1)*INDEX(ID!$M$35:$M$46,$B962),0)","v":50},{"$f":"IF(I962=\"w\",INDEX(ID!$N$8:$N$31,FBR!$D962+1)*INDEX(ID!$N$35:$N$46,$B962),0)","v":0},null,29.529981133623163,0,0,0]
[953,2,9,16,40,6,"2014-02-09",1,"h",null,{"$f":"IF(I963=\"h\",INDEX(ID!$K$8:$K$31,FBR!$D963+1)*INDEX(ID!$K$35:$K$46,$B963),0)","v":53},{"$f":"IF(I963=\"w\",INDEX(ID!$L$8:$L$31,FBR!$D963+1)*INDEX(ID!$L$35:$L$46,$B963),0)","v":0},{"$f":"IF(I963=\"h\",INDEX(ID!$M$8:$M$31,FBR!$D963+1)*INDEX(ID!$M$35:$M$46,$B963),0)","v":53},{"$f":"IF(I963=\"w\",INDEX(ID!$N$8:$N$31,FBR!$D963+1)*INDEX(ID!$N$35:$N$46,$B963),0)","v":0},null,31.301780001640555,0,0,0]
[954,2,9,17,40,6,"2014-02-09",1,"h",null,{"$f":"IF(I964=\"h\",INDEX(ID!$K$8:$K$31,FBR!$D964+1)*INDEX(ID!$K$35:$K$46,$B964),0)","v":62},{"$f":"IF(I964=\"w\",INDEX(ID!$L$8:$L$31,FBR!$D964+1)*INDEX(ID!$L$35:$L$46,$B964),0)","v":0},{"$f":"IF(I964=\"h\",INDEX(ID!$M$8:$M$31,FBR!$D964+1)*INDEX(ID!$M$35:$M$46,$B964),0)","v":62},{"$f":"IF(I964=\"w\",INDEX(ID!$N$8:$N$31,FBR!$D964+1)*INDEX(ID!$N$35:$N$46,$B964),0)","v":0},null,36.617176605692727,0,0,0]
[955,2,9,18,40,6,"2014-02-09",1,"h",null,{"$f":"IF(I965=\"h\",INDEX(ID!$K$8:$K$31,FBR!$D965+1)*INDEX(ID!$K$35:$K$46,$B965),0)","v":65},{"$f":"IF(I965=\"w\",INDEX(ID!$L$8:$L$31,FBR!$D965+1)*INDEX(ID!$L$35:$L$46,$B965),0)","v":0},{"$f":"IF(I965=\"h\",INDEX(ID!$M$8:$M$31,FBR!$D965+1)*INDEX(ID!$M$35:$M$46,$B965),0)","v":65},{"$f":"IF(I965=\"w\",INDEX(ID!$N$8:$N$31,FBR!$D965+1)*INDEX(ID!$N$35:$N$46,$B965),0)","v":0},null,38.388975473710111,0,0,0]
[956,2,9,19,40,6,"2014-02-09",1,"h",null,{"$f":"IF(I966=\"h\",INDEX(ID!$K$8:$K$31,FBR!$D966+1)*INDEX(ID!$K$35:$K$46,$B966),0)","v":60},{"$f":"IF(I966=\"w\",INDEX(ID!$L$8:$L$31,FBR!$D966+1)*INDEX(ID!$L$35:$L$46,$B966),0)","v":0},{"$f":"IF(I966=\"h\",INDEX(ID!$M$8:$M$31,FBR!$D966+1)*INDEX(ID!$M$35:$M$46,$B966),0)","v":60},{"$f":"IF(I966=\"w\",INDEX(ID!$N$8:$N$31,FBR!$D966+1)*INDEX(ID!$N$35:$N$46,$B966),0)","v":0},null,35.435977360347799,0,0,0]
[957,2,9,20,40,6,"2014-02-09",1,"h",null,{"$f":"IF(I967=\"h\",INDEX(ID!$K$8:$K$31,FBR!$D967+1)*INDEX(ID!$K$35:$K$46,$B967),0)","v":53},{"$f":"IF(I967=\"w\",INDEX(ID!$L$8:$L$31,FBR!$D967+1)*INDEX(ID!$L$35:$L$46,$B967),0)","v":0},{"$f":"IF(I967=\"h\",INDEX(ID!$M$8:$M$31,FBR!$D967+1)*INDEX(ID!$M$35:$M$46,$B967),0)","v":53},{"$f":"IF(I967=\"w\",INDEX(ID!$N$8:$N$31,FBR!$D967+1)*INDEX(ID!$N$35:$N$46,$B967),0)","v":0},null,31.301780001640555,0,0,0]
[958,2,9,21,40,6,"2014-02-09",1,"h",null,{"$f":"IF(I968=\"h\",INDEX(ID!$K$8:$K$31,FBR!$D968+1)*INDEX(ID!$K$35:$K$46,$B968),0)","v":50},{"$f":"IF(I968=\"w\",INDEX(ID!$L$8:$L$31,FBR!$D968+1)*INDEX(ID!$L$35:$L$46,$B968),0)","v":0},{"$f":"IF(I968=\"h\",INDEX(ID!$M$8:$M$31,FBR!$D968+1)*INDEX(ID!$M$35:$M$46,$B968),0)","v":50},{"$f":"IF(I968=\"w\",INDEX(ID!$N$8:$N$31,FBR!$D968+1)*INDEX(ID!$N$35:$N$46,$B968),0)","v":0},null,29.529981133623163,0,0,0]
[959,2,9,22,40,6,"2014-02-09",1,"h",null,{"$f":"IF(I969=\"h\",INDEX(ID!$K$8:$K$31,FBR!$D969+1)*INDEX(ID!$K$35:$K$46,$B969),0)","v":45},{"$f":"IF(I969=\"w\",INDEX(ID!$L$8:$L$31,FBR!$D969+1)*INDEX(ID!$L$35:$L$46,$B969),0)","v":0},{"$f":"IF(I969=\"h\",INDEX(ID!$M$8:$M$31,FBR!$D969+1)*INDEX(ID!$M$35:$M$46,$B969),0)","v":45},{"$f":"IF(I969=\"w\",INDEX(ID!$N$8:$N$31,FBR!$D969+1)*INDEX(ID!$N$35:$N$46,$B969),0)","v":0},null,26.576983020260847,0,0,0]
[960,2,9,23,40,6,"2014-02-09",1,"h",null,{"$f":"IF(I970=\"h\",INDEX(ID!$K$8:$K$31,FBR!$D970+1)*INDEX(ID!$K$35:$K$46,$B970),0)","v":40},{"$f":"IF(I970=\"w\",INDEX(ID!$L$8:$L$31,FBR!$D970+1)*INDEX(ID!$L$35:$L$46,$B970),0)","v":0},{"$f":"IF(I970=\"h\",INDEX(ID!$M$8:$M$31,FBR!$D970+1)*INDEX(ID!$M$35:$M$46,$B970),0)","v":40},{"$f":"IF(I970=\"w\",INDEX(ID!$N$8:$N$31,FBR!$D970+1)*INDEX(ID!$N$35:$N$46,$B970),0)","v":0},null,23.623984906898531,0,0,0]
[961,2,10,0,41,6,"2014-02-10",{"$f":"WEEKDAY(G971)","v":2},{"$f":"IF(OR(H971=6,H971=7),\"w\",\"h\")","v":"h"},null,{"$f":"IF(I971=\"h\",INDEX(ID!$K$8:$K$31,FBR!$D971+1)*INDEX(ID!$K$35:$K$46,$B971),0)","v":35},{"$f":"IF(I971=\"w\",INDEX(ID!$L$8:$L$31,FBR!$D971+1)*INDEX(ID!$L$35:$L$46,$B971),0)","v":0},{"$f":"IF(I971=\"h\",INDEX(ID!$M$8:$M$31,FBR!$D971+1)*INDEX(ID!$M$35:$M$46,$B971),0)","v":35},{"$f":"IF(I971=\"w\",INDEX(ID!$N$8:$N$31,FBR!$D971+1)*INDEX(ID!$N$35:$N$46,$B971),0)","v":0},null,{"$f":"K971*(indvforbrug*antalbrugere)/($K$8789+$L$8789)","v":20.670986793536215},{"$f":"L971*indvforbrug*antalbrugere/($K$8789+$L$8789)","v":0},{"$f":"M971*fællesforbrug/($M$8789+$N$8789)","v":0},{"$f":"N971*fællesforbrug/($M$8789+$N$8789)","v":0}]
[{"$f":"A971+1","v":962},2,10,1,41,6,{"$f":"DATE(2014,B972,C972)","v":"2014-02-10"},2,"h",null,{"$f":"IF(I972=\"h\",INDEX(ID!$K$8:$K$31,FBR!$D972+1)*INDEX(ID!$K$35:$K$46,$B972),0)","v":30},{"$f":"IF(I972=\"w\",INDEX(ID!$L$8:$L$31,FBR!$D972+1)*INDEX(ID!$L$35:$L$46,$B972),0)","v":0},{"$f":"IF(I972=\"h\",INDEX(ID!$M$8:$M$31,FBR!$D972+1)*INDEX(ID!$M$35:$M$46,$B972),0)","v":30},{"$f":"IF(I972=\"w\",INDEX(ID!$N$8:$N$31,FBR!$D972+1)*INDEX(ID!$N$35:$N$46,$B972),0)","v":0},null,17.717988680173899,0,0,0]
[963,2,10,2,41,6,"2014-02-10",2,"h",null,{"$f":"IF(I973=\"h\",INDEX(ID!$K$8:$K$31,FBR!$D973+1)*INDEX(ID!$K$35:$K$46,$B973),0)","v":28},{"$f":"IF(I973=\"w\",INDEX(ID!$L$8:$L$31,FBR!$D973+1)*INDEX(ID!$L$35:$L$46,$B973),0)","v":0},{"$f":"IF(I973=\"h\",INDEX(ID!$M$8:$M$31,FBR!$D973+1)*INDEX(ID!$M$35:$M$46,$B973),0)","v":28},{"$f":"IF(I973=\"w\",INDEX(ID!$N$8:$N$31,FBR!$D973+1)*INDEX(ID!$N$35:$N$46,$B973),0)","v":0},null,16.536789434828972,0,0,0]
[964,2,10,3,41,6,"2014-02-10",2,"h",null,{"$f":"IF(I974=\"h\",INDEX(ID!$K$8:$K$31,FBR!$D974+1)*INDEX(ID!$K$35:$K$46,$B974),0)","v":27},{"$f":"IF(I974=\"w\",INDEX(ID!$L$8:$L$31,FBR!$D974+1)*INDEX(ID!$L$35:$L$46,$B974),0)","v":0},{"$f":"IF(I974=\"h\",INDEX(ID!$M$8:$M$31,FBR!$D974+1)*INDEX(ID!$M$35:$M$46,$B974),0)","v":27},{"$f":"IF(I974=\"w\",INDEX(ID!$N$8:$N$31,FBR!$D974+1)*INDEX(ID!$N$35:$N$46,$B974),0)","v":0},null,15.94618981215651,0,0,0]
[965,2,10,4,41,6,"2014-02-10",2,"h",null,{"$f":"IF(I975=\"h\",INDEX(ID!$K$8:$K$31,FBR!$D975+1)*INDEX(ID!$K$35:$K$46,$B975),0)","v":27},{"$f":"IF(I975=\"w\",INDEX(ID!$L$8:$L$31,FBR!$D975+1)*INDEX(ID!$L$35:$L$46,$B975),0)","v":0},{"$f":"IF(I975=\"h\",INDEX(ID!$M$8:$M$31,FBR!$D975+1)*INDEX(ID!$M$35:$M$46,$B975),0)","v":27},{"$f":"IF(I975=\"w\",INDEX(ID!$N$8:$N$31,FBR!$D975+1)*INDEX(ID!$N$35:$N$46,$B975),0)","v":0},null,15.94618981215651,0,0,0]
[966,2,10,5,41,6,"2014-02-10",2,"h",null,{"$f":"IF(I976=\"h\",INDEX(ID!$K$8:$K$31,FBR!$D976+1)*INDEX(ID!$K$35:$K$46,$B976),0)","v":27},{"$f":"IF(I976=\"w\",INDEX(ID!$L$8:$L$31,FBR!$D976+1)*INDEX(ID!$L$35:$L$46,$B976),0)","v":0},{"$f":"IF(I976=\"h\",INDEX(ID!$M$8:$M$31,FBR!$D976+1)*INDEX(ID!$M$35:$M$46,$B976),0)","v":27},{"$f":"IF(I976=\"w\",INDEX(ID!$N$8:$N$31,FBR!$D976+1)*INDEX(ID!$N$35:$N$46,$B976),0)","v":0},null,15.94618981215651,0,0,0]
[967,2,10,6,41,6,"2014-02-10",2,"h",null,{"$f":"IF(I977=\"h\",INDEX(ID!$K$8:$K$31,FBR!$D977+1)*INDEX(ID!$K$35:$K$46,$B977),0)","v":29},{"$f":"IF(I977=\"w\",INDEX(ID!$L$8:$L$31,FBR!$D977+1)*INDEX(ID!$L$35:$L$46,$B977),0)","v":0},{"$f":"IF(I977=\"h\",INDEX(ID!$M$8:$M$31,FBR!$D977+1)*INDEX(ID!$M$35:$M$46,$B977),0)","v":29},{"$f":"IF(I977=\"w\",INDEX(ID!$N$8:$N$31,FBR!$D977+1)*INDEX(ID!$N$35:$N$46,$B977),0)","v":0},null,17.127389057501436,0,0,0]
[968,2,10,7,41,6,"2014-02-10",2,"h",null,{"$f":"IF(I978=\"h\",INDEX(ID!$K$8:$K$31,FBR!$D978+1)*INDEX(ID!$K$35:$K$46,$B978),0)","v":32},{"$f":"IF(I978=\"w\",INDEX(ID!$L$8:$L$31,FBR!$D978+1)*INDEX(ID!$L$35:$L$46,$B978),0)","v":0},{"$f":"IF(I978=\"h\",INDEX(ID!$M$8:$M$31,FBR!$D978+1)*INDEX(ID!$M$35:$M$46,$B978),0)","v":32},{"$f":"IF(I978=\"w\",INDEX(ID!$N$8:$N$31,FBR!$D978+1)*INDEX(ID!$N$35:$N$46,$B978),0)","v":0},null,18.899187925518824,0,0,0]
[969,2,10,8,41,6,"2014-02-10",2,"h",null,{"$f":"IF(I979=\"h\",INDEX(ID!$K$8:$K$31,FBR!$D979+1)*INDEX(ID!$K$35:$K$46,$B979),0)","v":35},{"$f":"IF(I979=\"w\",INDEX(ID!$L$8:$L$31,FBR!$D979+1)*INDEX(ID!$L$35:$L$46,$B979),0)","v":0},{"$f":"IF(I979=\"h\",INDEX(ID!$M$8:$M$31,FBR!$D979+1)*INDEX(ID!$M$35:$M$46,$B979),0)","v":35},{"$f":"IF(I979=\"w\",INDEX(ID!$N$8:$N$31,FBR!$D979+1)*INDEX(ID!$N$35:$N$46,$B979),0)","v":0},null,20.670986793536215,0,0,0]
[970,2,10,9,41,6,"2014-02-10",2,"h",null,{"$f":"IF(I980=\"h\",INDEX(ID!$K$8:$K$31,FBR!$D980+1)*INDEX(ID!$K$35:$K$46,$B980),0)","v":38},{"$f":"IF(I980=\"w\",INDEX(ID!$L$8:$L$31,FBR!$D980+1)*INDEX(ID!$L$35:$L$46,$B980),0)","v":0},{"$f":"IF(I980=\"h\",INDEX(ID!$M$8:$M$31,FBR!$D980+1)*INDEX(ID!$M$35:$M$46,$B980),0)","v":38},{"$f":"IF(I980=\"w\",INDEX(ID!$N$8:$N$31,FBR!$D980+1)*INDEX(ID!$N$35:$N$46,$B980),0)","v":0},null,22.442785661553604,0,0,0]
[971,2,10,10,41,6,"2014-02-10",2,"h",null,{"$f":"IF(I981=\"h\",INDEX(ID!$K$8:$K$31,FBR!$D981+1)*INDEX(ID!$K$35:$K$46,$B981),0)","v":40},{"$f":"IF(I981=\"w\",INDEX(ID!$L$8:$L$31,FBR!$D981+1)*INDEX(ID!$L$35:$L$46,$B981),0)","v":0},{"$f":"IF(I981=\"h\",INDEX(ID!$M$8:$M$31,FBR!$D981+1)*INDEX(ID!$M$35:$M$46,$B981),0)","v":40},{"$f":"IF(I981=\"w\",INDEX(ID!$N$8:$N$31,FBR!$D981+1)*INDEX(ID!$N$35:$N$46,$B981),0)","v":0},null,23.623984906898531,0,0,0]
[972,2,10,11,41,6,"2014-02-10",2,"h",null,{"$f":"IF(I982=\"h\",INDEX(ID!$K$8:$K$31,FBR!$D982+1)*INDEX(ID!$K$35:$K$46,$B982),0)","v":42},{"$f":"IF(I982=\"w\",INDEX(ID!$L$8:$L$31,FBR!$D982+1)*INDEX(ID!$L$35:$L$46,$B982),0)","v":0},{"$f":"IF(I982=\"h\",INDEX(ID!$M$8:$M$31,FBR!$D982+1)*INDEX(ID!$M$35:$M$46,$B982),0)","v":42},{"$f":"IF(I982=\"w\",INDEX(ID!$N$8:$N$31,FBR!$D982+1)*INDEX(ID!$N$35:$N$46,$B982),0)","v":0},null,24.805184152243459,0,0,0]
[973,2,10,12,41,6,"2014-02-10",2,"h",null,{"$f":"IF(I983=\"h\",INDEX(ID!$K$8:$K$31,FBR!$D983+1)*INDEX(ID!$K$35:$K$46,$B983),0)","v":43},{"$f":"IF(I983=\"w\",INDEX(ID!$L$8:$L$31,FBR!$D983+1)*INDEX(ID!$L$35:$L$46,$B983),0)","v":0},{"$f":"IF(I983=\"h\",INDEX(ID!$M$8:$M$31,FBR!$D983+1)*INDEX(ID!$M$35:$M$46,$B983),0)","v":43},{"$f":"IF(I983=\"w\",INDEX(ID!$N$8:$N$31,FBR!$D983+1)*INDEX(ID!$N$35:$N$46,$B983),0)","v":0},null,25.395783774915923,0,0,0]
[974,2,10,13,41,6,"2014-02-10",2,"h",null,{"$f":"IF(I984=\"h\",INDEX(ID!$K$8:$K$31,FBR!$D984+1)*INDEX(ID!$K$35:$K$46,$B984),0)","v":44},{"$f":"IF(I984=\"w\",INDEX(ID!$L$8:$L$31,FBR!$D984+1)*INDEX(ID!$L$35:$L$46,$B984),0)","v":0},{"$f":"IF(I984=\"h\",INDEX(ID!$M$8:$M$31,FBR!$D984+1)*INDEX(ID!$M$35:$M$46,$B984),0)","v":44},{"$f":"IF(I984=\"w\",INDEX(ID!$N$8:$N$31,FBR!$D984+1)*INDEX(ID!$N$35:$N$46,$B984),0)","v":0},null,25.986383397588384,0,0,0]
[975,2,10,14,41,6,"2014-02-10",2,"h",null,{"$f":"IF(I985=\"h\",INDEX(ID!$K$8:$K$31,FBR!$D985+1)*INDEX(ID!$K$35:$K$46,$B985),0)","v":47},{"$f":"IF(I985=\"w\",INDEX(ID!$L$8:$L$31,FBR!$D985+1)*INDEX(ID!$L$35:$L$46,$B985),0)","v":0},{"$f":"IF(I985=\"h\",INDEX(ID!$M$8:$M$31,FBR!$D985+1)*INDEX(ID!$M$35:$M$46,$B985),0)","v":47},{"$f":"IF(I985=\"w\",INDEX(ID!$N$8:$N$31,FBR!$D985+1)*INDEX(ID!$N$35:$N$46,$B985),0)","v":0},null,27.758182265605775,0,0,0]
[976,2,10,15,41,6,"2014-02-10",2,"h",null,{"$f":"IF(I986=\"h\",INDEX(ID!$K$8:$K$31,FBR!$D986+1)*INDEX(ID!$K$35:$K$46,$B986),0)","v":50},{"$f":"IF(I986=\"w\",INDEX(ID!$L$8:$L$31,FBR!$D986+1)*INDEX(ID!$L$35:$L$46,$B986),0)","v":0},{"$f":"IF(I986=\"h\",INDEX(ID!$M$8:$M$31,FBR!$D986+1)*INDEX(ID!$M$35:$M$46,$B986),0)","v":50},{"$f":"IF(I986=\"w\",INDEX(ID!$N$8:$N$31,FBR!$D986+1)*INDEX(ID!$N$35:$N$46,$B986),0)","v":0},null,29.529981133623163,0,0,0]
[977,2,10,16,41,6,"2014-02-10",2,"h",null,{"$f":"IF(I987=\"h\",INDEX(ID!$K$8:$K$31,FBR!$D987+1)*INDEX(ID!$K$35:$K$46,$B987),0)","v":53},{"$f":"IF(I987=\"w\",INDEX(ID!$L$8:$L$31,FBR!$D987+1)*INDEX(ID!$L$35:$L$46,$B987),0)","v":0},{"$f":"IF(I987=\"h\",INDEX(ID!$M$8:$M$31,FBR!$D987+1)*INDEX(ID!$M$35:$M$46,$B987),0)","v":53},{"$f":"IF(I987=\"w\",INDEX(ID!$N$8:$N$31,FBR!$D987+1)*INDEX(ID!$N$35:$N$46,$B987),0)","v":0},null,31.301780001640555,0,0,0]
[978,2,10,17,41,6,"2014-02-10",2,"h",null,{"$f":"IF(I988=\"h\",INDEX(ID!$K$8:$K$31,FBR!$D988+1)*INDEX(ID!$K$35:$K$46,$B988),0)","v":62},{"$f":"IF(I988=\"w\",INDEX(ID!$L$8:$L$31,FBR!$D988+1)*INDEX(ID!$L$35:$L$46,$B988),0)","v":0},{"$f":"IF(I988=\"h\",INDEX(ID!$M$8:$M$31,FBR!$D988+1)*INDEX(ID!$M$35:$M$46,$B988),0)","v":62},{"$f":"IF(I988=\"w\",INDEX(ID!$N$8:$N$31,FBR!$D988+1)*INDEX(ID!$N$35:$N$46,$B988),0)","v":0},null,36.617176605692727,0,0,0]
[979,2,10,18,41,6,"2014-02-10",2,"h",null,{"$f":"IF(I989=\"h\",INDEX(ID!$K$8:$K$31,FBR!$D989+1)*INDEX(ID!$K$35:$K$46,$B989),0)","v":65},{"$f":"IF(I989=\"w\",INDEX(ID!$L$8:$L$31,FBR!$D989+1)*INDEX(ID!$L$35:$L$46,$B989),0)","v":0},{"$f":"IF(I989=\"h\",INDEX(ID!$M$8:$M$31,FBR!$D989+1)*INDEX(ID!$M$35:$M$46,$B989),0)","v":65},{"$f":"IF(I989=\"w\",INDEX(ID!$N$8:$N$31,FBR!$D989+1)*INDEX(ID!$N$35:$N$46,$B989),0)","v":0},null,38.388975473710111,0,0,0]
[980,2,10,19,41,6,"2014-02-10",2,"h",null,{"$f":"IF(I990=\"h\",INDEX(ID!$K$8:$K$31,FBR!$D990+1)*INDEX(ID!$K$35:$K$46,$B990),0)","v":60},{"$f":"IF(I990=\"w\",INDEX(ID!$L$8:$L$31,FBR!$D990+1)*INDEX(ID!$L$35:$L$46,$B990),0)","v":0},{"$f":"IF(I990=\"h\",INDEX(ID!$M$8:$M$31,FBR!$D990+1)*INDEX(ID!$M$35:$M$46,$B990),0)","v":60},{"$f":"IF(I990=\"w\",INDEX(ID!$N$8:$N$31,FBR!$D990+1)*INDEX(ID!$N$35:$N$46,$B990),0)","v":0},null,35.435977360347799,0,0,0]
[981,2,10,20,41,6,"2014-02-10",2,"h",null,{"$f":"IF(I991=\"h\",INDEX(ID!$K$8:$K$31,FBR!$D991+1)*INDEX(ID!$K$35:$K$46,$B991),0)","v":53},{"$f":"IF(I991=\"w\",INDEX(ID!$L$8:$L$31,FBR!$D991+1)*INDEX(ID!$L$35:$L$46,$B991),0)","v":0},{"$f":"IF(I991=\"h\",INDEX(ID!$M$8:$M$31,FBR!$D991+1)*INDEX(ID!$M$35:$M$46,$B991),0)","v":53},{"$f":"IF(I991=\"w\",INDEX(ID!$N$8:$N$31,FBR!$D991+1)*INDEX(ID!$N$35:$N$46,$B991),0)","v":0},null,31.301780001640555,0,0,0]
[982,2,10,21,41,6,"2014-02-10",2,"h",null,{"$f":"IF(I992=\"h\",INDEX(ID!$K$8:$K$31,FBR!$D992+1)*INDEX(ID!$K$35:$K$46,$B992),0)","v":50},{"$f":"IF(I992=\"w\",INDEX(ID!$L$8:$L$31,FBR!$D992+1)*INDEX(ID!$L$35:$L$46,$B992),0)","v":0},{"$f":"IF(I992=\"h\",INDEX(ID!$M$8:$M$31,FBR!$D992+1)*INDEX(ID!$M$35:$M$46,$B992),0)","v":50},{"$f":"IF(I992=\"w\",INDEX(ID!$N$8:$N$31,FBR!$D992+1)*INDEX(ID!$N$35:$N$46,$B992),0)","v":0},null,29.529981133623163,0,0,0]
[983,2,10,22,41,6,"2014-02-10",2,"h",null,{"$f":"IF(I993=\"h\",INDEX(ID!$K$8:$K$31,FBR!$D993+1)*INDEX(ID!$K$35:$K$46,$B993),0)","v":45},{"$f":"IF(I993=\"w\",INDEX(ID!$L$8:$L$31,FBR!$D993+1)*INDEX(ID!$L$35:$L$46,$B993),0)","v":0},{"$f":"IF(I993=\"h\",INDEX(ID!$M$8:$M$31,FBR!$D993+1)*INDEX(ID!$M$35:$M$46,$B993),0)","v":45},{"$f":"IF(I993=\"w\",INDEX(ID!$N$8:$N$31,FBR!$D993+1)*INDEX(ID!$N$35:$N$46,$B993),0)","v":0},null,26.576983020260847,0,0,0]
[984,2,10,23,41,6,"2014-02-10",2,"h",null,{"$f":"IF(I994=\"h\",INDEX(ID!$K$8:$K$31,FBR!$D994+1)*INDEX(ID!$K$35:$K$46,$B994),0)","v":40},{"$f":"IF(I994=\"w\",INDEX(ID!$L$8:$L$31,FBR!$D994+1)*INDEX(ID!$L$35:$L$46,$B994),0)","v":0},{"$f":"IF(I994=\"h\",INDEX(ID!$M$8:$M$31,FBR!$D994+1)*INDEX(ID!$M$35:$M$46,$B994),0)","v":40},{"$f":"IF(I994=\"w\",INDEX(ID!$N$8:$N$31,FBR!$D994+1)*INDEX(ID!$N$35:$N$46,$B994),0)","v":0},null,23.623984906898531,0,0,0]
[985,2,11,0,42,6,"2014-02-11",3,"h",null,{"$f":"IF(I995=\"h\",INDEX(ID!$K$8:$K$31,FBR!$D995+1)*INDEX(ID!$K$35:$K$46,$B995),0)","v":35},{"$f":"IF(I995=\"w\",INDEX(ID!$L$8:$L$31,FBR!$D995+1)*INDEX(ID!$L$35:$L$46,$B995),0)","v":0},{"$f":"IF(I995=\"h\",INDEX(ID!$M$8:$M$31,FBR!$D995+1)*INDEX(ID!$M$35:$M$46,$B995),0)","v":35},{"$f":"IF(I995=\"w\",INDEX(ID!$N$8:$N$31,FBR!$D995+1)*INDEX(ID!$N$35:$N$46,$B995),0)","v":0},null,20.670986793536215,0,0,0]
[986,2,11,1,{"$f":"E972+1","v":42},6,"2014-02-11",3,"h",null,{"$f":"IF(I996=\"h\",INDEX(ID!$K$8:$K$31,FBR!$D996+1)*INDEX(ID!$K$35:$K$46,$B996),0)","v":30},{"$f":"IF(I996=\"w\",INDEX(ID!$L$8:$L$31,FBR!$D996+1)*INDEX(ID!$L$35:$L$46,$B996),0)","v":0},{"$f":"IF(I996=\"h\",INDEX(ID!$M$8:$M$31,FBR!$D996+1)*INDEX(ID!$M$35:$M$46,$B996),0)","v":30},{"$f":"IF(I996=\"w\",INDEX(ID!$N$8:$N$31,FBR!$D996+1)*INDEX(ID!$N$35:$N$46,$B996),0)","v":0},null,17.717988680173899,0,0,0]
[987,2,11,2,42,6,"2014-02-11",3,"h",null,{"$f":"IF(I997=\"h\",INDEX(ID!$K$8:$K$31,FBR!$D997+1)*INDEX(ID!$K$35:$K$46,$B997),0)","v":28},{"$f":"IF(I997=\"w\",INDEX(ID!$L$8:$L$31,FBR!$D997+1)*INDEX(ID!$L$35:$L$46,$B997),0)","v":0},{"$f":"IF(I997=\"h\",INDEX(ID!$M$8:$M$31,FBR!$D997+1)*INDEX(ID!$M$35:$M$46,$B997),0)","v":28},{"$f":"IF(I997=\"w\",INDEX(ID!$N$8:$N$31,FBR!$D997+1)*INDEX(ID!$N$35:$N$46,$B997),0)","v":0},null,16.536789434828972,0,0,0]
[988,2,11,3,42,6,"2014-02-11",3,"h",null,{"$f":"IF(I998=\"h\",INDEX(ID!$K$8:$K$31,FBR!$D998+1)*INDEX(ID!$K$35:$K$46,$B998),0)","v":27},{"$f":"IF(I998=\"w\",INDEX(ID!$L$8:$L$31,FBR!$D998+1)*INDEX(ID!$L$35:$L$46,$B998),0)","v":0},{"$f":"IF(I998=\"h\",INDEX(ID!$M$8:$M$31,FBR!$D998+1)*INDEX(ID!$M$35:$M$46,$B998),0)","v":27},{"$f":"IF(I998=\"w\",INDEX(ID!$N$8:$N$31,FBR!$D998+1)*INDEX(ID!$N$35:$N$46,$B998),0)","v":0},null,15.94618981215651,0,0,0]
[989,2,11,4,42,6,"2014-02-11",3,"h",null,{"$f":"IF(I999=\"h\",INDEX(ID!$K$8:$K$31,FBR!$D999+1)*INDEX(ID!$K$35:$K$46,$B999),0)","v":27},{"$f":"IF(I999=\"w\",INDEX(ID!$L$8:$L$31,FBR!$D999+1)*INDEX(ID!$L$35:$L$46,$B999),0)","v":0},{"$f":"IF(I999=\"h\",INDEX(ID!$M$8:$M$31,FBR!$D999+1)*INDEX(ID!$M$35:$M$46,$B999),0)","v":27},{"$f":"IF(I999=\"w\",INDEX(ID!$N$8:$N$31,FBR!$D999+1)*INDEX(ID!$N$35:$N$46,$B999),0)","v":0},null,15.94618981215651,0,0,0]
[990,2,11,5,42,6,"2014-02-11",3,"h",null,{"$f":"IF(I1000=\"h\",INDEX(ID!$K$8:$K$31,FBR!$D1000+1)*INDEX(ID!$K$35:$K$46,$B1000),0)","v":27},{"$f":"IF(I1000=\"w\",INDEX(ID!$L$8:$L$31,FBR!$D1000+1)*INDEX(ID!$L$35:$L$46,$B1000),0)","v":0},{"$f":"IF(I1000=\"h\",INDEX(ID!$M$8:$M$31,FBR!$D1000+1)*INDEX(ID!$M$35:$M$46,$B1000),0)","v":27},{"$f":"IF(I1000=\"w\",INDEX(ID!$N$8:$N$31,FBR!$D1000+1)*INDEX(ID!$N$35:$N$46,$B1000),0)","v":0},null,15.94618981215651,0,0,0]
[991,2,11,6,42,6,"2014-02-11",3,"h",null,{"$f":"IF(I1001=\"h\",INDEX(ID!$K$8:$K$31,FBR!$D1001+1)*INDEX(ID!$K$35:$K$46,$B1001),0)","v":29},{"$f":"IF(I1001=\"w\",INDEX(ID!$L$8:$L$31,FBR!$D1001+1)*INDEX(ID!$L$35:$L$46,$B1001),0)","v":0},{"$f":"IF(I1001=\"h\",INDEX(ID!$M$8:$M$31,FBR!$D1001+1)*INDEX(ID!$M$35:$M$46,$B1001),0)","v":29},{"$f":"IF(I1001=\"w\",INDEX(ID!$N$8:$N$31,FBR!$D1001+1)*INDEX(ID!$N$35:$N$46,$B1001),0)","v":0},null,17.127389057501436,0,0,0]
[992,2,11,7,42,6,"2014-02-11",3,"h",null,{"$f":"IF(I1002=\"h\",INDEX(ID!$K$8:$K$31,FBR!$D1002+1)*INDEX(ID!$K$35:$K$46,$B1002),0)","v":32},{"$f":"IF(I1002=\"w\",INDEX(ID!$L$8:$L$31,FBR!$D1002+1)*INDEX(ID!$L$35:$L$46,$B1002),0)","v":0},{"$f":"IF(I1002=\"h\",INDEX(ID!$M$8:$M$31,FBR!$D1002+1)*INDEX(ID!$M$35:$M$46,$B1002),0)","v":32},{"$f":"IF(I1002=\"w\",INDEX(ID!$N$8:$N$31,FBR!$D1002+1)*INDEX(ID!$N$35:$N$46,$B1002),0)","v":0},null,18.899187925518824,0,0,0]
[993,2,11,8,42,6,"2014-02-11",3,"h",null,{"$f":"IF(I1003=\"h\",INDEX(ID!$K$8:$K$31,FBR!$D1003+1)*INDEX(ID!$K$35:$K$46,$B1003),0)","v":35},{"$f":"IF(I1003=\"w\",INDEX(ID!$L$8:$L$31,FBR!$D1003+1)*INDEX(ID!$L$35:$L$46,$B1003),0)","v":0},{"$f":"IF(I1003=\"h\",INDEX(ID!$M$8:$M$31,FBR!$D1003+1)*INDEX(ID!$M$35:$M$46,$B1003),0)","v":35},{"$f":"IF(I1003=\"w\",INDEX(ID!$N$8:$N$31,FBR!$D1003+1)*INDEX(ID!$N$35:$N$46,$B1003),0)","v":0},null,20.670986793536215,0,0,0]
[994,2,11,9,42,6,"2014-02-11",3,"h",null,{"$f":"IF(I1004=\"h\",INDEX(ID!$K$8:$K$31,FBR!$D1004+1)*INDEX(ID!$K$35:$K$46,$B1004),0)","v":38},{"$f":"IF(I1004=\"w\",INDEX(ID!$L$8:$L$31,FBR!$D1004+1)*INDEX(ID!$L$35:$L$46,$B1004),0)","v":0},{"$f":"IF(I1004=\"h\",INDEX(ID!$M$8:$M$31,FBR!$D1004+1)*INDEX(ID!$M$35:$M$46,$B1004),0)","v":38},{"$f":"IF(I1004=\"w\",INDEX(ID!$N$8:$N$31,FBR!$D1004+1)*INDEX(ID!$N$35:$N$46,$B1004),0)","v":0},null,22.442785661553604,0,0,0]
[995,2,11,10,42,6,"2014-02-11",3,"h",null,{"$f":"IF(I1005=\"h\",INDEX(ID!$K$8:$K$31,FBR!$D1005+1)*INDEX(ID!$K$35:$K$46,$B1005),0)","v":40},{"$f":"IF(I1005=\"w\",INDEX(ID!$L$8:$L$31,FBR!$D1005+1)*INDEX(ID!$L$35:$L$46,$B1005),0)","v":0},{"$f":"IF(I1005=\"h\",INDEX(ID!$M$8:$M$31,FBR!$D1005+1)*INDEX(ID!$M$35:$M$46,$B1005),0)","v":40},{"$f":"IF(I1005=\"w\",INDEX(ID!$N$8:$N$31,FBR!$D1005+1)*INDEX(ID!$N$35:$N$46,$B1005),0)","v":0},null,23.623984906898531,0,0,0]
[996,2,11,11,42,6,"2014-02-11",3,"h",null,{"$f":"IF(I1006=\"h\",INDEX(ID!$K$8:$K$31,FBR!$D1006+1)*INDEX(ID!$K$35:$K$46,$B1006),0)","v":42},{"$f":"IF(I1006=\"w\",INDEX(ID!$L$8:$L$31,FBR!$D1006+1)*INDEX(ID!$L$35:$L$46,$B1006),0)","v":0},{"$f":"IF(I1006=\"h\",INDEX(ID!$M$8:$M$31,FBR!$D1006+1)*INDEX(ID!$M$35:$M$46,$B1006),0)","v":42},{"$f":"IF(I1006=\"w\",INDEX(ID!$N$8:$N$31,FBR!$D1006+1)*INDEX(ID!$N$35:$N$46,$B1006),0)","v":0},null,24.805184152243459,0,0,0]
[997,2,11,12,42,6,"2014-02-11",3,"h",null,{"$f":"IF(I1007=\"h\",INDEX(ID!$K$8:$K$31,FBR!$D1007+1)*INDEX(ID!$K$35:$K$46,$B1007),0)","v":43},{"$f":"IF(I1007=\"w\",INDEX(ID!$L$8:$L$31,FBR!$D1007+1)*INDEX(ID!$L$35:$L$46,$B1007),0)","v":0},{"$f":"IF(I1007=\"h\",INDEX(ID!$M$8:$M$31,FBR!$D1007+1)*INDEX(ID!$M$35:$M$46,$B1007),0)","v":43},{"$f":"IF(I1007=\"w\",INDEX(ID!$N$8:$N$31,FBR!$D1007+1)*INDEX(ID!$N$35:$N$46,$B1007),0)","v":0},null,25.395783774915923,0,0,0]
[998,2,11,13,42,6,"2014-02-11",3,"h",null,{"$f":"IF(I1008=\"h\",INDEX(ID!$K$8:$K$31,FBR!$D1008+1)*INDEX(ID!$K$35:$K$46,$B1008),0)","v":44},{"$f":"IF(I1008=\"w\",INDEX(ID!$L$8:$L$31,FBR!$D1008+1)*INDEX(ID!$L$35:$L$46,$B1008),0)","v":0},{"$f":"IF(I1008=\"h\",INDEX(ID!$M$8:$M$31,FBR!$D1008+1)*INDEX(ID!$M$35:$M$46,$B1008),0)","v":44},{"$f":"IF(I1008=\"w\",INDEX(ID!$N$8:$N$31,FBR!$D1008+1)*INDEX(ID!$N$35:$N$46,$B1008),0)","v":0},null,25.986383397588384,0,0,0]
[999,2,11,14,42,6,"2014-02-11",3,"h",null,{"$f":"IF(I1009=\"h\",INDEX(ID!$K$8:$K$31,FBR!$D1009+1)*INDEX(ID!$K$35:$K$46,$B1009),0)","v":47},{"$f":"IF(I1009=\"w\",INDEX(ID!$L$8:$L$31,FBR!$D1009+1)*INDEX(ID!$L$35:$L$46,$B1009),0)","v":0},{"$f":"IF(I1009=\"h\",INDEX(ID!$M$8:$M$31,FBR!$D1009+1)*INDEX(ID!$M$35:$M$46,$B1009),0)","v":47},{"$f":"IF(I1009=\"w\",INDEX(ID!$N$8:$N$31,FBR!$D1009+1)*INDEX(ID!$N$35:$N$46,$B1009),0)","v":0},null,27.758182265605775,0,0,0]
[1000,2,11,15,42,6,"2014-02-11",3,"h",null,{"$f":"IF(I1010=\"h\",INDEX(ID!$K$8:$K$31,FBR!$D1010+1)*INDEX(ID!$K$35:$K$46,$B1010),0)","v":50},{"$f":"IF(I1010=\"w\",INDEX(ID!$L$8:$L$31,FBR!$D1010+1)*INDEX(ID!$L$35:$L$46,$B1010),0)","v":0},{"$f":"IF(I1010=\"h\",INDEX(ID!$M$8:$M$31,FBR!$D1010+1)*INDEX(ID!$M$35:$M$46,$B1010),0)","v":50},{"$f":"IF(I1010=\"w\",INDEX(ID!$N$8:$N$31,FBR!$D1010+1)*INDEX(ID!$N$35:$N$46,$B1010),0)","v":0},null,29.529981133623163,0,0,0]
[1001,2,11,16,42,6,"2014-02-11",3,"h",null,{"$f":"IF(I1011=\"h\",INDEX(ID!$K$8:$K$31,FBR!$D1011+1)*INDEX(ID!$K$35:$K$46,$B1011),0)","v":53},{"$f":"IF(I1011=\"w\",INDEX(ID!$L$8:$L$31,FBR!$D1011+1)*INDEX(ID!$L$35:$L$46,$B1011),0)","v":0},{"$f":"IF(I1011=\"h\",INDEX(ID!$M$8:$M$31,FBR!$D1011+1)*INDEX(ID!$M$35:$M$46,$B1011),0)","v":53},{"$f":"IF(I1011=\"w\",INDEX(ID!$N$8:$N$31,FBR!$D1011+1)*INDEX(ID!$N$35:$N$46,$B1011),0)","v":0},null,31.301780001640555,0,0,0]
[1002,2,11,17,42,{"$f":"F844+1","v":6},"2014-02-11",3,"h",null,{"$f":"IF(I1012=\"h\",INDEX(ID!$K$8:$K$31,FBR!$D1012+1)*INDEX(ID!$K$35:$K$46,$B1012),0)","v":62},{"$f":"IF(I1012=\"w\",INDEX(ID!$L$8:$L$31,FBR!$D1012+1)*INDEX(ID!$L$35:$L$46,$B1012),0)","v":0},{"$f":"IF(I1012=\"h\",INDEX(ID!$M$8:$M$31,FBR!$D1012+1)*INDEX(ID!$M$35:$M$46,$B1012),0)","v":62},{"$f":"IF(I1012=\"w\",INDEX(ID!$N$8:$N$31,FBR!$D1012+1)*INDEX(ID!$N$35:$N$46,$B1012),0)","v":0},null,36.617176605692727,0,0,0]
[1003,2,11,18,42,6,"2014-02-11",3,"h",null,{"$f":"IF(I1013=\"h\",INDEX(ID!$K$8:$K$31,FBR!$D1013+1)*INDEX(ID!$K$35:$K$46,$B1013),0)","v":65},{"$f":"IF(I1013=\"w\",INDEX(ID!$L$8:$L$31,FBR!$D1013+1)*INDEX(ID!$L$35:$L$46,$B1013),0)","v":0},{"$f":"IF(I1013=\"h\",INDEX(ID!$M$8:$M$31,FBR!$D1013+1)*INDEX(ID!$M$35:$M$46,$B1013),0)","v":65},{"$f":"IF(I1013=\"w\",INDEX(ID!$N$8:$N$31,FBR!$D1013+1)*INDEX(ID!$N$35:$N$46,$B1013),0)","v":0},null,38.388975473710111,0,0,0]
[1004,2,11,19,42,6,"2014-02-11",3,"h",null,{"$f":"IF(I1014=\"h\",INDEX(ID!$K$8:$K$31,FBR!$D1014+1)*INDEX(ID!$K$35:$K$46,$B1014),0)","v":60},{"$f":"IF(I1014=\"w\",INDEX(ID!$L$8:$L$31,FBR!$D1014+1)*INDEX(ID!$L$35:$L$46,$B1014),0)","v":0},{"$f":"IF(I1014=\"h\",INDEX(ID!$M$8:$M$31,FBR!$D1014+1)*INDEX(ID!$M$35:$M$46,$B1014),0)","v":60},{"$f":"IF(I1014=\"w\",INDEX(ID!$N$8:$N$31,FBR!$D1014+1)*INDEX(ID!$N$35:$N$46,$B1014),0)","v":0},null,35.435977360347799,0,0,0]
[1005,2,11,20,42,6,"2014-02-11",3,"h",null,{"$f":"IF(I1015=\"h\",INDEX(ID!$K$8:$K$31,FBR!$D1015+1)*INDEX(ID!$K$35:$K$46,$B1015),0)","v":53},{"$f":"IF(I1015=\"w\",INDEX(ID!$L$8:$L$31,FBR!$D1015+1)*INDEX(ID!$L$35:$L$46,$B1015),0)","v":0},{"$f":"IF(I1015=\"h\",INDEX(ID!$M$8:$M$31,FBR!$D1015+1)*INDEX(ID!$M$35:$M$46,$B1015),0)","v":53},{"$f":"IF(I1015=\"w\",INDEX(ID!$N$8:$N$31,FBR!$D1015+1)*INDEX(ID!$N$35:$N$46,$B1015),0)","v":0},null,31.301780001640555,0,0,0]
[1006,2,11,21,42,6,"2014-02-11",3,"h",null,{"$f":"IF(I1016=\"h\",INDEX(ID!$K$8:$K$31,FBR!$D1016+1)*INDEX(ID!$K$35:$K$46,$B1016),0)","v":50},{"$f":"IF(I1016=\"w\",INDEX(ID!$L$8:$L$31,FBR!$D1016+1)*INDEX(ID!$L$35:$L$46,$B1016),0)","v":0},{"$f":"IF(I1016=\"h\",INDEX(ID!$M$8:$M$31,FBR!$D1016+1)*INDEX(ID!$M$35:$M$46,$B1016),0)","v":50},{"$f":"IF(I1016=\"w\",INDEX(ID!$N$8:$N$31,FBR!$D1016+1)*INDEX(ID!$N$35:$N$46,$B1016),0)","v":0},null,29.529981133623163,0,0,0]
[1007,2,11,22,42,6,"2014-02-11",3,"h",null,{"$f":"IF(I1017=\"h\",INDEX(ID!$K$8:$K$31,FBR!$D1017+1)*INDEX(ID!$K$35:$K$46,$B1017),0)","v":45},{"$f":"IF(I1017=\"w\",INDEX(ID!$L$8:$L$31,FBR!$D1017+1)*INDEX(ID!$L$35:$L$46,$B1017),0)","v":0},{"$f":"IF(I1017=\"h\",INDEX(ID!$M$8:$M$31,FBR!$D1017+1)*INDEX(ID!$M$35:$M$46,$B1017),0)","v":45},{"$f":"IF(I1017=\"w\",INDEX(ID!$N$8:$N$31,FBR!$D1017+1)*INDEX(ID!$N$35:$N$46,$B1017),0)","v":0},null,26.576983020260847,0,0,0]
[1008,2,11,23,42,6,"2014-02-11",3,"h",null,{"$f":"IF(I1018=\"h\",INDEX(ID!$K$8:$K$31,FBR!$D1018+1)*INDEX(ID!$K$35:$K$46,$B1018),0)","v":40},{"$f":"IF(I1018=\"w\",INDEX(ID!$L$8:$L$31,FBR!$D1018+1)*INDEX(ID!$L$35:$L$46,$B1018),0)","v":0},{"$f":"IF(I1018=\"h\",INDEX(ID!$M$8:$M$31,FBR!$D1018+1)*INDEX(ID!$M$35:$M$46,$B1018),0)","v":40},{"$f":"IF(I1018=\"w\",INDEX(ID!$N$8:$N$31,FBR!$D1018+1)*INDEX(ID!$N$35:$N$46,$B1018),0)","v":0},null,23.623984906898531,0,0,0]
[1009,2,12,0,43,7,"2014-02-12",4,"h",null,{"$f":"IF(I1019=\"h\",INDEX(ID!$K$8:$K$31,FBR!$D1019+1)*INDEX(ID!$K$35:$K$46,$B1019),0)","v":35},{"$f":"IF(I1019=\"w\",INDEX(ID!$L$8:$L$31,FBR!$D1019+1)*INDEX(ID!$L$35:$L$46,$B1019),0)","v":0},{"$f":"IF(I1019=\"h\",INDEX(ID!$M$8:$M$31,FBR!$D1019+1)*INDEX(ID!$M$35:$M$46,$B1019),0)","v":35},{"$f":"IF(I1019=\"w\",INDEX(ID!$N$8:$N$31,FBR!$D1019+1)*INDEX(ID!$N$35:$N$46,$B1019),0)","v":0},null,20.670986793536215,0,0,0]
[1010,2,12,1,43,7,"2014-02-12",4,"h",null,{"$f":"IF(I1020=\"h\",INDEX(ID!$K$8:$K$31,FBR!$D1020+1)*INDEX(ID!$K$35:$K$46,$B1020),0)","v":30},{"$f":"IF(I1020=\"w\",INDEX(ID!$L$8:$L$31,FBR!$D1020+1)*INDEX(ID!$L$35:$L$46,$B1020),0)","v":0},{"$f":"IF(I1020=\"h\",INDEX(ID!$M$8:$M$31,FBR!$D1020+1)*INDEX(ID!$M$35:$M$46,$B1020),0)","v":30},{"$f":"IF(I1020=\"w\",INDEX(ID!$N$8:$N$31,FBR!$D1020+1)*INDEX(ID!$N$35:$N$46,$B1020),0)","v":0},null,17.717988680173899,0,0,0]
[1011,2,12,2,43,7,"2014-02-12",4,"h",null,{"$f":"IF(I1021=\"h\",INDEX(ID!$K$8:$K$31,FBR!$D1021+1)*INDEX(ID!$K$35:$K$46,$B1021),0)","v":28},{"$f":"IF(I1021=\"w\",INDEX(ID!$L$8:$L$31,FBR!$D1021+1)*INDEX(ID!$L$35:$L$46,$B1021),0)","v":0},{"$f":"IF(I1021=\"h\",INDEX(ID!$M$8:$M$31,FBR!$D1021+1)*INDEX(ID!$M$35:$M$46,$B1021),0)","v":28},{"$f":"IF(I1021=\"w\",INDEX(ID!$N$8:$N$31,FBR!$D1021+1)*INDEX(ID!$N$35:$N$46,$B1021),0)","v":0},null,16.536789434828972,0,0,0]
[1012,2,12,3,43,7,"2014-02-12",4,"h",null,{"$f":"IF(I1022=\"h\",INDEX(ID!$K$8:$K$31,FBR!$D1022+1)*INDEX(ID!$K$35:$K$46,$B1022),0)","v":27},{"$f":"IF(I1022=\"w\",INDEX(ID!$L$8:$L$31,FBR!$D1022+1)*INDEX(ID!$L$35:$L$46,$B1022),0)","v":0},{"$f":"IF(I1022=\"h\",INDEX(ID!$M$8:$M$31,FBR!$D1022+1)*INDEX(ID!$M$35:$M$46,$B1022),0)","v":27},{"$f":"IF(I1022=\"w\",INDEX(ID!$N$8:$N$31,FBR!$D1022+1)*INDEX(ID!$N$35:$N$46,$B1022),0)","v":0},null,15.94618981215651,0,0,0]
[1013,2,12,4,43,7,"2014-02-12",4,"h",null,{"$f":"IF(I1023=\"h\",INDEX(ID!$K$8:$K$31,FBR!$D1023+1)*INDEX(ID!$K$35:$K$46,$B1023),0)","v":27},{"$f":"IF(I1023=\"w\",INDEX(ID!$L$8:$L$31,FBR!$D1023+1)*INDEX(ID!$L$35:$L$46,$B1023),0)","v":0},{"$f":"IF(I1023=\"h\",INDEX(ID!$M$8:$M$31,FBR!$D1023+1)*INDEX(ID!$M$35:$M$46,$B1023),0)","v":27},{"$f":"IF(I1023=\"w\",INDEX(ID!$N$8:$N$31,FBR!$D1023+1)*INDEX(ID!$N$35:$N$46,$B1023),0)","v":0},null,15.94618981215651,0,0,0]
[1014,2,12,5,43,7,"2014-02-12",4,"h",null,{"$f":"IF(I1024=\"h\",INDEX(ID!$K$8:$K$31,FBR!$D1024+1)*INDEX(ID!$K$35:$K$46,$B1024),0)","v":27},{"$f":"IF(I1024=\"w\",INDEX(ID!$L$8:$L$31,FBR!$D1024+1)*INDEX(ID!$L$35:$L$46,$B1024),0)","v":0},{"$f":"IF(I1024=\"h\",INDEX(ID!$M$8:$M$31,FBR!$D1024+1)*INDEX(ID!$M$35:$M$46,$B1024),0)","v":27},{"$f":"IF(I1024=\"w\",INDEX(ID!$N$8:$N$31,FBR!$D1024+1)*INDEX(ID!$N$35:$N$46,$B1024),0)","v":0},null,15.94618981215651,0,0,0]
[1015,2,12,6,43,7,"2014-02-12",4,"h",null,{"$f":"IF(I1025=\"h\",INDEX(ID!$K$8:$K$31,FBR!$D1025+1)*INDEX(ID!$K$35:$K$46,$B1025),0)","v":29},{"$f":"IF(I1025=\"w\",INDEX(ID!$L$8:$L$31,FBR!$D1025+1)*INDEX(ID!$L$35:$L$46,$B1025),0)","v":0},{"$f":"IF(I1025=\"h\",INDEX(ID!$M$8:$M$31,FBR!$D1025+1)*INDEX(ID!$M$35:$M$46,$B1025),0)","v":29},{"$f":"IF(I1025=\"w\",INDEX(ID!$N$8:$N$31,FBR!$D1025+1)*INDEX(ID!$N$35:$N$46,$B1025),0)","v":0},null,17.127389057501436,0,0,0]
[1016,2,12,7,43,7,"2014-02-12",4,"h",null,{"$f":"IF(I1026=\"h\",INDEX(ID!$K$8:$K$31,FBR!$D1026+1)*INDEX(ID!$K$35:$K$46,$B1026),0)","v":32},{"$f":"IF(I1026=\"w\",INDEX(ID!$L$8:$L$31,FBR!$D1026+1)*INDEX(ID!$L$35:$L$46,$B1026),0)","v":0},{"$f":"IF(I1026=\"h\",INDEX(ID!$M$8:$M$31,FBR!$D1026+1)*INDEX(ID!$M$35:$M$46,$B1026),0)","v":32},{"$f":"IF(I1026=\"w\",INDEX(ID!$N$8:$N$31,FBR!$D1026+1)*INDEX(ID!$N$35:$N$46,$B1026),0)","v":0},null,18.899187925518824,0,0,0]
[1017,2,12,8,43,7,"2014-02-12",4,"h",null,{"$f":"IF(I1027=\"h\",INDEX(ID!$K$8:$K$31,FBR!$D1027+1)*INDEX(ID!$K$35:$K$46,$B1027),0)","v":35},{"$f":"IF(I1027=\"w\",INDEX(ID!$L$8:$L$31,FBR!$D1027+1)*INDEX(ID!$L$35:$L$46,$B1027),0)","v":0},{"$f":"IF(I1027=\"h\",INDEX(ID!$M$8:$M$31,FBR!$D1027+1)*INDEX(ID!$M$35:$M$46,$B1027),0)","v":35},{"$f":"IF(I1027=\"w\",INDEX(ID!$N$8:$N$31,FBR!$D1027+1)*INDEX(ID!$N$35:$N$46,$B1027),0)","v":0},null,20.670986793536215,0,0,0]
[1018,2,12,9,43,7,"2014-02-12",4,"h",null,{"$f":"IF(I1028=\"h\",INDEX(ID!$K$8:$K$31,FBR!$D1028+1)*INDEX(ID!$K$35:$K$46,$B1028),0)","v":38},{"$f":"IF(I1028=\"w\",INDEX(ID!$L$8:$L$31,FBR!$D1028+1)*INDEX(ID!$L$35:$L$46,$B1028),0)","v":0},{"$f":"IF(I1028=\"h\",INDEX(ID!$M$8:$M$31,FBR!$D1028+1)*INDEX(ID!$M$35:$M$46,$B1028),0)","v":38},{"$f":"IF(I1028=\"w\",INDEX(ID!$N$8:$N$31,FBR!$D1028+1)*INDEX(ID!$N$35:$N$46,$B1028),0)","v":0},null,22.442785661553604,0,0,0]
[1019,2,12,10,43,7,"2014-02-12",4,"h",null,{"$f":"IF(I1029=\"h\",INDEX(ID!$K$8:$K$31,FBR!$D1029+1)*INDEX(ID!$K$35:$K$46,$B1029),0)","v":40},{"$f":"IF(I1029=\"w\",INDEX(ID!$L$8:$L$31,FBR!$D1029+1)*INDEX(ID!$L$35:$L$46,$B1029),0)","v":0},{"$f":"IF(I1029=\"h\",INDEX(ID!$M$8:$M$31,FBR!$D1029+1)*INDEX(ID!$M$35:$M$46,$B1029),0)","v":40},{"$f":"IF(I1029=\"w\",INDEX(ID!$N$8:$N$31,FBR!$D1029+1)*INDEX(ID!$N$35:$N$46,$B1029),0)","v":0},null,23.623984906898531,0,0,0]
[1020,2,12,11,43,7,"2014-02-12",4,"h",null,{"$f":"IF(I1030=\"h\",INDEX(ID!$K$8:$K$31,FBR!$D1030+1)*INDEX(ID!$K$35:$K$46,$B1030),0)","v":42},{"$f":"IF(I1030=\"w\",INDEX(ID!$L$8:$L$31,FBR!$D1030+1)*INDEX(ID!$L$35:$L$46,$B1030),0)","v":0},{"$f":"IF(I1030=\"h\",INDEX(ID!$M$8:$M$31,FBR!$D1030+1)*INDEX(ID!$M$35:$M$46,$B1030),0)","v":42},{"$f":"IF(I1030=\"w\",INDEX(ID!$N$8:$N$31,FBR!$D1030+1)*INDEX(ID!$N$35:$N$46,$B1030),0)","v":0},null,24.805184152243459,0,0,0]
[1021,2,12,12,43,7,"2014-02-12",4,"h",null,{"$f":"IF(I1031=\"h\",INDEX(ID!$K$8:$K$31,FBR!$D1031+1)*INDEX(ID!$K$35:$K$46,$B1031),0)","v":43},{"$f":"IF(I1031=\"w\",INDEX(ID!$L$8:$L$31,FBR!$D1031+1)*INDEX(ID!$L$35:$L$46,$B1031),0)","v":0},{"$f":"IF(I1031=\"h\",INDEX(ID!$M$8:$M$31,FBR!$D1031+1)*INDEX(ID!$M$35:$M$46,$B1031),0)","v":43},{"$f":"IF(I1031=\"w\",INDEX(ID!$N$8:$N$31,FBR!$D1031+1)*INDEX(ID!$N$35:$N$46,$B1031),0)","v":0},null,25.395783774915923,0,0,0]
[1022,2,12,13,43,7,"2014-02-12",4,"h",null,{"$f":"IF(I1032=\"h\",INDEX(ID!$K$8:$K$31,FBR!$D1032+1)*INDEX(ID!$K$35:$K$46,$B1032),0)","v":44},{"$f":"IF(I1032=\"w\",INDEX(ID!$L$8:$L$31,FBR!$D1032+1)*INDEX(ID!$L$35:$L$46,$B1032),0)","v":0},{"$f":"IF(I1032=\"h\",INDEX(ID!$M$8:$M$31,FBR!$D1032+1)*INDEX(ID!$M$35:$M$46,$B1032),0)","v":44},{"$f":"IF(I1032=\"w\",INDEX(ID!$N$8:$N$31,FBR!$D1032+1)*INDEX(ID!$N$35:$N$46,$B1032),0)","v":0},null,25.986383397588384,0,0,0]
[1023,2,12,14,43,7,"2014-02-12",4,"h",null,{"$f":"IF(I1033=\"h\",INDEX(ID!$K$8:$K$31,FBR!$D1033+1)*INDEX(ID!$K$35:$K$46,$B1033),0)","v":47},{"$f":"IF(I1033=\"w\",INDEX(ID!$L$8:$L$31,FBR!$D1033+1)*INDEX(ID!$L$35:$L$46,$B1033),0)","v":0},{"$f":"IF(I1033=\"h\",INDEX(ID!$M$8:$M$31,FBR!$D1033+1)*INDEX(ID!$M$35:$M$46,$B1033),0)","v":47},{"$f":"IF(I1033=\"w\",INDEX(ID!$N$8:$N$31,FBR!$D1033+1)*INDEX(ID!$N$35:$N$46,$B1033),0)","v":0},null,27.758182265605775,0,0,0]
[1024,2,12,15,43,7,"2014-02-12",4,"h",null,{"$f":"IF(I1034=\"h\",INDEX(ID!$K$8:$K$31,FBR!$D1034+1)*INDEX(ID!$K$35:$K$46,$B1034),0)","v":50},{"$f":"IF(I1034=\"w\",INDEX(ID!$L$8:$L$31,FBR!$D1034+1)*INDEX(ID!$L$35:$L$46,$B1034),0)","v":0},{"$f":"IF(I1034=\"h\",INDEX(ID!$M$8:$M$31,FBR!$D1034+1)*INDEX(ID!$M$35:$M$46,$B1034),0)","v":50},{"$f":"IF(I1034=\"w\",INDEX(ID!$N$8:$N$31,FBR!$D1034+1)*INDEX(ID!$N$35:$N$46,$B1034),0)","v":0},null,29.529981133623163,0,0,0]
[1025,2,12,16,43,7,"2014-02-12",{"$f":"WEEKDAY(G1035)","v":4},{"$f":"IF(OR(H1035=6,H1035=7),\"w\",\"h\")","v":"h"},null,{"$f":"IF(I1035=\"h\",INDEX(ID!$K$8:$K$31,FBR!$D1035+1)*INDEX(ID!$K$35:$K$46,$B1035),0)","v":53},{"$f":"IF(I1035=\"w\",INDEX(ID!$L$8:$L$31,FBR!$D1035+1)*INDEX(ID!$L$35:$L$46,$B1035),0)","v":0},{"$f":"IF(I1035=\"h\",INDEX(ID!$M$8:$M$31,FBR!$D1035+1)*INDEX(ID!$M$35:$M$46,$B1035),0)","v":53},{"$f":"IF(I1035=\"w\",INDEX(ID!$N$8:$N$31,FBR!$D1035+1)*INDEX(ID!$N$35:$N$46,$B1035),0)","v":0},null,{"$f":"K1035*(indvforbrug*antalbrugere)/($K$8789+$L$8789)","v":31.301780001640555},{"$f":"L1035*indvforbrug*antalbrugere/($K$8789+$L$8789)","v":0},{"$f":"M1035*fællesforbrug/($M$8789+$N$8789)","v":0},{"$f":"N1035*fællesforbrug/($M$8789+$N$8789)","v":0}]
[{"$f":"A1035+1","v":1026},2,12,17,43,7,{"$f":"DATE(2014,B1036,C1036)","v":"2014-02-12"},4,"h",null,{"$f":"IF(I1036=\"h\",INDEX(ID!$K$8:$K$31,FBR!$D1036+1)*INDEX(ID!$K$35:$K$46,$B1036),0)","v":62},{"$f":"IF(I1036=\"w\",INDEX(ID!$L$8:$L$31,FBR!$D1036+1)*INDEX(ID!$L$35:$L$46,$B1036),0)","v":0},{"$f":"IF(I1036=\"h\",INDEX(ID!$M$8:$M$31,FBR!$D1036+1)*INDEX(ID!$M$35:$M$46,$B1036),0)","v":62},{"$f":"IF(I1036=\"w\",INDEX(ID!$N$8:$N$31,FBR!$D1036+1)*INDEX(ID!$N$35:$N$46,$B1036),0)","v":0},null,36.617176605692727,0,0,0]
[1027,2,12,18,43,7,"2014-02-12",4,"h",null,{"$f":"IF(I1037=\"h\",INDEX(ID!$K$8:$K$31,FBR!$D1037+1)*INDEX(ID!$K$35:$K$46,$B1037),0)","v":65},{"$f":"IF(I1037=\"w\",INDEX(ID!$L$8:$L$31,FBR!$D1037+1)*INDEX(ID!$L$35:$L$46,$B1037),0)","v":0},{"$f":"IF(I1037=\"h\",INDEX(ID!$M$8:$M$31,FBR!$D1037+1)*INDEX(ID!$M$35:$M$46,$B1037),0)","v":65},{"$f":"IF(I1037=\"w\",INDEX(ID!$N$8:$N$31,FBR!$D1037+1)*INDEX(ID!$N$35:$N$46,$B1037),0)","v":0},null,38.388975473710111,0,0,0]
[1028,2,12,19,43,7,"2014-02-12",4,"h",null,{"$f":"IF(I1038=\"h\",INDEX(ID!$K$8:$K$31,FBR!$D1038+1)*INDEX(ID!$K$35:$K$46,$B1038),0)","v":60},{"$f":"IF(I1038=\"w\",INDEX(ID!$L$8:$L$31,FBR!$D1038+1)*INDEX(ID!$L$35:$L$46,$B1038),0)","v":0},{"$f":"IF(I1038=\"h\",INDEX(ID!$M$8:$M$31,FBR!$D1038+1)*INDEX(ID!$M$35:$M$46,$B1038),0)","v":60},{"$f":"IF(I1038=\"w\",INDEX(ID!$N$8:$N$31,FBR!$D1038+1)*INDEX(ID!$N$35:$N$46,$B1038),0)","v":0},null,35.435977360347799,0,0,0]
[1029,2,12,20,43,7,"2014-02-12",4,"h",null,{"$f":"IF(I1039=\"h\",INDEX(ID!$K$8:$K$31,FBR!$D1039+1)*INDEX(ID!$K$35:$K$46,$B1039),0)","v":53},{"$f":"IF(I1039=\"w\",INDEX(ID!$L$8:$L$31,FBR!$D1039+1)*INDEX(ID!$L$35:$L$46,$B1039),0)","v":0},{"$f":"IF(I1039=\"h\",INDEX(ID!$M$8:$M$31,FBR!$D1039+1)*INDEX(ID!$M$35:$M$46,$B1039),0)","v":53},{"$f":"IF(I1039=\"w\",INDEX(ID!$N$8:$N$31,FBR!$D1039+1)*INDEX(ID!$N$35:$N$46,$B1039),0)","v":0},null,31.301780001640555,0,0,0]
[1030,2,12,21,43,7,"2014-02-12",4,"h",null,{"$f":"IF(I1040=\"h\",INDEX(ID!$K$8:$K$31,FBR!$D1040+1)*INDEX(ID!$K$35:$K$46,$B1040),0)","v":50},{"$f":"IF(I1040=\"w\",INDEX(ID!$L$8:$L$31,FBR!$D1040+1)*INDEX(ID!$L$35:$L$46,$B1040),0)","v":0},{"$f":"IF(I1040=\"h\",INDEX(ID!$M$8:$M$31,FBR!$D1040+1)*INDEX(ID!$M$35:$M$46,$B1040),0)","v":50},{"$f":"IF(I1040=\"w\",INDEX(ID!$N$8:$N$31,FBR!$D1040+1)*INDEX(ID!$N$35:$N$46,$B1040),0)","v":0},null,29.529981133623163,0,0,0]
[1031,2,12,22,43,7,"2014-02-12",4,"h",null,{"$f":"IF(I1041=\"h\",INDEX(ID!$K$8:$K$31,FBR!$D1041+1)*INDEX(ID!$K$35:$K$46,$B1041),0)","v":45},{"$f":"IF(I1041=\"w\",INDEX(ID!$L$8:$L$31,FBR!$D1041+1)*INDEX(ID!$L$35:$L$46,$B1041),0)","v":0},{"$f":"IF(I1041=\"h\",INDEX(ID!$M$8:$M$31,FBR!$D1041+1)*INDEX(ID!$M$35:$M$46,$B1041),0)","v":45},{"$f":"IF(I1041=\"w\",INDEX(ID!$N$8:$N$31,FBR!$D1041+1)*INDEX(ID!$N$35:$N$46,$B1041),0)","v":0},null,26.576983020260847,0,0,0]
[1032,2,12,23,43,7,"2014-02-12",4,"h",null,{"$f":"IF(I1042=\"h\",INDEX(ID!$K$8:$K$31,FBR!$D1042+1)*INDEX(ID!$K$35:$K$46,$B1042),0)","v":40},{"$f":"IF(I1042=\"w\",INDEX(ID!$L$8:$L$31,FBR!$D1042+1)*INDEX(ID!$L$35:$L$46,$B1042),0)","v":0},{"$f":"IF(I1042=\"h\",INDEX(ID!$M$8:$M$31,FBR!$D1042+1)*INDEX(ID!$M$35:$M$46,$B1042),0)","v":40},{"$f":"IF(I1042=\"w\",INDEX(ID!$N$8:$N$31,FBR!$D1042+1)*INDEX(ID!$N$35:$N$46,$B1042),0)","v":0},null,23.623984906898531,0,0,0]
[1033,2,13,0,44,7,"2014-02-13",5,"h",null,{"$f":"IF(I1043=\"h\",INDEX(ID!$K$8:$K$31,FBR!$D1043+1)*INDEX(ID!$K$35:$K$46,$B1043),0)","v":35},{"$f":"IF(I1043=\"w\",INDEX(ID!$L$8:$L$31,FBR!$D1043+1)*INDEX(ID!$L$35:$L$46,$B1043),0)","v":0},{"$f":"IF(I1043=\"h\",INDEX(ID!$M$8:$M$31,FBR!$D1043+1)*INDEX(ID!$M$35:$M$46,$B1043),0)","v":35},{"$f":"IF(I1043=\"w\",INDEX(ID!$N$8:$N$31,FBR!$D1043+1)*INDEX(ID!$N$35:$N$46,$B1043),0)","v":0},null,20.670986793536215,0,0,0]
[1034,2,13,1,44,7,"2014-02-13",5,"h",null,{"$f":"IF(I1044=\"h\",INDEX(ID!$K$8:$K$31,FBR!$D1044+1)*INDEX(ID!$K$35:$K$46,$B1044),0)","v":30},{"$f":"IF(I1044=\"w\",INDEX(ID!$L$8:$L$31,FBR!$D1044+1)*INDEX(ID!$L$35:$L$46,$B1044),0)","v":0},{"$f":"IF(I1044=\"h\",INDEX(ID!$M$8:$M$31,FBR!$D1044+1)*INDEX(ID!$M$35:$M$46,$B1044),0)","v":30},{"$f":"IF(I1044=\"w\",INDEX(ID!$N$8:$N$31,FBR!$D1044+1)*INDEX(ID!$N$35:$N$46,$B1044),0)","v":0},null,17.717988680173899,0,0,0]
[1035,2,13,2,44,7,"2014-02-13",5,"h",null,{"$f":"IF(I1045=\"h\",INDEX(ID!$K$8:$K$31,FBR!$D1045+1)*INDEX(ID!$K$35:$K$46,$B1045),0)","v":28},{"$f":"IF(I1045=\"w\",INDEX(ID!$L$8:$L$31,FBR!$D1045+1)*INDEX(ID!$L$35:$L$46,$B1045),0)","v":0},{"$f":"IF(I1045=\"h\",INDEX(ID!$M$8:$M$31,FBR!$D1045+1)*INDEX(ID!$M$35:$M$46,$B1045),0)","v":28},{"$f":"IF(I1045=\"w\",INDEX(ID!$N$8:$N$31,FBR!$D1045+1)*INDEX(ID!$N$35:$N$46,$B1045),0)","v":0},null,16.536789434828972,0,0,0]
[1036,2,13,3,44,7,"2014-02-13",5,"h",null,{"$f":"IF(I1046=\"h\",INDEX(ID!$K$8:$K$31,FBR!$D1046+1)*INDEX(ID!$K$35:$K$46,$B1046),0)","v":27},{"$f":"IF(I1046=\"w\",INDEX(ID!$L$8:$L$31,FBR!$D1046+1)*INDEX(ID!$L$35:$L$46,$B1046),0)","v":0},{"$f":"IF(I1046=\"h\",INDEX(ID!$M$8:$M$31,FBR!$D1046+1)*INDEX(ID!$M$35:$M$46,$B1046),0)","v":27},{"$f":"IF(I1046=\"w\",INDEX(ID!$N$8:$N$31,FBR!$D1046+1)*INDEX(ID!$N$35:$N$46,$B1046),0)","v":0},null,15.94618981215651,0,0,0]
[1037,2,13,4,44,7,"2014-02-13",5,"h",null,{"$f":"IF(I1047=\"h\",INDEX(ID!$K$8:$K$31,FBR!$D1047+1)*INDEX(ID!$K$35:$K$46,$B1047),0)","v":27},{"$f":"IF(I1047=\"w\",INDEX(ID!$L$8:$L$31,FBR!$D1047+1)*INDEX(ID!$L$35:$L$46,$B1047),0)","v":0},{"$f":"IF(I1047=\"h\",INDEX(ID!$M$8:$M$31,FBR!$D1047+1)*INDEX(ID!$M$35:$M$46,$B1047),0)","v":27},{"$f":"IF(I1047=\"w\",INDEX(ID!$N$8:$N$31,FBR!$D1047+1)*INDEX(ID!$N$35:$N$46,$B1047),0)","v":0},null,15.94618981215651,0,0,0]
[1038,2,13,5,44,7,"2014-02-13",5,"h",null,{"$f":"IF(I1048=\"h\",INDEX(ID!$K$8:$K$31,FBR!$D1048+1)*INDEX(ID!$K$35:$K$46,$B1048),0)","v":27},{"$f":"IF(I1048=\"w\",INDEX(ID!$L$8:$L$31,FBR!$D1048+1)*INDEX(ID!$L$35:$L$46,$B1048),0)","v":0},{"$f":"IF(I1048=\"h\",INDEX(ID!$M$8:$M$31,FBR!$D1048+1)*INDEX(ID!$M$35:$M$46,$B1048),0)","v":27},{"$f":"IF(I1048=\"w\",INDEX(ID!$N$8:$N$31,FBR!$D1048+1)*INDEX(ID!$N$35:$N$46,$B1048),0)","v":0},null,15.94618981215651,0,0,0]
[1039,2,13,6,44,7,"2014-02-13",5,"h",null,{"$f":"IF(I1049=\"h\",INDEX(ID!$K$8:$K$31,FBR!$D1049+1)*INDEX(ID!$K$35:$K$46,$B1049),0)","v":29},{"$f":"IF(I1049=\"w\",INDEX(ID!$L$8:$L$31,FBR!$D1049+1)*INDEX(ID!$L$35:$L$46,$B1049),0)","v":0},{"$f":"IF(I1049=\"h\",INDEX(ID!$M$8:$M$31,FBR!$D1049+1)*INDEX(ID!$M$35:$M$46,$B1049),0)","v":29},{"$f":"IF(I1049=\"w\",INDEX(ID!$N$8:$N$31,FBR!$D1049+1)*INDEX(ID!$N$35:$N$46,$B1049),0)","v":0},null,17.127389057501436,0,0,0]
[1040,2,13,7,44,7,"2014-02-13",5,"h",null,{"$f":"IF(I1050=\"h\",INDEX(ID!$K$8:$K$31,FBR!$D1050+1)*INDEX(ID!$K$35:$K$46,$B1050),0)","v":32},{"$f":"IF(I1050=\"w\",INDEX(ID!$L$8:$L$31,FBR!$D1050+1)*INDEX(ID!$L$35:$L$46,$B1050),0)","v":0},{"$f":"IF(I1050=\"h\",INDEX(ID!$M$8:$M$31,FBR!$D1050+1)*INDEX(ID!$M$35:$M$46,$B1050),0)","v":32},{"$f":"IF(I1050=\"w\",INDEX(ID!$N$8:$N$31,FBR!$D1050+1)*INDEX(ID!$N$35:$N$46,$B1050),0)","v":0},null,18.899187925518824,0,0,0]
[1041,2,13,8,44,7,"2014-02-13",5,"h",null,{"$f":"IF(I1051=\"h\",INDEX(ID!$K$8:$K$31,FBR!$D1051+1)*INDEX(ID!$K$35:$K$46,$B1051),0)","v":35},{"$f":"IF(I1051=\"w\",INDEX(ID!$L$8:$L$31,FBR!$D1051+1)*INDEX(ID!$L$35:$L$46,$B1051),0)","v":0},{"$f":"IF(I1051=\"h\",INDEX(ID!$M$8:$M$31,FBR!$D1051+1)*INDEX(ID!$M$35:$M$46,$B1051),0)","v":35},{"$f":"IF(I1051=\"w\",INDEX(ID!$N$8:$N$31,FBR!$D1051+1)*INDEX(ID!$N$35:$N$46,$B1051),0)","v":0},null,20.670986793536215,0,0,0]
[1042,2,13,9,44,7,"2014-02-13",5,"h",null,{"$f":"IF(I1052=\"h\",INDEX(ID!$K$8:$K$31,FBR!$D1052+1)*INDEX(ID!$K$35:$K$46,$B1052),0)","v":38},{"$f":"IF(I1052=\"w\",INDEX(ID!$L$8:$L$31,FBR!$D1052+1)*INDEX(ID!$L$35:$L$46,$B1052),0)","v":0},{"$f":"IF(I1052=\"h\",INDEX(ID!$M$8:$M$31,FBR!$D1052+1)*INDEX(ID!$M$35:$M$46,$B1052),0)","v":38},{"$f":"IF(I1052=\"w\",INDEX(ID!$N$8:$N$31,FBR!$D1052+1)*INDEX(ID!$N$35:$N$46,$B1052),0)","v":0},null,22.442785661553604,0,0,0]
[1043,2,13,10,44,7,"2014-02-13",5,"h",null,{"$f":"IF(I1053=\"h\",INDEX(ID!$K$8:$K$31,FBR!$D1053+1)*INDEX(ID!$K$35:$K$46,$B1053),0)","v":40},{"$f":"IF(I1053=\"w\",INDEX(ID!$L$8:$L$31,FBR!$D1053+1)*INDEX(ID!$L$35:$L$46,$B1053),0)","v":0},{"$f":"IF(I1053=\"h\",INDEX(ID!$M$8:$M$31,FBR!$D1053+1)*INDEX(ID!$M$35:$M$46,$B1053),0)","v":40},{"$f":"IF(I1053=\"w\",INDEX(ID!$N$8:$N$31,FBR!$D1053+1)*INDEX(ID!$N$35:$N$46,$B1053),0)","v":0},null,23.623984906898531,0,0,0]
[1044,2,13,11,44,7,"2014-02-13",5,"h",null,{"$f":"IF(I1054=\"h\",INDEX(ID!$K$8:$K$31,FBR!$D1054+1)*INDEX(ID!$K$35:$K$46,$B1054),0)","v":42},{"$f":"IF(I1054=\"w\",INDEX(ID!$L$8:$L$31,FBR!$D1054+1)*INDEX(ID!$L$35:$L$46,$B1054),0)","v":0},{"$f":"IF(I1054=\"h\",INDEX(ID!$M$8:$M$31,FBR!$D1054+1)*INDEX(ID!$M$35:$M$46,$B1054),0)","v":42},{"$f":"IF(I1054=\"w\",INDEX(ID!$N$8:$N$31,FBR!$D1054+1)*INDEX(ID!$N$35:$N$46,$B1054),0)","v":0},null,24.805184152243459,0,0,0]
[1045,2,13,12,44,7,"2014-02-13",5,"h",null,{"$f":"IF(I1055=\"h\",INDEX(ID!$K$8:$K$31,FBR!$D1055+1)*INDEX(ID!$K$35:$K$46,$B1055),0)","v":43},{"$f":"IF(I1055=\"w\",INDEX(ID!$L$8:$L$31,FBR!$D1055+1)*INDEX(ID!$L$35:$L$46,$B1055),0)","v":0},{"$f":"IF(I1055=\"h\",INDEX(ID!$M$8:$M$31,FBR!$D1055+1)*INDEX(ID!$M$35:$M$46,$B1055),0)","v":43},{"$f":"IF(I1055=\"w\",INDEX(ID!$N$8:$N$31,FBR!$D1055+1)*INDEX(ID!$N$35:$N$46,$B1055),0)","v":0},null,25.395783774915923,0,0,0]
[1046,2,13,13,44,7,"2014-02-13",5,"h",null,{"$f":"IF(I1056=\"h\",INDEX(ID!$K$8:$K$31,FBR!$D1056+1)*INDEX(ID!$K$35:$K$46,$B1056),0)","v":44},{"$f":"IF(I1056=\"w\",INDEX(ID!$L$8:$L$31,FBR!$D1056+1)*INDEX(ID!$L$35:$L$46,$B1056),0)","v":0},{"$f":"IF(I1056=\"h\",INDEX(ID!$M$8:$M$31,FBR!$D1056+1)*INDEX(ID!$M$35:$M$46,$B1056),0)","v":44},{"$f":"IF(I1056=\"w\",INDEX(ID!$N$8:$N$31,FBR!$D1056+1)*INDEX(ID!$N$35:$N$46,$B1056),0)","v":0},null,25.986383397588384,0,0,0]
[1047,2,13,14,44,7,"2014-02-13",5,"h",null,{"$f":"IF(I1057=\"h\",INDEX(ID!$K$8:$K$31,FBR!$D1057+1)*INDEX(ID!$K$35:$K$46,$B1057),0)","v":47},{"$f":"IF(I1057=\"w\",INDEX(ID!$L$8:$L$31,FBR!$D1057+1)*INDEX(ID!$L$35:$L$46,$B1057),0)","v":0},{"$f":"IF(I1057=\"h\",INDEX(ID!$M$8:$M$31,FBR!$D1057+1)*INDEX(ID!$M$35:$M$46,$B1057),0)","v":47},{"$f":"IF(I1057=\"w\",INDEX(ID!$N$8:$N$31,FBR!$D1057+1)*INDEX(ID!$N$35:$N$46,$B1057),0)","v":0},null,27.758182265605775,0,0,0]
[1048,2,13,15,44,7,"2014-02-13",5,"h",null,{"$f":"IF(I1058=\"h\",INDEX(ID!$K$8:$K$31,FBR!$D1058+1)*INDEX(ID!$K$35:$K$46,$B1058),0)","v":50},{"$f":"IF(I1058=\"w\",INDEX(ID!$L$8:$L$31,FBR!$D1058+1)*INDEX(ID!$L$35:$L$46,$B1058),0)","v":0},{"$f":"IF(I1058=\"h\",INDEX(ID!$M$8:$M$31,FBR!$D1058+1)*INDEX(ID!$M$35:$M$46,$B1058),0)","v":50},{"$f":"IF(I1058=\"w\",INDEX(ID!$N$8:$N$31,FBR!$D1058+1)*INDEX(ID!$N$35:$N$46,$B1058),0)","v":0},null,29.529981133623163,0,0,0]
[1049,2,13,16,44,7,"2014-02-13",5,"h",null,{"$f":"IF(I1059=\"h\",INDEX(ID!$K$8:$K$31,FBR!$D1059+1)*INDEX(ID!$K$35:$K$46,$B1059),0)","v":53},{"$f":"IF(I1059=\"w\",INDEX(ID!$L$8:$L$31,FBR!$D1059+1)*INDEX(ID!$L$35:$L$46,$B1059),0)","v":0},{"$f":"IF(I1059=\"h\",INDEX(ID!$M$8:$M$31,FBR!$D1059+1)*INDEX(ID!$M$35:$M$46,$B1059),0)","v":53},{"$f":"IF(I1059=\"w\",INDEX(ID!$N$8:$N$31,FBR!$D1059+1)*INDEX(ID!$N$35:$N$46,$B1059),0)","v":0},null,31.301780001640555,0,0,0]
[1050,2,13,17,{"$f":"E1036+1","v":44},7,"2014-02-13",5,"h",null,{"$f":"IF(I1060=\"h\",INDEX(ID!$K$8:$K$31,FBR!$D1060+1)*INDEX(ID!$K$35:$K$46,$B1060),0)","v":62},{"$f":"IF(I1060=\"w\",INDEX(ID!$L$8:$L$31,FBR!$D1060+1)*INDEX(ID!$L$35:$L$46,$B1060),0)","v":0},{"$f":"IF(I1060=\"h\",INDEX(ID!$M$8:$M$31,FBR!$D1060+1)*INDEX(ID!$M$35:$M$46,$B1060),0)","v":62},{"$f":"IF(I1060=\"w\",INDEX(ID!$N$8:$N$31,FBR!$D1060+1)*INDEX(ID!$N$35:$N$46,$B1060),0)","v":0},null,36.617176605692727,0,0,0]
[1051,2,13,18,44,7,"2014-02-13",5,"h",null,{"$f":"IF(I1061=\"h\",INDEX(ID!$K$8:$K$31,FBR!$D1061+1)*INDEX(ID!$K$35:$K$46,$B1061),0)","v":65},{"$f":"IF(I1061=\"w\",INDEX(ID!$L$8:$L$31,FBR!$D1061+1)*INDEX(ID!$L$35:$L$46,$B1061),0)","v":0},{"$f":"IF(I1061=\"h\",INDEX(ID!$M$8:$M$31,FBR!$D1061+1)*INDEX(ID!$M$35:$M$46,$B1061),0)","v":65},{"$f":"IF(I1061=\"w\",INDEX(ID!$N$8:$N$31,FBR!$D1061+1)*INDEX(ID!$N$35:$N$46,$B1061),0)","v":0},null,38.388975473710111,0,0,0]
[1052,2,13,19,44,7,"2014-02-13",5,"h",null,{"$f":"IF(I1062=\"h\",INDEX(ID!$K$8:$K$31,FBR!$D1062+1)*INDEX(ID!$K$35:$K$46,$B1062),0)","v":60},{"$f":"IF(I1062=\"w\",INDEX(ID!$L$8:$L$31,FBR!$D1062+1)*INDEX(ID!$L$35:$L$46,$B1062),0)","v":0},{"$f":"IF(I1062=\"h\",INDEX(ID!$M$8:$M$31,FBR!$D1062+1)*INDEX(ID!$M$35:$M$46,$B1062),0)","v":60},{"$f":"IF(I1062=\"w\",INDEX(ID!$N$8:$N$31,FBR!$D1062+1)*INDEX(ID!$N$35:$N$46,$B1062),0)","v":0},null,35.435977360347799,0,0,0]
[1053,2,13,20,44,7,"2014-02-13",5,"h",null,{"$f":"IF(I1063=\"h\",INDEX(ID!$K$8:$K$31,FBR!$D1063+1)*INDEX(ID!$K$35:$K$46,$B1063),0)","v":53},{"$f":"IF(I1063=\"w\",INDEX(ID!$L$8:$L$31,FBR!$D1063+1)*INDEX(ID!$L$35:$L$46,$B1063),0)","v":0},{"$f":"IF(I1063=\"h\",INDEX(ID!$M$8:$M$31,FBR!$D1063+1)*INDEX(ID!$M$35:$M$46,$B1063),0)","v":53},{"$f":"IF(I1063=\"w\",INDEX(ID!$N$8:$N$31,FBR!$D1063+1)*INDEX(ID!$N$35:$N$46,$B1063),0)","v":0},null,31.301780001640555,0,0,0]
[1054,2,13,21,44,7,"2014-02-13",5,"h",null,{"$f":"IF(I1064=\"h\",INDEX(ID!$K$8:$K$31,FBR!$D1064+1)*INDEX(ID!$K$35:$K$46,$B1064),0)","v":50},{"$f":"IF(I1064=\"w\",INDEX(ID!$L$8:$L$31,FBR!$D1064+1)*INDEX(ID!$L$35:$L$46,$B1064),0)","v":0},{"$f":"IF(I1064=\"h\",INDEX(ID!$M$8:$M$31,FBR!$D1064+1)*INDEX(ID!$M$35:$M$46,$B1064),0)","v":50},{"$f":"IF(I1064=\"w\",INDEX(ID!$N$8:$N$31,FBR!$D1064+1)*INDEX(ID!$N$35:$N$46,$B1064),0)","v":0},null,29.529981133623163,0,0,0]
[1055,2,13,22,44,7,"2014-02-13",5,"h",null,{"$f":"IF(I1065=\"h\",INDEX(ID!$K$8:$K$31,FBR!$D1065+1)*INDEX(ID!$K$35:$K$46,$B1065),0)","v":45},{"$f":"IF(I1065=\"w\",INDEX(ID!$L$8:$L$31,FBR!$D1065+1)*INDEX(ID!$L$35:$L$46,$B1065),0)","v":0},{"$f":"IF(I1065=\"h\",INDEX(ID!$M$8:$M$31,FBR!$D1065+1)*INDEX(ID!$M$35:$M$46,$B1065),0)","v":45},{"$f":"IF(I1065=\"w\",INDEX(ID!$N$8:$N$31,FBR!$D1065+1)*INDEX(ID!$N$35:$N$46,$B1065),0)","v":0},null,26.576983020260847,0,0,0]
[1056,2,13,23,44,7,"2014-02-13",5,"h",null,{"$f":"IF(I1066=\"h\",INDEX(ID!$K$8:$K$31,FBR!$D1066+1)*INDEX(ID!$K$35:$K$46,$B1066),0)","v":40},{"$f":"IF(I1066=\"w\",INDEX(ID!$L$8:$L$31,FBR!$D1066+1)*INDEX(ID!$L$35:$L$46,$B1066),0)","v":0},{"$f":"IF(I1066=\"h\",INDEX(ID!$M$8:$M$31,FBR!$D1066+1)*INDEX(ID!$M$35:$M$46,$B1066),0)","v":40},{"$f":"IF(I1066=\"w\",INDEX(ID!$N$8:$N$31,FBR!$D1066+1)*INDEX(ID!$N$35:$N$46,$B1066),0)","v":0},null,23.623984906898531,0,0,0]
[1057,2,14,0,45,7,"2014-02-14",6,"w",null,{"$f":"IF(I1067=\"h\",INDEX(ID!$K$8:$K$31,FBR!$D1067+1)*INDEX(ID!$K$35:$K$46,$B1067),0)","v":0},{"$f":"IF(I1067=\"w\",INDEX(ID!$L$8:$L$31,FBR!$D1067+1)*INDEX(ID!$L$35:$L$46,$B1067),0)","v":35},{"$f":"IF(I1067=\"h\",INDEX(ID!$M$8:$M$31,FBR!$D1067+1)*INDEX(ID!$M$35:$M$46,$B1067),0)","v":0},{"$f":"IF(I1067=\"w\",INDEX(ID!$N$8:$N$31,FBR!$D1067+1)*INDEX(ID!$N$35:$N$46,$B1067),0)","v":35},null,0,20.670986793536215,0,0]
[1058,2,14,1,45,7,"2014-02-14",6,"w",null,{"$f":"IF(I1068=\"h\",INDEX(ID!$K$8:$K$31,FBR!$D1068+1)*INDEX(ID!$K$35:$K$46,$B1068),0)","v":0},{"$f":"IF(I1068=\"w\",INDEX(ID!$L$8:$L$31,FBR!$D1068+1)*INDEX(ID!$L$35:$L$46,$B1068),0)","v":30},{"$f":"IF(I1068=\"h\",INDEX(ID!$M$8:$M$31,FBR!$D1068+1)*INDEX(ID!$M$35:$M$46,$B1068),0)","v":0},{"$f":"IF(I1068=\"w\",INDEX(ID!$N$8:$N$31,FBR!$D1068+1)*INDEX(ID!$N$35:$N$46,$B1068),0)","v":30},null,0,17.717988680173899,0,0]
[1059,2,14,2,45,7,"2014-02-14",6,"w",null,{"$f":"IF(I1069=\"h\",INDEX(ID!$K$8:$K$31,FBR!$D1069+1)*INDEX(ID!$K$35:$K$46,$B1069),0)","v":0},{"$f":"IF(I1069=\"w\",INDEX(ID!$L$8:$L$31,FBR!$D1069+1)*INDEX(ID!$L$35:$L$46,$B1069),0)","v":28},{"$f":"IF(I1069=\"h\",INDEX(ID!$M$8:$M$31,FBR!$D1069+1)*INDEX(ID!$M$35:$M$46,$B1069),0)","v":0},{"$f":"IF(I1069=\"w\",INDEX(ID!$N$8:$N$31,FBR!$D1069+1)*INDEX(ID!$N$35:$N$46,$B1069),0)","v":28},null,0,16.536789434828972,0,0]
[1060,2,14,3,45,7,"2014-02-14",6,"w",null,{"$f":"IF(I1070=\"h\",INDEX(ID!$K$8:$K$31,FBR!$D1070+1)*INDEX(ID!$K$35:$K$46,$B1070),0)","v":0},{"$f":"IF(I1070=\"w\",INDEX(ID!$L$8:$L$31,FBR!$D1070+1)*INDEX(ID!$L$35:$L$46,$B1070),0)","v":27},{"$f":"IF(I1070=\"h\",INDEX(ID!$M$8:$M$31,FBR!$D1070+1)*INDEX(ID!$M$35:$M$46,$B1070),0)","v":0},{"$f":"IF(I1070=\"w\",INDEX(ID!$N$8:$N$31,FBR!$D1070+1)*INDEX(ID!$N$35:$N$46,$B1070),0)","v":27},null,0,15.94618981215651,0,0]
[1061,2,14,4,45,7,"2014-02-14",6,"w",null,{"$f":"IF(I1071=\"h\",INDEX(ID!$K$8:$K$31,FBR!$D1071+1)*INDEX(ID!$K$35:$K$46,$B1071),0)","v":0},{"$f":"IF(I1071=\"w\",INDEX(ID!$L$8:$L$31,FBR!$D1071+1)*INDEX(ID!$L$35:$L$46,$B1071),0)","v":27},{"$f":"IF(I1071=\"h\",INDEX(ID!$M$8:$M$31,FBR!$D1071+1)*INDEX(ID!$M$35:$M$46,$B1071),0)","v":0},{"$f":"IF(I1071=\"w\",INDEX(ID!$N$8:$N$31,FBR!$D1071+1)*INDEX(ID!$N$35:$N$46,$B1071),0)","v":27},null,0,15.94618981215651,0,0]
[1062,2,14,5,45,7,"2014-02-14",6,"w",null,{"$f":"IF(I1072=\"h\",INDEX(ID!$K$8:$K$31,FBR!$D1072+1)*INDEX(ID!$K$35:$K$46,$B1072),0)","v":0},{"$f":"IF(I1072=\"w\",INDEX(ID!$L$8:$L$31,FBR!$D1072+1)*INDEX(ID!$L$35:$L$46,$B1072),0)","v":27},{"$f":"IF(I1072=\"h\",INDEX(ID!$M$8:$M$31,FBR!$D1072+1)*INDEX(ID!$M$35:$M$46,$B1072),0)","v":0},{"$f":"IF(I1072=\"w\",INDEX(ID!$N$8:$N$31,FBR!$D1072+1)*INDEX(ID!$N$35:$N$46,$B1072),0)","v":27},null,0,15.94618981215651,0,0]
[1063,2,14,6,45,7,"2014-02-14",6,"w",null,{"$f":"IF(I1073=\"h\",INDEX(ID!$K$8:$K$31,FBR!$D1073+1)*INDEX(ID!$K$35:$K$46,$B1073),0)","v":0},{"$f":"IF(I1073=\"w\",INDEX(ID!$L$8:$L$31,FBR!$D1073+1)*INDEX(ID!$L$35:$L$46,$B1073),0)","v":29},{"$f":"IF(I1073=\"h\",INDEX(ID!$M$8:$M$31,FBR!$D1073+1)*INDEX(ID!$M$35:$M$46,$B1073),0)","v":0},{"$f":"IF(I1073=\"w\",INDEX(ID!$N$8:$N$31,FBR!$D1073+1)*INDEX(ID!$N$35:$N$46,$B1073),0)","v":29},null,0,17.127389057501436,0,0]
[1064,2,14,7,45,7,"2014-02-14",6,"w",null,{"$f":"IF(I1074=\"h\",INDEX(ID!$K$8:$K$31,FBR!$D1074+1)*INDEX(ID!$K$35:$K$46,$B1074),0)","v":0},{"$f":"IF(I1074=\"w\",INDEX(ID!$L$8:$L$31,FBR!$D1074+1)*INDEX(ID!$L$35:$L$46,$B1074),0)","v":32},{"$f":"IF(I1074=\"h\",INDEX(ID!$M$8:$M$31,FBR!$D1074+1)*INDEX(ID!$M$35:$M$46,$B1074),0)","v":0},{"$f":"IF(I1074=\"w\",INDEX(ID!$N$8:$N$31,FBR!$D1074+1)*INDEX(ID!$N$35:$N$46,$B1074),0)","v":32},null,0,18.899187925518824,0,0]
[1065,2,14,8,45,7,"2014-02-14",6,"w",null,{"$f":"IF(I1075=\"h\",INDEX(ID!$K$8:$K$31,FBR!$D1075+1)*INDEX(ID!$K$35:$K$46,$B1075),0)","v":0},{"$f":"IF(I1075=\"w\",INDEX(ID!$L$8:$L$31,FBR!$D1075+1)*INDEX(ID!$L$35:$L$46,$B1075),0)","v":35},{"$f":"IF(I1075=\"h\",INDEX(ID!$M$8:$M$31,FBR!$D1075+1)*INDEX(ID!$M$35:$M$46,$B1075),0)","v":0},{"$f":"IF(I1075=\"w\",INDEX(ID!$N$8:$N$31,FBR!$D1075+1)*INDEX(ID!$N$35:$N$46,$B1075),0)","v":35},null,0,20.670986793536215,0,0]
[1066,2,14,9,45,{"$f":"F908+1","v":7},"2014-02-14",6,"w",null,{"$f":"IF(I1076=\"h\",INDEX(ID!$K$8:$K$31,FBR!$D1076+1)*INDEX(ID!$K$35:$K$46,$B1076),0)","v":0},{"$f":"IF(I1076=\"w\",INDEX(ID!$L$8:$L$31,FBR!$D1076+1)*INDEX(ID!$L$35:$L$46,$B1076),0)","v":38},{"$f":"IF(I1076=\"h\",INDEX(ID!$M$8:$M$31,FBR!$D1076+1)*INDEX(ID!$M$35:$M$46,$B1076),0)","v":0},{"$f":"IF(I1076=\"w\",INDEX(ID!$N$8:$N$31,FBR!$D1076+1)*INDEX(ID!$N$35:$N$46,$B1076),0)","v":38},null,0,22.442785661553604,0,0]
[1067,2,14,10,45,7,"2014-02-14",6,"w",null,{"$f":"IF(I1077=\"h\",INDEX(ID!$K$8:$K$31,FBR!$D1077+1)*INDEX(ID!$K$35:$K$46,$B1077),0)","v":0},{"$f":"IF(I1077=\"w\",INDEX(ID!$L$8:$L$31,FBR!$D1077+1)*INDEX(ID!$L$35:$L$46,$B1077),0)","v":40},{"$f":"IF(I1077=\"h\",INDEX(ID!$M$8:$M$31,FBR!$D1077+1)*INDEX(ID!$M$35:$M$46,$B1077),0)","v":0},{"$f":"IF(I1077=\"w\",INDEX(ID!$N$8:$N$31,FBR!$D1077+1)*INDEX(ID!$N$35:$N$46,$B1077),0)","v":40},null,0,23.623984906898531,0,0]
[1068,2,14,11,45,7,"2014-02-14",6,"w",null,{"$f":"IF(I1078=\"h\",INDEX(ID!$K$8:$K$31,FBR!$D1078+1)*INDEX(ID!$K$35:$K$46,$B1078),0)","v":0},{"$f":"IF(I1078=\"w\",INDEX(ID!$L$8:$L$31,FBR!$D1078+1)*INDEX(ID!$L$35:$L$46,$B1078),0)","v":42},{"$f":"IF(I1078=\"h\",INDEX(ID!$M$8:$M$31,FBR!$D1078+1)*INDEX(ID!$M$35:$M$46,$B1078),0)","v":0},{"$f":"IF(I1078=\"w\",INDEX(ID!$N$8:$N$31,FBR!$D1078+1)*INDEX(ID!$N$35:$N$46,$B1078),0)","v":42},null,0,24.805184152243459,0,0]
[1069,2,14,12,45,7,"2014-02-14",6,"w",null,{"$f":"IF(I1079=\"h\",INDEX(ID!$K$8:$K$31,FBR!$D1079+1)*INDEX(ID!$K$35:$K$46,$B1079),0)","v":0},{"$f":"IF(I1079=\"w\",INDEX(ID!$L$8:$L$31,FBR!$D1079+1)*INDEX(ID!$L$35:$L$46,$B1079),0)","v":43},{"$f":"IF(I1079=\"h\",INDEX(ID!$M$8:$M$31,FBR!$D1079+1)*INDEX(ID!$M$35:$M$46,$B1079),0)","v":0},{"$f":"IF(I1079=\"w\",INDEX(ID!$N$8:$N$31,FBR!$D1079+1)*INDEX(ID!$N$35:$N$46,$B1079),0)","v":43},null,0,25.395783774915923,0,0]
[1070,2,14,13,45,7,"2014-02-14",6,"w",null,{"$f":"IF(I1080=\"h\",INDEX(ID!$K$8:$K$31,FBR!$D1080+1)*INDEX(ID!$K$35:$K$46,$B1080),0)","v":0},{"$f":"IF(I1080=\"w\",INDEX(ID!$L$8:$L$31,FBR!$D1080+1)*INDEX(ID!$L$35:$L$46,$B1080),0)","v":44},{"$f":"IF(I1080=\"h\",INDEX(ID!$M$8:$M$31,FBR!$D1080+1)*INDEX(ID!$M$35:$M$46,$B1080),0)","v":0},{"$f":"IF(I1080=\"w\",INDEX(ID!$N$8:$N$31,FBR!$D1080+1)*INDEX(ID!$N$35:$N$46,$B1080),0)","v":44},null,0,25.986383397588384,0,0]
[1071,2,14,14,45,7,"2014-02-14",6,"w",null,{"$f":"IF(I1081=\"h\",INDEX(ID!$K$8:$K$31,FBR!$D1081+1)*INDEX(ID!$K$35:$K$46,$B1081),0)","v":0},{"$f":"IF(I1081=\"w\",INDEX(ID!$L$8:$L$31,FBR!$D1081+1)*INDEX(ID!$L$35:$L$46,$B1081),0)","v":47},{"$f":"IF(I1081=\"h\",INDEX(ID!$M$8:$M$31,FBR!$D1081+1)*INDEX(ID!$M$35:$M$46,$B1081),0)","v":0},{"$f":"IF(I1081=\"w\",INDEX(ID!$N$8:$N$31,FBR!$D1081+1)*INDEX(ID!$N$35:$N$46,$B1081),0)","v":47},null,0,27.758182265605775,0,0]
[1072,2,14,15,45,7,"2014-02-14",6,"w",null,{"$f":"IF(I1082=\"h\",INDEX(ID!$K$8:$K$31,FBR!$D1082+1)*INDEX(ID!$K$35:$K$46,$B1082),0)","v":0},{"$f":"IF(I1082=\"w\",INDEX(ID!$L$8:$L$31,FBR!$D1082+1)*INDEX(ID!$L$35:$L$46,$B1082),0)","v":50},{"$f":"IF(I1082=\"h\",INDEX(ID!$M$8:$M$31,FBR!$D1082+1)*INDEX(ID!$M$35:$M$46,$B1082),0)","v":0},{"$f":"IF(I1082=\"w\",INDEX(ID!$N$8:$N$31,FBR!$D1082+1)*INDEX(ID!$N$35:$N$46,$B1082),0)","v":50},null,0,29.529981133623163,0,0]
[1073,2,14,16,45,7,"2014-02-14",6,"w",null,{"$f":"IF(I1083=\"h\",INDEX(ID!$K$8:$K$31,FBR!$D1083+1)*INDEX(ID!$K$35:$K$46,$B1083),0)","v":0},{"$f":"IF(I1083=\"w\",INDEX(ID!$L$8:$L$31,FBR!$D1083+1)*INDEX(ID!$L$35:$L$46,$B1083),0)","v":53},{"$f":"IF(I1083=\"h\",INDEX(ID!$M$8:$M$31,FBR!$D1083+1)*INDEX(ID!$M$35:$M$46,$B1083),0)","v":0},{"$f":"IF(I1083=\"w\",INDEX(ID!$N$8:$N$31,FBR!$D1083+1)*INDEX(ID!$N$35:$N$46,$B1083),0)","v":53},null,0,31.301780001640555,0,0]
[1074,2,14,17,45,7,"2014-02-14",6,"w",null,{"$f":"IF(I1084=\"h\",INDEX(ID!$K$8:$K$31,FBR!$D1084+1)*INDEX(ID!$K$35:$K$46,$B1084),0)","v":0},{"$f":"IF(I1084=\"w\",INDEX(ID!$L$8:$L$31,FBR!$D1084+1)*INDEX(ID!$L$35:$L$46,$B1084),0)","v":62},{"$f":"IF(I1084=\"h\",INDEX(ID!$M$8:$M$31,FBR!$D1084+1)*INDEX(ID!$M$35:$M$46,$B1084),0)","v":0},{"$f":"IF(I1084=\"w\",INDEX(ID!$N$8:$N$31,FBR!$D1084+1)*INDEX(ID!$N$35:$N$46,$B1084),0)","v":62},null,0,36.617176605692727,0,0]
[1075,2,14,18,45,7,"2014-02-14",6,"w",null,{"$f":"IF(I1085=\"h\",INDEX(ID!$K$8:$K$31,FBR!$D1085+1)*INDEX(ID!$K$35:$K$46,$B1085),0)","v":0},{"$f":"IF(I1085=\"w\",INDEX(ID!$L$8:$L$31,FBR!$D1085+1)*INDEX(ID!$L$35:$L$46,$B1085),0)","v":65},{"$f":"IF(I1085=\"h\",INDEX(ID!$M$8:$M$31,FBR!$D1085+1)*INDEX(ID!$M$35:$M$46,$B1085),0)","v":0},{"$f":"IF(I1085=\"w\",INDEX(ID!$N$8:$N$31,FBR!$D1085+1)*INDEX(ID!$N$35:$N$46,$B1085),0)","v":65},null,0,38.388975473710111,0,0]
[1076,2,14,19,45,7,"2014-02-14",6,"w",null,{"$f":"IF(I1086=\"h\",INDEX(ID!$K$8:$K$31,FBR!$D1086+1)*INDEX(ID!$K$35:$K$46,$B1086),0)","v":0},{"$f":"IF(I1086=\"w\",INDEX(ID!$L$8:$L$31,FBR!$D1086+1)*INDEX(ID!$L$35:$L$46,$B1086),0)","v":60},{"$f":"IF(I1086=\"h\",INDEX(ID!$M$8:$M$31,FBR!$D1086+1)*INDEX(ID!$M$35:$M$46,$B1086),0)","v":0},{"$f":"IF(I1086=\"w\",INDEX(ID!$N$8:$N$31,FBR!$D1086+1)*INDEX(ID!$N$35:$N$46,$B1086),0)","v":60},null,0,35.435977360347799,0,0]
[1077,2,14,20,45,7,"2014-02-14",6,"w",null,{"$f":"IF(I1087=\"h\",INDEX(ID!$K$8:$K$31,FBR!$D1087+1)*INDEX(ID!$K$35:$K$46,$B1087),0)","v":0},{"$f":"IF(I1087=\"w\",INDEX(ID!$L$8:$L$31,FBR!$D1087+1)*INDEX(ID!$L$35:$L$46,$B1087),0)","v":53},{"$f":"IF(I1087=\"h\",INDEX(ID!$M$8:$M$31,FBR!$D1087+1)*INDEX(ID!$M$35:$M$46,$B1087),0)","v":0},{"$f":"IF(I1087=\"w\",INDEX(ID!$N$8:$N$31,FBR!$D1087+1)*INDEX(ID!$N$35:$N$46,$B1087),0)","v":53},null,0,31.301780001640555,0,0]
[1078,2,14,21,45,7,"2014-02-14",6,"w",null,{"$f":"IF(I1088=\"h\",INDEX(ID!$K$8:$K$31,FBR!$D1088+1)*INDEX(ID!$K$35:$K$46,$B1088),0)","v":0},{"$f":"IF(I1088=\"w\",INDEX(ID!$L$8:$L$31,FBR!$D1088+1)*INDEX(ID!$L$35:$L$46,$B1088),0)","v":50},{"$f":"IF(I1088=\"h\",INDEX(ID!$M$8:$M$31,FBR!$D1088+1)*INDEX(ID!$M$35:$M$46,$B1088),0)","v":0},{"$f":"IF(I1088=\"w\",INDEX(ID!$N$8:$N$31,FBR!$D1088+1)*INDEX(ID!$N$35:$N$46,$B1088),0)","v":50},null,0,29.529981133623163,0,0]
[1079,2,14,22,45,7,"2014-02-14",6,"w",null,{"$f":"IF(I1089=\"h\",INDEX(ID!$K$8:$K$31,FBR!$D1089+1)*INDEX(ID!$K$35:$K$46,$B1089),0)","v":0},{"$f":"IF(I1089=\"w\",INDEX(ID!$L$8:$L$31,FBR!$D1089+1)*INDEX(ID!$L$35:$L$46,$B1089),0)","v":45},{"$f":"IF(I1089=\"h\",INDEX(ID!$M$8:$M$31,FBR!$D1089+1)*INDEX(ID!$M$35:$M$46,$B1089),0)","v":0},{"$f":"IF(I1089=\"w\",INDEX(ID!$N$8:$N$31,FBR!$D1089+1)*INDEX(ID!$N$35:$N$46,$B1089),0)","v":45},null,0,26.576983020260847,0,0]
[1080,2,14,23,45,7,"2014-02-14",6,"w",null,{"$f":"IF(I1090=\"h\",INDEX(ID!$K$8:$K$31,FBR!$D1090+1)*INDEX(ID!$K$35:$K$46,$B1090),0)","v":0},{"$f":"IF(I1090=\"w\",INDEX(ID!$L$8:$L$31,FBR!$D1090+1)*INDEX(ID!$L$35:$L$46,$B1090),0)","v":40},{"$f":"IF(I1090=\"h\",INDEX(ID!$M$8:$M$31,FBR!$D1090+1)*INDEX(ID!$M$35:$M$46,$B1090),0)","v":0},{"$f":"IF(I1090=\"w\",INDEX(ID!$N$8:$N$31,FBR!$D1090+1)*INDEX(ID!$N$35:$N$46,$B1090),0)","v":40},null,0,23.623984906898531,0,0]
[1081,2,15,0,46,7,"2014-02-15",7,"w",null,{"$f":"IF(I1091=\"h\",INDEX(ID!$K$8:$K$31,FBR!$D1091+1)*INDEX(ID!$K$35:$K$46,$B1091),0)","v":0},{"$f":"IF(I1091=\"w\",INDEX(ID!$L$8:$L$31,FBR!$D1091+1)*INDEX(ID!$L$35:$L$46,$B1091),0)","v":35},{"$f":"IF(I1091=\"h\",INDEX(ID!$M$8:$M$31,FBR!$D1091+1)*INDEX(ID!$M$35:$M$46,$B1091),0)","v":0},{"$f":"IF(I1091=\"w\",INDEX(ID!$N$8:$N$31,FBR!$D1091+1)*INDEX(ID!$N$35:$N$46,$B1091),0)","v":35},null,0,20.670986793536215,0,0]
[1082,2,15,1,46,7,"2014-02-15",7,"w",null,{"$f":"IF(I1092=\"h\",INDEX(ID!$K$8:$K$31,FBR!$D1092+1)*INDEX(ID!$K$35:$K$46,$B1092),0)","v":0},{"$f":"IF(I1092=\"w\",INDEX(ID!$L$8:$L$31,FBR!$D1092+1)*INDEX(ID!$L$35:$L$46,$B1092),0)","v":30},{"$f":"IF(I1092=\"h\",INDEX(ID!$M$8:$M$31,FBR!$D1092+1)*INDEX(ID!$M$35:$M$46,$B1092),0)","v":0},{"$f":"IF(I1092=\"w\",INDEX(ID!$N$8:$N$31,FBR!$D1092+1)*INDEX(ID!$N$35:$N$46,$B1092),0)","v":30},null,0,17.717988680173899,0,0]
[1083,2,15,2,46,7,"2014-02-15",7,"w",null,{"$f":"IF(I1093=\"h\",INDEX(ID!$K$8:$K$31,FBR!$D1093+1)*INDEX(ID!$K$35:$K$46,$B1093),0)","v":0},{"$f":"IF(I1093=\"w\",INDEX(ID!$L$8:$L$31,FBR!$D1093+1)*INDEX(ID!$L$35:$L$46,$B1093),0)","v":28},{"$f":"IF(I1093=\"h\",INDEX(ID!$M$8:$M$31,FBR!$D1093+1)*INDEX(ID!$M$35:$M$46,$B1093),0)","v":0},{"$f":"IF(I1093=\"w\",INDEX(ID!$N$8:$N$31,FBR!$D1093+1)*INDEX(ID!$N$35:$N$46,$B1093),0)","v":28},null,0,16.536789434828972,0,0]
[1084,2,15,3,46,7,"2014-02-15",7,"w",null,{"$f":"IF(I1094=\"h\",INDEX(ID!$K$8:$K$31,FBR!$D1094+1)*INDEX(ID!$K$35:$K$46,$B1094),0)","v":0},{"$f":"IF(I1094=\"w\",INDEX(ID!$L$8:$L$31,FBR!$D1094+1)*INDEX(ID!$L$35:$L$46,$B1094),0)","v":27},{"$f":"IF(I1094=\"h\",INDEX(ID!$M$8:$M$31,FBR!$D1094+1)*INDEX(ID!$M$35:$M$46,$B1094),0)","v":0},{"$f":"IF(I1094=\"w\",INDEX(ID!$N$8:$N$31,FBR!$D1094+1)*INDEX(ID!$N$35:$N$46,$B1094),0)","v":27},null,0,15.94618981215651,0,0]
[1085,2,15,4,46,7,"2014-02-15",7,"w",null,{"$f":"IF(I1095=\"h\",INDEX(ID!$K$8:$K$31,FBR!$D1095+1)*INDEX(ID!$K$35:$K$46,$B1095),0)","v":0},{"$f":"IF(I1095=\"w\",INDEX(ID!$L$8:$L$31,FBR!$D1095+1)*INDEX(ID!$L$35:$L$46,$B1095),0)","v":27},{"$f":"IF(I1095=\"h\",INDEX(ID!$M$8:$M$31,FBR!$D1095+1)*INDEX(ID!$M$35:$M$46,$B1095),0)","v":0},{"$f":"IF(I1095=\"w\",INDEX(ID!$N$8:$N$31,FBR!$D1095+1)*INDEX(ID!$N$35:$N$46,$B1095),0)","v":27},null,0,15.94618981215651,0,0]
[1086,2,15,5,46,7,"2014-02-15",7,"w",null,{"$f":"IF(I1096=\"h\",INDEX(ID!$K$8:$K$31,FBR!$D1096+1)*INDEX(ID!$K$35:$K$46,$B1096),0)","v":0},{"$f":"IF(I1096=\"w\",INDEX(ID!$L$8:$L$31,FBR!$D1096+1)*INDEX(ID!$L$35:$L$46,$B1096),0)","v":27},{"$f":"IF(I1096=\"h\",INDEX(ID!$M$8:$M$31,FBR!$D1096+1)*INDEX(ID!$M$35:$M$46,$B1096),0)","v":0},{"$f":"IF(I1096=\"w\",INDEX(ID!$N$8:$N$31,FBR!$D1096+1)*INDEX(ID!$N$35:$N$46,$B1096),0)","v":27},null,0,15.94618981215651,0,0]
[1087,2,15,6,46,7,"2014-02-15",7,"w",null,{"$f":"IF(I1097=\"h\",INDEX(ID!$K$8:$K$31,FBR!$D1097+1)*INDEX(ID!$K$35:$K$46,$B1097),0)","v":0},{"$f":"IF(I1097=\"w\",INDEX(ID!$L$8:$L$31,FBR!$D1097+1)*INDEX(ID!$L$35:$L$46,$B1097),0)","v":29},{"$f":"IF(I1097=\"h\",INDEX(ID!$M$8:$M$31,FBR!$D1097+1)*INDEX(ID!$M$35:$M$46,$B1097),0)","v":0},{"$f":"IF(I1097=\"w\",INDEX(ID!$N$8:$N$31,FBR!$D1097+1)*INDEX(ID!$N$35:$N$46,$B1097),0)","v":29},null,0,17.127389057501436,0,0]
[1088,2,15,7,46,7,"2014-02-15",7,"w",null,{"$f":"IF(I1098=\"h\",INDEX(ID!$K$8:$K$31,FBR!$D1098+1)*INDEX(ID!$K$35:$K$46,$B1098),0)","v":0},{"$f":"IF(I1098=\"w\",INDEX(ID!$L$8:$L$31,FBR!$D1098+1)*INDEX(ID!$L$35:$L$46,$B1098),0)","v":32},{"$f":"IF(I1098=\"h\",INDEX(ID!$M$8:$M$31,FBR!$D1098+1)*INDEX(ID!$M$35:$M$46,$B1098),0)","v":0},{"$f":"IF(I1098=\"w\",INDEX(ID!$N$8:$N$31,FBR!$D1098+1)*INDEX(ID!$N$35:$N$46,$B1098),0)","v":32},null,0,18.899187925518824,0,0]
[1089,2,15,8,46,7,"2014-02-15",{"$f":"WEEKDAY(G1099)","v":7},{"$f":"IF(OR(H1099=6,H1099=7),\"w\",\"h\")","v":"w"},null,{"$f":"IF(I1099=\"h\",INDEX(ID!$K$8:$K$31,FBR!$D1099+1)*INDEX(ID!$K$35:$K$46,$B1099),0)","v":0},{"$f":"IF(I1099=\"w\",INDEX(ID!$L$8:$L$31,FBR!$D1099+1)*INDEX(ID!$L$35:$L$46,$B1099),0)","v":35},{"$f":"IF(I1099=\"h\",INDEX(ID!$M$8:$M$31,FBR!$D1099+1)*INDEX(ID!$M$35:$M$46,$B1099),0)","v":0},{"$f":"IF(I1099=\"w\",INDEX(ID!$N$8:$N$31,FBR!$D1099+1)*INDEX(ID!$N$35:$N$46,$B1099),0)","v":35},null,{"$f":"K1099*(indvforbrug*antalbrugere)/($K$8789+$L$8789)","v":0},{"$f":"L1099*indvforbrug*antalbrugere/($K$8789+$L$8789)","v":20.670986793536215},{"$f":"M1099*fællesforbrug/($M$8789+$N$8789)","v":0},{"$f":"N1099*fællesforbrug/($M$8789+$N$8789)","v":0}]
[{"$f":"A1099+1","v":1090},2,15,9,46,7,{"$f":"DATE(2014,B1100,C1100)","v":"2014-02-15"},7,"w",null,{"$f":"IF(I1100=\"h\",INDEX(ID!$K$8:$K$31,FBR!$D1100+1)*INDEX(ID!$K$35:$K$46,$B1100),0)","v":0},{"$f":"IF(I1100=\"w\",INDEX(ID!$L$8:$L$31,FBR!$D1100+1)*INDEX(ID!$L$35:$L$46,$B1100),0)","v":38},{"$f":"IF(I1100=\"h\",INDEX(ID!$M$8:$M$31,FBR!$D1100+1)*INDEX(ID!$M$35:$M$46,$B1100),0)","v":0},{"$f":"IF(I1100=\"w\",INDEX(ID!$N$8:$N$31,FBR!$D1100+1)*INDEX(ID!$N$35:$N$46,$B1100),0)","v":38},null,0,22.442785661553604,0,0]
[1091,2,15,10,46,7,"2014-02-15",7,"w",null,{"$f":"IF(I1101=\"h\",INDEX(ID!$K$8:$K$31,FBR!$D1101+1)*INDEX(ID!$K$35:$K$46,$B1101),0)","v":0},{"$f":"IF(I1101=\"w\",INDEX(ID!$L$8:$L$31,FBR!$D1101+1)*INDEX(ID!$L$35:$L$46,$B1101),0)","v":40},{"$f":"IF(I1101=\"h\",INDEX(ID!$M$8:$M$31,FBR!$D1101+1)*INDEX(ID!$M$35:$M$46,$B1101),0)","v":0},{"$f":"IF(I1101=\"w\",INDEX(ID!$N$8:$N$31,FBR!$D1101+1)*INDEX(ID!$N$35:$N$46,$B1101),0)","v":40},null,0,23.623984906898531,0,0]
[1092,2,15,11,46,7,"2014-02-15",7,"w",null,{"$f":"IF(I1102=\"h\",INDEX(ID!$K$8:$K$31,FBR!$D1102+1)*INDEX(ID!$K$35:$K$46,$B1102),0)","v":0},{"$f":"IF(I1102=\"w\",INDEX(ID!$L$8:$L$31,FBR!$D1102+1)*INDEX(ID!$L$35:$L$46,$B1102),0)","v":42},{"$f":"IF(I1102=\"h\",INDEX(ID!$M$8:$M$31,FBR!$D1102+1)*INDEX(ID!$M$35:$M$46,$B1102),0)","v":0},{"$f":"IF(I1102=\"w\",INDEX(ID!$N$8:$N$31,FBR!$D1102+1)*INDEX(ID!$N$35:$N$46,$B1102),0)","v":42},null,0,24.805184152243459,0,0]
[1093,2,15,12,46,7,"2014-02-15",7,"w",null,{"$f":"IF(I1103=\"h\",INDEX(ID!$K$8:$K$31,FBR!$D1103+1)*INDEX(ID!$K$35:$K$46,$B1103),0)","v":0},{"$f":"IF(I1103=\"w\",INDEX(ID!$L$8:$L$31,FBR!$D1103+1)*INDEX(ID!$L$35:$L$46,$B1103),0)","v":43},{"$f":"IF(I1103=\"h\",INDEX(ID!$M$8:$M$31,FBR!$D1103+1)*INDEX(ID!$M$35:$M$46,$B1103),0)","v":0},{"$f":"IF(I1103=\"w\",INDEX(ID!$N$8:$N$31,FBR!$D1103+1)*INDEX(ID!$N$35:$N$46,$B1103),0)","v":43},null,0,25.395783774915923,0,0]
[1094,2,15,13,46,7,"2014-02-15",7,"w",null,{"$f":"IF(I1104=\"h\",INDEX(ID!$K$8:$K$31,FBR!$D1104+1)*INDEX(ID!$K$35:$K$46,$B1104),0)","v":0},{"$f":"IF(I1104=\"w\",INDEX(ID!$L$8:$L$31,FBR!$D1104+1)*INDEX(ID!$L$35:$L$46,$B1104),0)","v":44},{"$f":"IF(I1104=\"h\",INDEX(ID!$M$8:$M$31,FBR!$D1104+1)*INDEX(ID!$M$35:$M$46,$B1104),0)","v":0},{"$f":"IF(I1104=\"w\",INDEX(ID!$N$8:$N$31,FBR!$D1104+1)*INDEX(ID!$N$35:$N$46,$B1104),0)","v":44},null,0,25.986383397588384,0,0]
[1095,2,15,14,46,7,"2014-02-15",7,"w",null,{"$f":"IF(I1105=\"h\",INDEX(ID!$K$8:$K$31,FBR!$D1105+1)*INDEX(ID!$K$35:$K$46,$B1105),0)","v":0},{"$f":"IF(I1105=\"w\",INDEX(ID!$L$8:$L$31,FBR!$D1105+1)*INDEX(ID!$L$35:$L$46,$B1105),0)","v":47},{"$f":"IF(I1105=\"h\",INDEX(ID!$M$8:$M$31,FBR!$D1105+1)*INDEX(ID!$M$35:$M$46,$B1105),0)","v":0},{"$f":"IF(I1105=\"w\",INDEX(ID!$N$8:$N$31,FBR!$D1105+1)*INDEX(ID!$N$35:$N$46,$B1105),0)","v":47},null,0,27.758182265605775,0,0]
[1096,2,15,15,46,7,"2014-02-15",7,"w",null,{"$f":"IF(I1106=\"h\",INDEX(ID!$K$8:$K$31,FBR!$D1106+1)*INDEX(ID!$K$35:$K$46,$B1106),0)","v":0},{"$f":"IF(I1106=\"w\",INDEX(ID!$L$8:$L$31,FBR!$D1106+1)*INDEX(ID!$L$35:$L$46,$B1106),0)","v":50},{"$f":"IF(I1106=\"h\",INDEX(ID!$M$8:$M$31,FBR!$D1106+1)*INDEX(ID!$M$35:$M$46,$B1106),0)","v":0},{"$f":"IF(I1106=\"w\",INDEX(ID!$N$8:$N$31,FBR!$D1106+1)*INDEX(ID!$N$35:$N$46,$B1106),0)","v":50},null,0,29.529981133623163,0,0]
[1097,2,15,16,46,7,"2014-02-15",7,"w",null,{"$f":"IF(I1107=\"h\",INDEX(ID!$K$8:$K$31,FBR!$D1107+1)*INDEX(ID!$K$35:$K$46,$B1107),0)","v":0},{"$f":"IF(I1107=\"w\",INDEX(ID!$L$8:$L$31,FBR!$D1107+1)*INDEX(ID!$L$35:$L$46,$B1107),0)","v":53},{"$f":"IF(I1107=\"h\",INDEX(ID!$M$8:$M$31,FBR!$D1107+1)*INDEX(ID!$M$35:$M$46,$B1107),0)","v":0},{"$f":"IF(I1107=\"w\",INDEX(ID!$N$8:$N$31,FBR!$D1107+1)*INDEX(ID!$N$35:$N$46,$B1107),0)","v":53},null,0,31.301780001640555,0,0]
[1098,2,15,17,46,7,"2014-02-15",7,"w",null,{"$f":"IF(I1108=\"h\",INDEX(ID!$K$8:$K$31,FBR!$D1108+1)*INDEX(ID!$K$35:$K$46,$B1108),0)","v":0},{"$f":"IF(I1108=\"w\",INDEX(ID!$L$8:$L$31,FBR!$D1108+1)*INDEX(ID!$L$35:$L$46,$B1108),0)","v":62},{"$f":"IF(I1108=\"h\",INDEX(ID!$M$8:$M$31,FBR!$D1108+1)*INDEX(ID!$M$35:$M$46,$B1108),0)","v":0},{"$f":"IF(I1108=\"w\",INDEX(ID!$N$8:$N$31,FBR!$D1108+1)*INDEX(ID!$N$35:$N$46,$B1108),0)","v":62},null,0,36.617176605692727,0,0]
[1099,2,15,18,46,7,"2014-02-15",7,"w",null,{"$f":"IF(I1109=\"h\",INDEX(ID!$K$8:$K$31,FBR!$D1109+1)*INDEX(ID!$K$35:$K$46,$B1109),0)","v":0},{"$f":"IF(I1109=\"w\",INDEX(ID!$L$8:$L$31,FBR!$D1109+1)*INDEX(ID!$L$35:$L$46,$B1109),0)","v":65},{"$f":"IF(I1109=\"h\",INDEX(ID!$M$8:$M$31,FBR!$D1109+1)*INDEX(ID!$M$35:$M$46,$B1109),0)","v":0},{"$f":"IF(I1109=\"w\",INDEX(ID!$N$8:$N$31,FBR!$D1109+1)*INDEX(ID!$N$35:$N$46,$B1109),0)","v":65},null,0,38.388975473710111,0,0]
[1100,2,15,19,46,7,"2014-02-15",7,"w",null,{"$f":"IF(I1110=\"h\",INDEX(ID!$K$8:$K$31,FBR!$D1110+1)*INDEX(ID!$K$35:$K$46,$B1110),0)","v":0},{"$f":"IF(I1110=\"w\",INDEX(ID!$L$8:$L$31,FBR!$D1110+1)*INDEX(ID!$L$35:$L$46,$B1110),0)","v":60},{"$f":"IF(I1110=\"h\",INDEX(ID!$M$8:$M$31,FBR!$D1110+1)*INDEX(ID!$M$35:$M$46,$B1110),0)","v":0},{"$f":"IF(I1110=\"w\",INDEX(ID!$N$8:$N$31,FBR!$D1110+1)*INDEX(ID!$N$35:$N$46,$B1110),0)","v":60},null,0,35.435977360347799,0,0]
[1101,2,15,20,46,7,"2014-02-15",7,"w",null,{"$f":"IF(I1111=\"h\",INDEX(ID!$K$8:$K$31,FBR!$D1111+1)*INDEX(ID!$K$35:$K$46,$B1111),0)","v":0},{"$f":"IF(I1111=\"w\",INDEX(ID!$L$8:$L$31,FBR!$D1111+1)*INDEX(ID!$L$35:$L$46,$B1111),0)","v":53},{"$f":"IF(I1111=\"h\",INDEX(ID!$M$8:$M$31,FBR!$D1111+1)*INDEX(ID!$M$35:$M$46,$B1111),0)","v":0},{"$f":"IF(I1111=\"w\",INDEX(ID!$N$8:$N$31,FBR!$D1111+1)*INDEX(ID!$N$35:$N$46,$B1111),0)","v":53},null,0,31.301780001640555,0,0]
[1102,2,15,21,46,7,"2014-02-15",7,"w",null,{"$f":"IF(I1112=\"h\",INDEX(ID!$K$8:$K$31,FBR!$D1112+1)*INDEX(ID!$K$35:$K$46,$B1112),0)","v":0},{"$f":"IF(I1112=\"w\",INDEX(ID!$L$8:$L$31,FBR!$D1112+1)*INDEX(ID!$L$35:$L$46,$B1112),0)","v":50},{"$f":"IF(I1112=\"h\",INDEX(ID!$M$8:$M$31,FBR!$D1112+1)*INDEX(ID!$M$35:$M$46,$B1112),0)","v":0},{"$f":"IF(I1112=\"w\",INDEX(ID!$N$8:$N$31,FBR!$D1112+1)*INDEX(ID!$N$35:$N$46,$B1112),0)","v":50},null,0,29.529981133623163,0,0]
[1103,2,15,22,46,7,"2014-02-15",7,"w",null,{"$f":"IF(I1113=\"h\",INDEX(ID!$K$8:$K$31,FBR!$D1113+1)*INDEX(ID!$K$35:$K$46,$B1113),0)","v":0},{"$f":"IF(I1113=\"w\",INDEX(ID!$L$8:$L$31,FBR!$D1113+1)*INDEX(ID!$L$35:$L$46,$B1113),0)","v":45},{"$f":"IF(I1113=\"h\",INDEX(ID!$M$8:$M$31,FBR!$D1113+1)*INDEX(ID!$M$35:$M$46,$B1113),0)","v":0},{"$f":"IF(I1113=\"w\",INDEX(ID!$N$8:$N$31,FBR!$D1113+1)*INDEX(ID!$N$35:$N$46,$B1113),0)","v":45},null,0,26.576983020260847,0,0]
[1104,2,15,23,46,7,"2014-02-15",7,"w",null,{"$f":"IF(I1114=\"h\",INDEX(ID!$K$8:$K$31,FBR!$D1114+1)*INDEX(ID!$K$35:$K$46,$B1114),0)","v":0},{"$f":"IF(I1114=\"w\",INDEX(ID!$L$8:$L$31,FBR!$D1114+1)*INDEX(ID!$L$35:$L$46,$B1114),0)","v":40},{"$f":"IF(I1114=\"h\",INDEX(ID!$M$8:$M$31,FBR!$D1114+1)*INDEX(ID!$M$35:$M$46,$B1114),0)","v":0},{"$f":"IF(I1114=\"w\",INDEX(ID!$N$8:$N$31,FBR!$D1114+1)*INDEX(ID!$N$35:$N$46,$B1114),0)","v":40},null,0,23.623984906898531,0,0]
[1105,2,16,0,47,7,"2014-02-16",1,"h",null,{"$f":"IF(I1115=\"h\",INDEX(ID!$K$8:$K$31,FBR!$D1115+1)*INDEX(ID!$K$35:$K$46,$B1115),0)","v":35},{"$f":"IF(I1115=\"w\",INDEX(ID!$L$8:$L$31,FBR!$D1115+1)*INDEX(ID!$L$35:$L$46,$B1115),0)","v":0},{"$f":"IF(I1115=\"h\",INDEX(ID!$M$8:$M$31,FBR!$D1115+1)*INDEX(ID!$M$35:$M$46,$B1115),0)","v":35},{"$f":"IF(I1115=\"w\",INDEX(ID!$N$8:$N$31,FBR!$D1115+1)*INDEX(ID!$N$35:$N$46,$B1115),0)","v":0},null,20.670986793536215,0,0,0]
[1106,2,16,1,47,7,"2014-02-16",1,"h",null,{"$f":"IF(I1116=\"h\",INDEX(ID!$K$8:$K$31,FBR!$D1116+1)*INDEX(ID!$K$35:$K$46,$B1116),0)","v":30},{"$f":"IF(I1116=\"w\",INDEX(ID!$L$8:$L$31,FBR!$D1116+1)*INDEX(ID!$L$35:$L$46,$B1116),0)","v":0},{"$f":"IF(I1116=\"h\",INDEX(ID!$M$8:$M$31,FBR!$D1116+1)*INDEX(ID!$M$35:$M$46,$B1116),0)","v":30},{"$f":"IF(I1116=\"w\",INDEX(ID!$N$8:$N$31,FBR!$D1116+1)*INDEX(ID!$N$35:$N$46,$B1116),0)","v":0},null,17.717988680173899,0,0,0]
[1107,2,16,2,47,7,"2014-02-16",1,"h",null,{"$f":"IF(I1117=\"h\",INDEX(ID!$K$8:$K$31,FBR!$D1117+1)*INDEX(ID!$K$35:$K$46,$B1117),0)","v":28},{"$f":"IF(I1117=\"w\",INDEX(ID!$L$8:$L$31,FBR!$D1117+1)*INDEX(ID!$L$35:$L$46,$B1117),0)","v":0},{"$f":"IF(I1117=\"h\",INDEX(ID!$M$8:$M$31,FBR!$D1117+1)*INDEX(ID!$M$35:$M$46,$B1117),0)","v":28},{"$f":"IF(I1117=\"w\",INDEX(ID!$N$8:$N$31,FBR!$D1117+1)*INDEX(ID!$N$35:$N$46,$B1117),0)","v":0},null,16.536789434828972,0,0,0]
[1108,2,16,3,47,7,"2014-02-16",1,"h",null,{"$f":"IF(I1118=\"h\",INDEX(ID!$K$8:$K$31,FBR!$D1118+1)*INDEX(ID!$K$35:$K$46,$B1118),0)","v":27},{"$f":"IF(I1118=\"w\",INDEX(ID!$L$8:$L$31,FBR!$D1118+1)*INDEX(ID!$L$35:$L$46,$B1118),0)","v":0},{"$f":"IF(I1118=\"h\",INDEX(ID!$M$8:$M$31,FBR!$D1118+1)*INDEX(ID!$M$35:$M$46,$B1118),0)","v":27},{"$f":"IF(I1118=\"w\",INDEX(ID!$N$8:$N$31,FBR!$D1118+1)*INDEX(ID!$N$35:$N$46,$B1118),0)","v":0},null,15.94618981215651,0,0,0]
[1109,2,16,4,47,7,"2014-02-16",1,"h",null,{"$f":"IF(I1119=\"h\",INDEX(ID!$K$8:$K$31,FBR!$D1119+1)*INDEX(ID!$K$35:$K$46,$B1119),0)","v":27},{"$f":"IF(I1119=\"w\",INDEX(ID!$L$8:$L$31,FBR!$D1119+1)*INDEX(ID!$L$35:$L$46,$B1119),0)","v":0},{"$f":"IF(I1119=\"h\",INDEX(ID!$M$8:$M$31,FBR!$D1119+1)*INDEX(ID!$M$35:$M$46,$B1119),0)","v":27},{"$f":"IF(I1119=\"w\",INDEX(ID!$N$8:$N$31,FBR!$D1119+1)*INDEX(ID!$N$35:$N$46,$B1119),0)","v":0},null,15.94618981215651,0,0,0]
[1110,2,16,5,47,7,"2014-02-16",1,"h",null,{"$f":"IF(I1120=\"h\",INDEX(ID!$K$8:$K$31,FBR!$D1120+1)*INDEX(ID!$K$35:$K$46,$B1120),0)","v":27},{"$f":"IF(I1120=\"w\",INDEX(ID!$L$8:$L$31,FBR!$D1120+1)*INDEX(ID!$L$35:$L$46,$B1120),0)","v":0},{"$f":"IF(I1120=\"h\",INDEX(ID!$M$8:$M$31,FBR!$D1120+1)*INDEX(ID!$M$35:$M$46,$B1120),0)","v":27},{"$f":"IF(I1120=\"w\",INDEX(ID!$N$8:$N$31,FBR!$D1120+1)*INDEX(ID!$N$35:$N$46,$B1120),0)","v":0},null,15.94618981215651,0,0,0]
[1111,2,16,6,47,7,"2014-02-16",1,"h",null,{"$f":"IF(I1121=\"h\",INDEX(ID!$K$8:$K$31,FBR!$D1121+1)*INDEX(ID!$K$35:$K$46,$B1121),0)","v":29},{"$f":"IF(I1121=\"w\",INDEX(ID!$L$8:$L$31,FBR!$D1121+1)*INDEX(ID!$L$35:$L$46,$B1121),0)","v":0},{"$f":"IF(I1121=\"h\",INDEX(ID!$M$8:$M$31,FBR!$D1121+1)*INDEX(ID!$M$35:$M$46,$B1121),0)","v":29},{"$f":"IF(I1121=\"w\",INDEX(ID!$N$8:$N$31,FBR!$D1121+1)*INDEX(ID!$N$35:$N$46,$B1121),0)","v":0},null,17.127389057501436,0,0,0]
[1112,2,16,7,47,7,"2014-02-16",1,"h",null,{"$f":"IF(I1122=\"h\",INDEX(ID!$K$8:$K$31,FBR!$D1122+1)*INDEX(ID!$K$35:$K$46,$B1122),0)","v":32},{"$f":"IF(I1122=\"w\",INDEX(ID!$L$8:$L$31,FBR!$D1122+1)*INDEX(ID!$L$35:$L$46,$B1122),0)","v":0},{"$f":"IF(I1122=\"h\",INDEX(ID!$M$8:$M$31,FBR!$D1122+1)*INDEX(ID!$M$35:$M$46,$B1122),0)","v":32},{"$f":"IF(I1122=\"w\",INDEX(ID!$N$8:$N$31,FBR!$D1122+1)*INDEX(ID!$N$35:$N$46,$B1122),0)","v":0},null,18.899187925518824,0,0,0]
[1113,2,16,8,47,7,"2014-02-16",1,"h",null,{"$f":"IF(I1123=\"h\",INDEX(ID!$K$8:$K$31,FBR!$D1123+1)*INDEX(ID!$K$35:$K$46,$B1123),0)","v":35},{"$f":"IF(I1123=\"w\",INDEX(ID!$L$8:$L$31,FBR!$D1123+1)*INDEX(ID!$L$35:$L$46,$B1123),0)","v":0},{"$f":"IF(I1123=\"h\",INDEX(ID!$M$8:$M$31,FBR!$D1123+1)*INDEX(ID!$M$35:$M$46,$B1123),0)","v":35},{"$f":"IF(I1123=\"w\",INDEX(ID!$N$8:$N$31,FBR!$D1123+1)*INDEX(ID!$N$35:$N$46,$B1123),0)","v":0},null,20.670986793536215,0,0,0]
[1114,2,16,9,{"$f":"E1100+1","v":47},7,"2014-02-16",1,"h",null,{"$f":"IF(I1124=\"h\",INDEX(ID!$K$8:$K$31,FBR!$D1124+1)*INDEX(ID!$K$35:$K$46,$B1124),0)","v":38},{"$f":"IF(I1124=\"w\",INDEX(ID!$L$8:$L$31,FBR!$D1124+1)*INDEX(ID!$L$35:$L$46,$B1124),0)","v":0},{"$f":"IF(I1124=\"h\",INDEX(ID!$M$8:$M$31,FBR!$D1124+1)*INDEX(ID!$M$35:$M$46,$B1124),0)","v":38},{"$f":"IF(I1124=\"w\",INDEX(ID!$N$8:$N$31,FBR!$D1124+1)*INDEX(ID!$N$35:$N$46,$B1124),0)","v":0},null,22.442785661553604,0,0,0]
[1115,2,16,10,47,7,"2014-02-16",1,"h",null,{"$f":"IF(I1125=\"h\",INDEX(ID!$K$8:$K$31,FBR!$D1125+1)*INDEX(ID!$K$35:$K$46,$B1125),0)","v":40},{"$f":"IF(I1125=\"w\",INDEX(ID!$L$8:$L$31,FBR!$D1125+1)*INDEX(ID!$L$35:$L$46,$B1125),0)","v":0},{"$f":"IF(I1125=\"h\",INDEX(ID!$M$8:$M$31,FBR!$D1125+1)*INDEX(ID!$M$35:$M$46,$B1125),0)","v":40},{"$f":"IF(I1125=\"w\",INDEX(ID!$N$8:$N$31,FBR!$D1125+1)*INDEX(ID!$N$35:$N$46,$B1125),0)","v":0},null,23.623984906898531,0,0,0]
[1116,2,16,11,47,7,"2014-02-16",1,"h",null,{"$f":"IF(I1126=\"h\",INDEX(ID!$K$8:$K$31,FBR!$D1126+1)*INDEX(ID!$K$35:$K$46,$B1126),0)","v":42},{"$f":"IF(I1126=\"w\",INDEX(ID!$L$8:$L$31,FBR!$D1126+1)*INDEX(ID!$L$35:$L$46,$B1126),0)","v":0},{"$f":"IF(I1126=\"h\",INDEX(ID!$M$8:$M$31,FBR!$D1126+1)*INDEX(ID!$M$35:$M$46,$B1126),0)","v":42},{"$f":"IF(I1126=\"w\",INDEX(ID!$N$8:$N$31,FBR!$D1126+1)*INDEX(ID!$N$35:$N$46,$B1126),0)","v":0},null,24.805184152243459,0,0,0]
[1117,2,16,12,47,7,"2014-02-16",1,"h",null,{"$f":"IF(I1127=\"h\",INDEX(ID!$K$8:$K$31,FBR!$D1127+1)*INDEX(ID!$K$35:$K$46,$B1127),0)","v":43},{"$f":"IF(I1127=\"w\",INDEX(ID!$L$8:$L$31,FBR!$D1127+1)*INDEX(ID!$L$35:$L$46,$B1127),0)","v":0},{"$f":"IF(I1127=\"h\",INDEX(ID!$M$8:$M$31,FBR!$D1127+1)*INDEX(ID!$M$35:$M$46,$B1127),0)","v":43},{"$f":"IF(I1127=\"w\",INDEX(ID!$N$8:$N$31,FBR!$D1127+1)*INDEX(ID!$N$35:$N$46,$B1127),0)","v":0},null,25.395783774915923,0,0,0]
[1118,2,16,13,47,7,"2014-02-16",1,"h",null,{"$f":"IF(I1128=\"h\",INDEX(ID!$K$8:$K$31,FBR!$D1128+1)*INDEX(ID!$K$35:$K$46,$B1128),0)","v":44},{"$f":"IF(I1128=\"w\",INDEX(ID!$L$8:$L$31,FBR!$D1128+1)*INDEX(ID!$L$35:$L$46,$B1128),0)","v":0},{"$f":"IF(I1128=\"h\",INDEX(ID!$M$8:$M$31,FBR!$D1128+1)*INDEX(ID!$M$35:$M$46,$B1128),0)","v":44},{"$f":"IF(I1128=\"w\",INDEX(ID!$N$8:$N$31,FBR!$D1128+1)*INDEX(ID!$N$35:$N$46,$B1128),0)","v":0},null,25.986383397588384,0,0,0]
[1119,2,16,14,47,7,"2014-02-16",1,"h",null,{"$f":"IF(I1129=\"h\",INDEX(ID!$K$8:$K$31,FBR!$D1129+1)*INDEX(ID!$K$35:$K$46,$B1129),0)","v":47},{"$f":"IF(I1129=\"w\",INDEX(ID!$L$8:$L$31,FBR!$D1129+1)*INDEX(ID!$L$35:$L$46,$B1129),0)","v":0},{"$f":"IF(I1129=\"h\",INDEX(ID!$M$8:$M$31,FBR!$D1129+1)*INDEX(ID!$M$35:$M$46,$B1129),0)","v":47},{"$f":"IF(I1129=\"w\",INDEX(ID!$N$8:$N$31,FBR!$D1129+1)*INDEX(ID!$N$35:$N$46,$B1129),0)","v":0},null,27.758182265605775,0,0,0]
[1120,2,16,15,47,7,"2014-02-16",1,"h",null,{"$f":"IF(I1130=\"h\",INDEX(ID!$K$8:$K$31,FBR!$D1130+1)*INDEX(ID!$K$35:$K$46,$B1130),0)","v":50},{"$f":"IF(I1130=\"w\",INDEX(ID!$L$8:$L$31,FBR!$D1130+1)*INDEX(ID!$L$35:$L$46,$B1130),0)","v":0},{"$f":"IF(I1130=\"h\",INDEX(ID!$M$8:$M$31,FBR!$D1130+1)*INDEX(ID!$M$35:$M$46,$B1130),0)","v":50},{"$f":"IF(I1130=\"w\",INDEX(ID!$N$8:$N$31,FBR!$D1130+1)*INDEX(ID!$N$35:$N$46,$B1130),0)","v":0},null,29.529981133623163,0,0,0]
[1121,2,16,16,47,7,"2014-02-16",1,"h",null,{"$f":"IF(I1131=\"h\",INDEX(ID!$K$8:$K$31,FBR!$D1131+1)*INDEX(ID!$K$35:$K$46,$B1131),0)","v":53},{"$f":"IF(I1131=\"w\",INDEX(ID!$L$8:$L$31,FBR!$D1131+1)*INDEX(ID!$L$35:$L$46,$B1131),0)","v":0},{"$f":"IF(I1131=\"h\",INDEX(ID!$M$8:$M$31,FBR!$D1131+1)*INDEX(ID!$M$35:$M$46,$B1131),0)","v":53},{"$f":"IF(I1131=\"w\",INDEX(ID!$N$8:$N$31,FBR!$D1131+1)*INDEX(ID!$N$35:$N$46,$B1131),0)","v":0},null,31.301780001640555,0,0,0]
[1122,2,16,17,47,7,"2014-02-16",1,"h",null,{"$f":"IF(I1132=\"h\",INDEX(ID!$K$8:$K$31,FBR!$D1132+1)*INDEX(ID!$K$35:$K$46,$B1132),0)","v":62},{"$f":"IF(I1132=\"w\",INDEX(ID!$L$8:$L$31,FBR!$D1132+1)*INDEX(ID!$L$35:$L$46,$B1132),0)","v":0},{"$f":"IF(I1132=\"h\",INDEX(ID!$M$8:$M$31,FBR!$D1132+1)*INDEX(ID!$M$35:$M$46,$B1132),0)","v":62},{"$f":"IF(I1132=\"w\",INDEX(ID!$N$8:$N$31,FBR!$D1132+1)*INDEX(ID!$N$35:$N$46,$B1132),0)","v":0},null,36.617176605692727,0,0,0]
[1123,2,16,18,47,7,"2014-02-16",1,"h",null,{"$f":"IF(I1133=\"h\",INDEX(ID!$K$8:$K$31,FBR!$D1133+1)*INDEX(ID!$K$35:$K$46,$B1133),0)","v":65},{"$f":"IF(I1133=\"w\",INDEX(ID!$L$8:$L$31,FBR!$D1133+1)*INDEX(ID!$L$35:$L$46,$B1133),0)","v":0},{"$f":"IF(I1133=\"h\",INDEX(ID!$M$8:$M$31,FBR!$D1133+1)*INDEX(ID!$M$35:$M$46,$B1133),0)","v":65},{"$f":"IF(I1133=\"w\",INDEX(ID!$N$8:$N$31,FBR!$D1133+1)*INDEX(ID!$N$35:$N$46,$B1133),0)","v":0},null,38.388975473710111,0,0,0]
[1124,2,16,19,47,7,"2014-02-16",1,"h",null,{"$f":"IF(I1134=\"h\",INDEX(ID!$K$8:$K$31,FBR!$D1134+1)*INDEX(ID!$K$35:$K$46,$B1134),0)","v":60},{"$f":"IF(I1134=\"w\",INDEX(ID!$L$8:$L$31,FBR!$D1134+1)*INDEX(ID!$L$35:$L$46,$B1134),0)","v":0},{"$f":"IF(I1134=\"h\",INDEX(ID!$M$8:$M$31,FBR!$D1134+1)*INDEX(ID!$M$35:$M$46,$B1134),0)","v":60},{"$f":"IF(I1134=\"w\",INDEX(ID!$N$8:$N$31,FBR!$D1134+1)*INDEX(ID!$N$35:$N$46,$B1134),0)","v":0},null,35.435977360347799,0,0,0]
[1125,2,16,20,47,7,"2014-02-16",1,"h",null,{"$f":"IF(I1135=\"h\",INDEX(ID!$K$8:$K$31,FBR!$D1135+1)*INDEX(ID!$K$35:$K$46,$B1135),0)","v":53},{"$f":"IF(I1135=\"w\",INDEX(ID!$L$8:$L$31,FBR!$D1135+1)*INDEX(ID!$L$35:$L$46,$B1135),0)","v":0},{"$f":"IF(I1135=\"h\",INDEX(ID!$M$8:$M$31,FBR!$D1135+1)*INDEX(ID!$M$35:$M$46,$B1135),0)","v":53},{"$f":"IF(I1135=\"w\",INDEX(ID!$N$8:$N$31,FBR!$D1135+1)*INDEX(ID!$N$35:$N$46,$B1135),0)","v":0},null,31.301780001640555,0,0,0]
[1126,2,16,21,47,7,"2014-02-16",1,"h",null,{"$f":"IF(I1136=\"h\",INDEX(ID!$K$8:$K$31,FBR!$D1136+1)*INDEX(ID!$K$35:$K$46,$B1136),0)","v":50},{"$f":"IF(I1136=\"w\",INDEX(ID!$L$8:$L$31,FBR!$D1136+1)*INDEX(ID!$L$35:$L$46,$B1136),0)","v":0},{"$f":"IF(I1136=\"h\",INDEX(ID!$M$8:$M$31,FBR!$D1136+1)*INDEX(ID!$M$35:$M$46,$B1136),0)","v":50},{"$f":"IF(I1136=\"w\",INDEX(ID!$N$8:$N$31,FBR!$D1136+1)*INDEX(ID!$N$35:$N$46,$B1136),0)","v":0},null,29.529981133623163,0,0,0]
[1127,2,16,22,47,7,"2014-02-16",1,"h",null,{"$f":"IF(I1137=\"h\",INDEX(ID!$K$8:$K$31,FBR!$D1137+1)*INDEX(ID!$K$35:$K$46,$B1137),0)","v":45},{"$f":"IF(I1137=\"w\",INDEX(ID!$L$8:$L$31,FBR!$D1137+1)*INDEX(ID!$L$35:$L$46,$B1137),0)","v":0},{"$f":"IF(I1137=\"h\",INDEX(ID!$M$8:$M$31,FBR!$D1137+1)*INDEX(ID!$M$35:$M$46,$B1137),0)","v":45},{"$f":"IF(I1137=\"w\",INDEX(ID!$N$8:$N$31,FBR!$D1137+1)*INDEX(ID!$N$35:$N$46,$B1137),0)","v":0},null,26.576983020260847,0,0,0]
[1128,2,16,23,47,7,"2014-02-16",1,"h",null,{"$f":"IF(I1138=\"h\",INDEX(ID!$K$8:$K$31,FBR!$D1138+1)*INDEX(ID!$K$35:$K$46,$B1138),0)","v":40},{"$f":"IF(I1138=\"w\",INDEX(ID!$L$8:$L$31,FBR!$D1138+1)*INDEX(ID!$L$35:$L$46,$B1138),0)","v":0},{"$f":"IF(I1138=\"h\",INDEX(ID!$M$8:$M$31,FBR!$D1138+1)*INDEX(ID!$M$35:$M$46,$B1138),0)","v":40},{"$f":"IF(I1138=\"w\",INDEX(ID!$N$8:$N$31,FBR!$D1138+1)*INDEX(ID!$N$35:$N$46,$B1138),0)","v":0},null,23.623984906898531,0,0,0]
[1129,2,17,0,48,7,"2014-02-17",2,"h",null,{"$f":"IF(I1139=\"h\",INDEX(ID!$K$8:$K$31,FBR!$D1139+1)*INDEX(ID!$K$35:$K$46,$B1139),0)","v":35},{"$f":"IF(I1139=\"w\",INDEX(ID!$L$8:$L$31,FBR!$D1139+1)*INDEX(ID!$L$35:$L$46,$B1139),0)","v":0},{"$f":"IF(I1139=\"h\",INDEX(ID!$M$8:$M$31,FBR!$D1139+1)*INDEX(ID!$M$35:$M$46,$B1139),0)","v":35},{"$f":"IF(I1139=\"w\",INDEX(ID!$N$8:$N$31,FBR!$D1139+1)*INDEX(ID!$N$35:$N$46,$B1139),0)","v":0},null,20.670986793536215,0,0,0]
[1130,2,17,1,48,{"$f":"F972+1","v":7},"2014-02-17",2,"h",null,{"$f":"IF(I1140=\"h\",INDEX(ID!$K$8:$K$31,FBR!$D1140+1)*INDEX(ID!$K$35:$K$46,$B1140),0)","v":30},{"$f":"IF(I1140=\"w\",INDEX(ID!$L$8:$L$31,FBR!$D1140+1)*INDEX(ID!$L$35:$L$46,$B1140),0)","v":0},{"$f":"IF(I1140=\"h\",INDEX(ID!$M$8:$M$31,FBR!$D1140+1)*INDEX(ID!$M$35:$M$46,$B1140),0)","v":30},{"$f":"IF(I1140=\"w\",INDEX(ID!$N$8:$N$31,FBR!$D1140+1)*INDEX(ID!$N$35:$N$46,$B1140),0)","v":0},null,17.717988680173899,0,0,0]
[1131,2,17,2,48,7,"2014-02-17",2,"h",null,{"$f":"IF(I1141=\"h\",INDEX(ID!$K$8:$K$31,FBR!$D1141+1)*INDEX(ID!$K$35:$K$46,$B1141),0)","v":28},{"$f":"IF(I1141=\"w\",INDEX(ID!$L$8:$L$31,FBR!$D1141+1)*INDEX(ID!$L$35:$L$46,$B1141),0)","v":0},{"$f":"IF(I1141=\"h\",INDEX(ID!$M$8:$M$31,FBR!$D1141+1)*INDEX(ID!$M$35:$M$46,$B1141),0)","v":28},{"$f":"IF(I1141=\"w\",INDEX(ID!$N$8:$N$31,FBR!$D1141+1)*INDEX(ID!$N$35:$N$46,$B1141),0)","v":0},null,16.536789434828972,0,0,0]
[1132,2,17,3,48,7,"2014-02-17",2,"h",null,{"$f":"IF(I1142=\"h\",INDEX(ID!$K$8:$K$31,FBR!$D1142+1)*INDEX(ID!$K$35:$K$46,$B1142),0)","v":27},{"$f":"IF(I1142=\"w\",INDEX(ID!$L$8:$L$31,FBR!$D1142+1)*INDEX(ID!$L$35:$L$46,$B1142),0)","v":0},{"$f":"IF(I1142=\"h\",INDEX(ID!$M$8:$M$31,FBR!$D1142+1)*INDEX(ID!$M$35:$M$46,$B1142),0)","v":27},{"$f":"IF(I1142=\"w\",INDEX(ID!$N$8:$N$31,FBR!$D1142+1)*INDEX(ID!$N$35:$N$46,$B1142),0)","v":0},null,15.94618981215651,0,0,0]
[1133,2,17,4,48,7,"2014-02-17",2,"h",null,{"$f":"IF(I1143=\"h\",INDEX(ID!$K$8:$K$31,FBR!$D1143+1)*INDEX(ID!$K$35:$K$46,$B1143),0)","v":27},{"$f":"IF(I1143=\"w\",INDEX(ID!$L$8:$L$31,FBR!$D1143+1)*INDEX(ID!$L$35:$L$46,$B1143),0)","v":0},{"$f":"IF(I1143=\"h\",INDEX(ID!$M$8:$M$31,FBR!$D1143+1)*INDEX(ID!$M$35:$M$46,$B1143),0)","v":27},{"$f":"IF(I1143=\"w\",INDEX(ID!$N$8:$N$31,FBR!$D1143+1)*INDEX(ID!$N$35:$N$46,$B1143),0)","v":0},null,15.94618981215651,0,0,0]
[1134,2,17,5,48,7,"2014-02-17",2,"h",null,{"$f":"IF(I1144=\"h\",INDEX(ID!$K$8:$K$31,FBR!$D1144+1)*INDEX(ID!$K$35:$K$46,$B1144),0)","v":27},{"$f":"IF(I1144=\"w\",INDEX(ID!$L$8:$L$31,FBR!$D1144+1)*INDEX(ID!$L$35:$L$46,$B1144),0)","v":0},{"$f":"IF(I1144=\"h\",INDEX(ID!$M$8:$M$31,FBR!$D1144+1)*INDEX(ID!$M$35:$M$46,$B1144),0)","v":27},{"$f":"IF(I1144=\"w\",INDEX(ID!$N$8:$N$31,FBR!$D1144+1)*INDEX(ID!$N$35:$N$46,$B1144),0)","v":0},null,15.94618981215651,0,0,0]
[1135,2,17,6,48,7,"2014-02-17",2,"h",null,{"$f":"IF(I1145=\"h\",INDEX(ID!$K$8:$K$31,FBR!$D1145+1)*INDEX(ID!$K$35:$K$46,$B1145),0)","v":29},{"$f":"IF(I1145=\"w\",INDEX(ID!$L$8:$L$31,FBR!$D1145+1)*INDEX(ID!$L$35:$L$46,$B1145),0)","v":0},{"$f":"IF(I1145=\"h\",INDEX(ID!$M$8:$M$31,FBR!$D1145+1)*INDEX(ID!$M$35:$M$46,$B1145),0)","v":29},{"$f":"IF(I1145=\"w\",INDEX(ID!$N$8:$N$31,FBR!$D1145+1)*INDEX(ID!$N$35:$N$46,$B1145),0)","v":0},null,17.127389057501436,0,0,0]
[1136,2,17,7,48,7,"2014-02-17",2,"h",null,{"$f":"IF(I1146=\"h\",INDEX(ID!$K$8:$K$31,FBR!$D1146+1)*INDEX(ID!$K$35:$K$46,$B1146),0)","v":32},{"$f":"IF(I1146=\"w\",INDEX(ID!$L$8:$L$31,FBR!$D1146+1)*INDEX(ID!$L$35:$L$46,$B1146),0)","v":0},{"$f":"IF(I1146=\"h\",INDEX(ID!$M$8:$M$31,FBR!$D1146+1)*INDEX(ID!$M$35:$M$46,$B1146),0)","v":32},{"$f":"IF(I1146=\"w\",INDEX(ID!$N$8:$N$31,FBR!$D1146+1)*INDEX(ID!$N$35:$N$46,$B1146),0)","v":0},null,18.899187925518824,0,0,0]
[1137,2,17,8,48,7,"2014-02-17",2,"h",null,{"$f":"IF(I1147=\"h\",INDEX(ID!$K$8:$K$31,FBR!$D1147+1)*INDEX(ID!$K$35:$K$46,$B1147),0)","v":35},{"$f":"IF(I1147=\"w\",INDEX(ID!$L$8:$L$31,FBR!$D1147+1)*INDEX(ID!$L$35:$L$46,$B1147),0)","v":0},{"$f":"IF(I1147=\"h\",INDEX(ID!$M$8:$M$31,FBR!$D1147+1)*INDEX(ID!$M$35:$M$46,$B1147),0)","v":35},{"$f":"IF(I1147=\"w\",INDEX(ID!$N$8:$N$31,FBR!$D1147+1)*INDEX(ID!$N$35:$N$46,$B1147),0)","v":0},null,20.670986793536215,0,0,0]
[1138,2,17,9,48,7,"2014-02-17",2,"h",null,{"$f":"IF(I1148=\"h\",INDEX(ID!$K$8:$K$31,FBR!$D1148+1)*INDEX(ID!$K$35:$K$46,$B1148),0)","v":38},{"$f":"IF(I1148=\"w\",INDEX(ID!$L$8:$L$31,FBR!$D1148+1)*INDEX(ID!$L$35:$L$46,$B1148),0)","v":0},{"$f":"IF(I1148=\"h\",INDEX(ID!$M$8:$M$31,FBR!$D1148+1)*INDEX(ID!$M$35:$M$46,$B1148),0)","v":38},{"$f":"IF(I1148=\"w\",INDEX(ID!$N$8:$N$31,FBR!$D1148+1)*INDEX(ID!$N$35:$N$46,$B1148),0)","v":0},null,22.442785661553604,0,0,0]
[1139,2,17,10,48,7,"2014-02-17",2,"h",null,{"$f":"IF(I1149=\"h\",INDEX(ID!$K$8:$K$31,FBR!$D1149+1)*INDEX(ID!$K$35:$K$46,$B1149),0)","v":40},{"$f":"IF(I1149=\"w\",INDEX(ID!$L$8:$L$31,FBR!$D1149+1)*INDEX(ID!$L$35:$L$46,$B1149),0)","v":0},{"$f":"IF(I1149=\"h\",INDEX(ID!$M$8:$M$31,FBR!$D1149+1)*INDEX(ID!$M$35:$M$46,$B1149),0)","v":40},{"$f":"IF(I1149=\"w\",INDEX(ID!$N$8:$N$31,FBR!$D1149+1)*INDEX(ID!$N$35:$N$46,$B1149),0)","v":0},null,23.623984906898531,0,0,0]
[1140,2,17,11,48,7,"2014-02-17",2,"h",null,{"$f":"IF(I1150=\"h\",INDEX(ID!$K$8:$K$31,FBR!$D1150+1)*INDEX(ID!$K$35:$K$46,$B1150),0)","v":42},{"$f":"IF(I1150=\"w\",INDEX(ID!$L$8:$L$31,FBR!$D1150+1)*INDEX(ID!$L$35:$L$46,$B1150),0)","v":0},{"$f":"IF(I1150=\"h\",INDEX(ID!$M$8:$M$31,FBR!$D1150+1)*INDEX(ID!$M$35:$M$46,$B1150),0)","v":42},{"$f":"IF(I1150=\"w\",INDEX(ID!$N$8:$N$31,FBR!$D1150+1)*INDEX(ID!$N$35:$N$46,$B1150),0)","v":0},null,24.805184152243459,0,0,0]
[1141,2,17,12,48,7,"2014-02-17",2,"h",null,{"$f":"IF(I1151=\"h\",INDEX(ID!$K$8:$K$31,FBR!$D1151+1)*INDEX(ID!$K$35:$K$46,$B1151),0)","v":43},{"$f":"IF(I1151=\"w\",INDEX(ID!$L$8:$L$31,FBR!$D1151+1)*INDEX(ID!$L$35:$L$46,$B1151),0)","v":0},{"$f":"IF(I1151=\"h\",INDEX(ID!$M$8:$M$31,FBR!$D1151+1)*INDEX(ID!$M$35:$M$46,$B1151),0)","v":43},{"$f":"IF(I1151=\"w\",INDEX(ID!$N$8:$N$31,FBR!$D1151+1)*INDEX(ID!$N$35:$N$46,$B1151),0)","v":0},null,25.395783774915923,0,0,0]
[1142,2,17,13,48,7,"2014-02-17",2,"h",null,{"$f":"IF(I1152=\"h\",INDEX(ID!$K$8:$K$31,FBR!$D1152+1)*INDEX(ID!$K$35:$K$46,$B1152),0)","v":44},{"$f":"IF(I1152=\"w\",INDEX(ID!$L$8:$L$31,FBR!$D1152+1)*INDEX(ID!$L$35:$L$46,$B1152),0)","v":0},{"$f":"IF(I1152=\"h\",INDEX(ID!$M$8:$M$31,FBR!$D1152+1)*INDEX(ID!$M$35:$M$46,$B1152),0)","v":44},{"$f":"IF(I1152=\"w\",INDEX(ID!$N$8:$N$31,FBR!$D1152+1)*INDEX(ID!$N$35:$N$46,$B1152),0)","v":0},null,25.986383397588384,0,0,0]
[1143,2,17,14,48,7,"2014-02-17",2,"h",null,{"$f":"IF(I1153=\"h\",INDEX(ID!$K$8:$K$31,FBR!$D1153+1)*INDEX(ID!$K$35:$K$46,$B1153),0)","v":47},{"$f":"IF(I1153=\"w\",INDEX(ID!$L$8:$L$31,FBR!$D1153+1)*INDEX(ID!$L$35:$L$46,$B1153),0)","v":0},{"$f":"IF(I1153=\"h\",INDEX(ID!$M$8:$M$31,FBR!$D1153+1)*INDEX(ID!$M$35:$M$46,$B1153),0)","v":47},{"$f":"IF(I1153=\"w\",INDEX(ID!$N$8:$N$31,FBR!$D1153+1)*INDEX(ID!$N$35:$N$46,$B1153),0)","v":0},null,27.758182265605775,0,0,0]
[1144,2,17,15,48,7,"2014-02-17",2,"h",null,{"$f":"IF(I1154=\"h\",INDEX(ID!$K$8:$K$31,FBR!$D1154+1)*INDEX(ID!$K$35:$K$46,$B1154),0)","v":50},{"$f":"IF(I1154=\"w\",INDEX(ID!$L$8:$L$31,FBR!$D1154+1)*INDEX(ID!$L$35:$L$46,$B1154),0)","v":0},{"$f":"IF(I1154=\"h\",INDEX(ID!$M$8:$M$31,FBR!$D1154+1)*INDEX(ID!$M$35:$M$46,$B1154),0)","v":50},{"$f":"IF(I1154=\"w\",INDEX(ID!$N$8:$N$31,FBR!$D1154+1)*INDEX(ID!$N$35:$N$46,$B1154),0)","v":0},null,29.529981133623163,0,0,0]
[1145,2,17,16,48,7,"2014-02-17",2,"h",null,{"$f":"IF(I1155=\"h\",INDEX(ID!$K$8:$K$31,FBR!$D1155+1)*INDEX(ID!$K$35:$K$46,$B1155),0)","v":53},{"$f":"IF(I1155=\"w\",INDEX(ID!$L$8:$L$31,FBR!$D1155+1)*INDEX(ID!$L$35:$L$46,$B1155),0)","v":0},{"$f":"IF(I1155=\"h\",INDEX(ID!$M$8:$M$31,FBR!$D1155+1)*INDEX(ID!$M$35:$M$46,$B1155),0)","v":53},{"$f":"IF(I1155=\"w\",INDEX(ID!$N$8:$N$31,FBR!$D1155+1)*INDEX(ID!$N$35:$N$46,$B1155),0)","v":0},null,31.301780001640555,0,0,0]
[1146,2,17,17,48,7,"2014-02-17",2,"h",null,{"$f":"IF(I1156=\"h\",INDEX(ID!$K$8:$K$31,FBR!$D1156+1)*INDEX(ID!$K$35:$K$46,$B1156),0)","v":62},{"$f":"IF(I1156=\"w\",INDEX(ID!$L$8:$L$31,FBR!$D1156+1)*INDEX(ID!$L$35:$L$46,$B1156),0)","v":0},{"$f":"IF(I1156=\"h\",INDEX(ID!$M$8:$M$31,FBR!$D1156+1)*INDEX(ID!$M$35:$M$46,$B1156),0)","v":62},{"$f":"IF(I1156=\"w\",INDEX(ID!$N$8:$N$31,FBR!$D1156+1)*INDEX(ID!$N$35:$N$46,$B1156),0)","v":0},null,36.617176605692727,0,0,0]
[1147,2,17,18,48,7,"2014-02-17",2,"h",null,{"$f":"IF(I1157=\"h\",INDEX(ID!$K$8:$K$31,FBR!$D1157+1)*INDEX(ID!$K$35:$K$46,$B1157),0)","v":65},{"$f":"IF(I1157=\"w\",INDEX(ID!$L$8:$L$31,FBR!$D1157+1)*INDEX(ID!$L$35:$L$46,$B1157),0)","v":0},{"$f":"IF(I1157=\"h\",INDEX(ID!$M$8:$M$31,FBR!$D1157+1)*INDEX(ID!$M$35:$M$46,$B1157),0)","v":65},{"$f":"IF(I1157=\"w\",INDEX(ID!$N$8:$N$31,FBR!$D1157+1)*INDEX(ID!$N$35:$N$46,$B1157),0)","v":0},null,38.388975473710111,0,0,0]
[1148,2,17,19,48,7,"2014-02-17",2,"h",null,{"$f":"IF(I1158=\"h\",INDEX(ID!$K$8:$K$31,FBR!$D1158+1)*INDEX(ID!$K$35:$K$46,$B1158),0)","v":60},{"$f":"IF(I1158=\"w\",INDEX(ID!$L$8:$L$31,FBR!$D1158+1)*INDEX(ID!$L$35:$L$46,$B1158),0)","v":0},{"$f":"IF(I1158=\"h\",INDEX(ID!$M$8:$M$31,FBR!$D1158+1)*INDEX(ID!$M$35:$M$46,$B1158),0)","v":60},{"$f":"IF(I1158=\"w\",INDEX(ID!$N$8:$N$31,FBR!$D1158+1)*INDEX(ID!$N$35:$N$46,$B1158),0)","v":0},null,35.435977360347799,0,0,0]
[1149,2,17,20,48,7,"2014-02-17",2,"h",null,{"$f":"IF(I1159=\"h\",INDEX(ID!$K$8:$K$31,FBR!$D1159+1)*INDEX(ID!$K$35:$K$46,$B1159),0)","v":53},{"$f":"IF(I1159=\"w\",INDEX(ID!$L$8:$L$31,FBR!$D1159+1)*INDEX(ID!$L$35:$L$46,$B1159),0)","v":0},{"$f":"IF(I1159=\"h\",INDEX(ID!$M$8:$M$31,FBR!$D1159+1)*INDEX(ID!$M$35:$M$46,$B1159),0)","v":53},{"$f":"IF(I1159=\"w\",INDEX(ID!$N$8:$N$31,FBR!$D1159+1)*INDEX(ID!$N$35:$N$46,$B1159),0)","v":0},null,31.301780001640555,0,0,0]
[1150,2,17,21,48,7,"2014-02-17",2,"h",null,{"$f":"IF(I1160=\"h\",INDEX(ID!$K$8:$K$31,FBR!$D1160+1)*INDEX(ID!$K$35:$K$46,$B1160),0)","v":50},{"$f":"IF(I1160=\"w\",INDEX(ID!$L$8:$L$31,FBR!$D1160+1)*INDEX(ID!$L$35:$L$46,$B1160),0)","v":0},{"$f":"IF(I1160=\"h\",INDEX(ID!$M$8:$M$31,FBR!$D1160+1)*INDEX(ID!$M$35:$M$46,$B1160),0)","v":50},{"$f":"IF(I1160=\"w\",INDEX(ID!$N$8:$N$31,FBR!$D1160+1)*INDEX(ID!$N$35:$N$46,$B1160),0)","v":0},null,29.529981133623163,0,0,0]
[1151,2,17,22,48,7,"2014-02-17",2,"h",null,{"$f":"IF(I1161=\"h\",INDEX(ID!$K$8:$K$31,FBR!$D1161+1)*INDEX(ID!$K$35:$K$46,$B1161),0)","v":45},{"$f":"IF(I1161=\"w\",INDEX(ID!$L$8:$L$31,FBR!$D1161+1)*INDEX(ID!$L$35:$L$46,$B1161),0)","v":0},{"$f":"IF(I1161=\"h\",INDEX(ID!$M$8:$M$31,FBR!$D1161+1)*INDEX(ID!$M$35:$M$46,$B1161),0)","v":45},{"$f":"IF(I1161=\"w\",INDEX(ID!$N$8:$N$31,FBR!$D1161+1)*INDEX(ID!$N$35:$N$46,$B1161),0)","v":0},null,26.576983020260847,0,0,0]
[1152,2,17,23,48,7,"2014-02-17",2,"h",null,{"$f":"IF(I1162=\"h\",INDEX(ID!$K$8:$K$31,FBR!$D1162+1)*INDEX(ID!$K$35:$K$46,$B1162),0)","v":40},{"$f":"IF(I1162=\"w\",INDEX(ID!$L$8:$L$31,FBR!$D1162+1)*INDEX(ID!$L$35:$L$46,$B1162),0)","v":0},{"$f":"IF(I1162=\"h\",INDEX(ID!$M$8:$M$31,FBR!$D1162+1)*INDEX(ID!$M$35:$M$46,$B1162),0)","v":40},{"$f":"IF(I1162=\"w\",INDEX(ID!$N$8:$N$31,FBR!$D1162+1)*INDEX(ID!$N$35:$N$46,$B1162),0)","v":0},null,23.623984906898531,0,0,0]
[1153,2,18,0,49,7,"2014-02-18",{"$f":"WEEKDAY(G1163)","v":3},{"$f":"IF(OR(H1163=6,H1163=7),\"w\",\"h\")","v":"h"},null,{"$f":"IF(I1163=\"h\",INDEX(ID!$K$8:$K$31,FBR!$D1163+1)*INDEX(ID!$K$35:$K$46,$B1163),0)","v":35},{"$f":"IF(I1163=\"w\",INDEX(ID!$L$8:$L$31,FBR!$D1163+1)*INDEX(ID!$L$35:$L$46,$B1163),0)","v":0},{"$f":"IF(I1163=\"h\",INDEX(ID!$M$8:$M$31,FBR!$D1163+1)*INDEX(ID!$M$35:$M$46,$B1163),0)","v":35},{"$f":"IF(I1163=\"w\",INDEX(ID!$N$8:$N$31,FBR!$D1163+1)*INDEX(ID!$N$35:$N$46,$B1163),0)","v":0},null,{"$f":"K1163*(indvforbrug*antalbrugere)/($K$8789+$L$8789)","v":20.670986793536215},{"$f":"L1163*indvforbrug*antalbrugere/($K$8789+$L$8789)","v":0},{"$f":"M1163*fællesforbrug/($M$8789+$N$8789)","v":0},{"$f":"N1163*fællesforbrug/($M$8789+$N$8789)","v":0}]
[{"$f":"A1163+1","v":1154},2,18,1,49,7,{"$f":"DATE(2014,B1164,C1164)","v":"2014-02-18"},3,"h",null,{"$f":"IF(I1164=\"h\",INDEX(ID!$K$8:$K$31,FBR!$D1164+1)*INDEX(ID!$K$35:$K$46,$B1164),0)","v":30},{"$f":"IF(I1164=\"w\",INDEX(ID!$L$8:$L$31,FBR!$D1164+1)*INDEX(ID!$L$35:$L$46,$B1164),0)","v":0},{"$f":"IF(I1164=\"h\",INDEX(ID!$M$8:$M$31,FBR!$D1164+1)*INDEX(ID!$M$35:$M$46,$B1164),0)","v":30},{"$f":"IF(I1164=\"w\",INDEX(ID!$N$8:$N$31,FBR!$D1164+1)*INDEX(ID!$N$35:$N$46,$B1164),0)","v":0},null,17.717988680173899,0,0,0]
[1155,2,18,2,49,7,"2014-02-18",3,"h",null,{"$f":"IF(I1165=\"h\",INDEX(ID!$K$8:$K$31,FBR!$D1165+1)*INDEX(ID!$K$35:$K$46,$B1165),0)","v":28},{"$f":"IF(I1165=\"w\",INDEX(ID!$L$8:$L$31,FBR!$D1165+1)*INDEX(ID!$L$35:$L$46,$B1165),0)","v":0},{"$f":"IF(I1165=\"h\",INDEX(ID!$M$8:$M$31,FBR!$D1165+1)*INDEX(ID!$M$35:$M$46,$B1165),0)","v":28},{"$f":"IF(I1165=\"w\",INDEX(ID!$N$8:$N$31,FBR!$D1165+1)*INDEX(ID!$N$35:$N$46,$B1165),0)","v":0},null,16.536789434828972,0,0,0]
[1156,2,18,3,49,7,"2014-02-18",3,"h",null,{"$f":"IF(I1166=\"h\",INDEX(ID!$K$8:$K$31,FBR!$D1166+1)*INDEX(ID!$K$35:$K$46,$B1166),0)","v":27},{"$f":"IF(I1166=\"w\",INDEX(ID!$L$8:$L$31,FBR!$D1166+1)*INDEX(ID!$L$35:$L$46,$B1166),0)","v":0},{"$f":"IF(I1166=\"h\",INDEX(ID!$M$8:$M$31,FBR!$D1166+1)*INDEX(ID!$M$35:$M$46,$B1166),0)","v":27},{"$f":"IF(I1166=\"w\",INDEX(ID!$N$8:$N$31,FBR!$D1166+1)*INDEX(ID!$N$35:$N$46,$B1166),0)","v":0},null,15.94618981215651,0,0,0]
[1157,2,18,4,49,7,"2014-02-18",3,"h",null,{"$f":"IF(I1167=\"h\",INDEX(ID!$K$8:$K$31,FBR!$D1167+1)*INDEX(ID!$K$35:$K$46,$B1167),0)","v":27},{"$f":"IF(I1167=\"w\",INDEX(ID!$L$8:$L$31,FBR!$D1167+1)*INDEX(ID!$L$35:$L$46,$B1167),0)","v":0},{"$f":"IF(I1167=\"h\",INDEX(ID!$M$8:$M$31,FBR!$D1167+1)*INDEX(ID!$M$35:$M$46,$B1167),0)","v":27},{"$f":"IF(I1167=\"w\",INDEX(ID!$N$8:$N$31,FBR!$D1167+1)*INDEX(ID!$N$35:$N$46,$B1167),0)","v":0},null,15.94618981215651,0,0,0]
[1158,2,18,5,49,7,"2014-02-18",3,"h",null,{"$f":"IF(I1168=\"h\",INDEX(ID!$K$8:$K$31,FBR!$D1168+1)*INDEX(ID!$K$35:$K$46,$B1168),0)","v":27},{"$f":"IF(I1168=\"w\",INDEX(ID!$L$8:$L$31,FBR!$D1168+1)*INDEX(ID!$L$35:$L$46,$B1168),0)","v":0},{"$f":"IF(I1168=\"h\",INDEX(ID!$M$8:$M$31,FBR!$D1168+1)*INDEX(ID!$M$35:$M$46,$B1168),0)","v":27},{"$f":"IF(I1168=\"w\",INDEX(ID!$N$8:$N$31,FBR!$D1168+1)*INDEX(ID!$N$35:$N$46,$B1168),0)","v":0},null,15.94618981215651,0,0,0]
[1159,2,18,6,49,7,"2014-02-18",3,"h",null,{"$f":"IF(I1169=\"h\",INDEX(ID!$K$8:$K$31,FBR!$D1169+1)*INDEX(ID!$K$35:$K$46,$B1169),0)","v":29},{"$f":"IF(I1169=\"w\",INDEX(ID!$L$8:$L$31,FBR!$D1169+1)*INDEX(ID!$L$35:$L$46,$B1169),0)","v":0},{"$f":"IF(I1169=\"h\",INDEX(ID!$M$8:$M$31,FBR!$D1169+1)*INDEX(ID!$M$35:$M$46,$B1169),0)","v":29},{"$f":"IF(I1169=\"w\",INDEX(ID!$N$8:$N$31,FBR!$D1169+1)*INDEX(ID!$N$35:$N$46,$B1169),0)","v":0},null,17.127389057501436,0,0,0]
[1160,2,18,7,49,7,"2014-02-18",3,"h",null,{"$f":"IF(I1170=\"h\",INDEX(ID!$K$8:$K$31,FBR!$D1170+1)*INDEX(ID!$K$35:$K$46,$B1170),0)","v":32},{"$f":"IF(I1170=\"w\",INDEX(ID!$L$8:$L$31,FBR!$D1170+1)*INDEX(ID!$L$35:$L$46,$B1170),0)","v":0},{"$f":"IF(I1170=\"h\",INDEX(ID!$M$8:$M$31,FBR!$D1170+1)*INDEX(ID!$M$35:$M$46,$B1170),0)","v":32},{"$f":"IF(I1170=\"w\",INDEX(ID!$N$8:$N$31,FBR!$D1170+1)*INDEX(ID!$N$35:$N$46,$B1170),0)","v":0},null,18.899187925518824,0,0,0]
[1161,2,18,8,49,7,"2014-02-18",3,"h",null,{"$f":"IF(I1171=\"h\",INDEX(ID!$K$8:$K$31,FBR!$D1171+1)*INDEX(ID!$K$35:$K$46,$B1171),0)","v":35},{"$f":"IF(I1171=\"w\",INDEX(ID!$L$8:$L$31,FBR!$D1171+1)*INDEX(ID!$L$35:$L$46,$B1171),0)","v":0},{"$f":"IF(I1171=\"h\",INDEX(ID!$M$8:$M$31,FBR!$D1171+1)*INDEX(ID!$M$35:$M$46,$B1171),0)","v":35},{"$f":"IF(I1171=\"w\",INDEX(ID!$N$8:$N$31,FBR!$D1171+1)*INDEX(ID!$N$35:$N$46,$B1171),0)","v":0},null,20.670986793536215,0,0,0]
[1162,2,18,9,49,7,"2014-02-18",3,"h",null,{"$f":"IF(I1172=\"h\",INDEX(ID!$K$8:$K$31,FBR!$D1172+1)*INDEX(ID!$K$35:$K$46,$B1172),0)","v":38},{"$f":"IF(I1172=\"w\",INDEX(ID!$L$8:$L$31,FBR!$D1172+1)*INDEX(ID!$L$35:$L$46,$B1172),0)","v":0},{"$f":"IF(I1172=\"h\",INDEX(ID!$M$8:$M$31,FBR!$D1172+1)*INDEX(ID!$M$35:$M$46,$B1172),0)","v":38},{"$f":"IF(I1172=\"w\",INDEX(ID!$N$8:$N$31,FBR!$D1172+1)*INDEX(ID!$N$35:$N$46,$B1172),0)","v":0},null,22.442785661553604,0,0,0]
[1163,2,18,10,49,7,"2014-02-18",3,"h",null,{"$f":"IF(I1173=\"h\",INDEX(ID!$K$8:$K$31,FBR!$D1173+1)*INDEX(ID!$K$35:$K$46,$B1173),0)","v":40},{"$f":"IF(I1173=\"w\",INDEX(ID!$L$8:$L$31,FBR!$D1173+1)*INDEX(ID!$L$35:$L$46,$B1173),0)","v":0},{"$f":"IF(I1173=\"h\",INDEX(ID!$M$8:$M$31,FBR!$D1173+1)*INDEX(ID!$M$35:$M$46,$B1173),0)","v":40},{"$f":"IF(I1173=\"w\",INDEX(ID!$N$8:$N$31,FBR!$D1173+1)*INDEX(ID!$N$35:$N$46,$B1173),0)","v":0},null,23.623984906898531,0,0,0]
[1164,2,18,11,49,7,"2014-02-18",3,"h",null,{"$f":"IF(I1174=\"h\",INDEX(ID!$K$8:$K$31,FBR!$D1174+1)*INDEX(ID!$K$35:$K$46,$B1174),0)","v":42},{"$f":"IF(I1174=\"w\",INDEX(ID!$L$8:$L$31,FBR!$D1174+1)*INDEX(ID!$L$35:$L$46,$B1174),0)","v":0},{"$f":"IF(I1174=\"h\",INDEX(ID!$M$8:$M$31,FBR!$D1174+1)*INDEX(ID!$M$35:$M$46,$B1174),0)","v":42},{"$f":"IF(I1174=\"w\",INDEX(ID!$N$8:$N$31,FBR!$D1174+1)*INDEX(ID!$N$35:$N$46,$B1174),0)","v":0},null,24.805184152243459,0,0,0]
[1165,2,18,12,49,7,"2014-02-18",3,"h",null,{"$f":"IF(I1175=\"h\",INDEX(ID!$K$8:$K$31,FBR!$D1175+1)*INDEX(ID!$K$35:$K$46,$B1175),0)","v":43},{"$f":"IF(I1175=\"w\",INDEX(ID!$L$8:$L$31,FBR!$D1175+1)*INDEX(ID!$L$35:$L$46,$B1175),0)","v":0},{"$f":"IF(I1175=\"h\",INDEX(ID!$M$8:$M$31,FBR!$D1175+1)*INDEX(ID!$M$35:$M$46,$B1175),0)","v":43},{"$f":"IF(I1175=\"w\",INDEX(ID!$N$8:$N$31,FBR!$D1175+1)*INDEX(ID!$N$35:$N$46,$B1175),0)","v":0},null,25.395783774915923,0,0,0]
[1166,2,18,13,49,7,"2014-02-18",3,"h",null,{"$f":"IF(I1176=\"h\",INDEX(ID!$K$8:$K$31,FBR!$D1176+1)*INDEX(ID!$K$35:$K$46,$B1176),0)","v":44},{"$f":"IF(I1176=\"w\",INDEX(ID!$L$8:$L$31,FBR!$D1176+1)*INDEX(ID!$L$35:$L$46,$B1176),0)","v":0},{"$f":"IF(I1176=\"h\",INDEX(ID!$M$8:$M$31,FBR!$D1176+1)*INDEX(ID!$M$35:$M$46,$B1176),0)","v":44},{"$f":"IF(I1176=\"w\",INDEX(ID!$N$8:$N$31,FBR!$D1176+1)*INDEX(ID!$N$35:$N$46,$B1176),0)","v":0},null,25.986383397588384,0,0,0]
[1167,2,18,14,49,7,"2014-02-18",3,"h",null,{"$f":"IF(I1177=\"h\",INDEX(ID!$K$8:$K$31,FBR!$D1177+1)*INDEX(ID!$K$35:$K$46,$B1177),0)","v":47},{"$f":"IF(I1177=\"w\",INDEX(ID!$L$8:$L$31,FBR!$D1177+1)*INDEX(ID!$L$35:$L$46,$B1177),0)","v":0},{"$f":"IF(I1177=\"h\",INDEX(ID!$M$8:$M$31,FBR!$D1177+1)*INDEX(ID!$M$35:$M$46,$B1177),0)","v":47},{"$f":"IF(I1177=\"w\",INDEX(ID!$N$8:$N$31,FBR!$D1177+1)*INDEX(ID!$N$35:$N$46,$B1177),0)","v":0},null,27.758182265605775,0,0,0]
[1168,2,18,15,49,7,"2014-02-18",3,"h",null,{"$f":"IF(I1178=\"h\",INDEX(ID!$K$8:$K$31,FBR!$D1178+1)*INDEX(ID!$K$35:$K$46,$B1178),0)","v":50},{"$f":"IF(I1178=\"w\",INDEX(ID!$L$8:$L$31,FBR!$D1178+1)*INDEX(ID!$L$35:$L$46,$B1178),0)","v":0},{"$f":"IF(I1178=\"h\",INDEX(ID!$M$8:$M$31,FBR!$D1178+1)*INDEX(ID!$M$35:$M$46,$B1178),0)","v":50},{"$f":"IF(I1178=\"w\",INDEX(ID!$N$8:$N$31,FBR!$D1178+1)*INDEX(ID!$N$35:$N$46,$B1178),0)","v":0},null,29.529981133623163,0,0,0]
[1169,2,18,16,49,7,"2014-02-18",3,"h",null,{"$f":"IF(I1179=\"h\",INDEX(ID!$K$8:$K$31,FBR!$D1179+1)*INDEX(ID!$K$35:$K$46,$B1179),0)","v":53},{"$f":"IF(I1179=\"w\",INDEX(ID!$L$8:$L$31,FBR!$D1179+1)*INDEX(ID!$L$35:$L$46,$B1179),0)","v":0},{"$f":"IF(I1179=\"h\",INDEX(ID!$M$8:$M$31,FBR!$D1179+1)*INDEX(ID!$M$35:$M$46,$B1179),0)","v":53},{"$f":"IF(I1179=\"w\",INDEX(ID!$N$8:$N$31,FBR!$D1179+1)*INDEX(ID!$N$35:$N$46,$B1179),0)","v":0},null,31.301780001640555,0,0,0]
[1170,2,18,17,49,7,"2014-02-18",3,"h",null,{"$f":"IF(I1180=\"h\",INDEX(ID!$K$8:$K$31,FBR!$D1180+1)*INDEX(ID!$K$35:$K$46,$B1180),0)","v":62},{"$f":"IF(I1180=\"w\",INDEX(ID!$L$8:$L$31,FBR!$D1180+1)*INDEX(ID!$L$35:$L$46,$B1180),0)","v":0},{"$f":"IF(I1180=\"h\",INDEX(ID!$M$8:$M$31,FBR!$D1180+1)*INDEX(ID!$M$35:$M$46,$B1180),0)","v":62},{"$f":"IF(I1180=\"w\",INDEX(ID!$N$8:$N$31,FBR!$D1180+1)*INDEX(ID!$N$35:$N$46,$B1180),0)","v":0},null,36.617176605692727,0,0,0]
[1171,2,18,18,49,7,"2014-02-18",3,"h",null,{"$f":"IF(I1181=\"h\",INDEX(ID!$K$8:$K$31,FBR!$D1181+1)*INDEX(ID!$K$35:$K$46,$B1181),0)","v":65},{"$f":"IF(I1181=\"w\",INDEX(ID!$L$8:$L$31,FBR!$D1181+1)*INDEX(ID!$L$35:$L$46,$B1181),0)","v":0},{"$f":"IF(I1181=\"h\",INDEX(ID!$M$8:$M$31,FBR!$D1181+1)*INDEX(ID!$M$35:$M$46,$B1181),0)","v":65},{"$f":"IF(I1181=\"w\",INDEX(ID!$N$8:$N$31,FBR!$D1181+1)*INDEX(ID!$N$35:$N$46,$B1181),0)","v":0},null,38.388975473710111,0,0,0]
[1172,2,18,19,49,7,"2014-02-18",3,"h",null,{"$f":"IF(I1182=\"h\",INDEX(ID!$K$8:$K$31,FBR!$D1182+1)*INDEX(ID!$K$35:$K$46,$B1182),0)","v":60},{"$f":"IF(I1182=\"w\",INDEX(ID!$L$8:$L$31,FBR!$D1182+1)*INDEX(ID!$L$35:$L$46,$B1182),0)","v":0},{"$f":"IF(I1182=\"h\",INDEX(ID!$M$8:$M$31,FBR!$D1182+1)*INDEX(ID!$M$35:$M$46,$B1182),0)","v":60},{"$f":"IF(I1182=\"w\",INDEX(ID!$N$8:$N$31,FBR!$D1182+1)*INDEX(ID!$N$35:$N$46,$B1182),0)","v":0},null,35.435977360347799,0,0,0]
[1173,2,18,20,49,7,"2014-02-18",3,"h",null,{"$f":"IF(I1183=\"h\",INDEX(ID!$K$8:$K$31,FBR!$D1183+1)*INDEX(ID!$K$35:$K$46,$B1183),0)","v":53},{"$f":"IF(I1183=\"w\",INDEX(ID!$L$8:$L$31,FBR!$D1183+1)*INDEX(ID!$L$35:$L$46,$B1183),0)","v":0},{"$f":"IF(I1183=\"h\",INDEX(ID!$M$8:$M$31,FBR!$D1183+1)*INDEX(ID!$M$35:$M$46,$B1183),0)","v":53},{"$f":"IF(I1183=\"w\",INDEX(ID!$N$8:$N$31,FBR!$D1183+1)*INDEX(ID!$N$35:$N$46,$B1183),0)","v":0},null,31.301780001640555,0,0,0]
[1174,2,18,21,49,7,"2014-02-18",3,"h",null,{"$f":"IF(I1184=\"h\",INDEX(ID!$K$8:$K$31,FBR!$D1184+1)*INDEX(ID!$K$35:$K$46,$B1184),0)","v":50},{"$f":"IF(I1184=\"w\",INDEX(ID!$L$8:$L$31,FBR!$D1184+1)*INDEX(ID!$L$35:$L$46,$B1184),0)","v":0},{"$f":"IF(I1184=\"h\",INDEX(ID!$M$8:$M$31,FBR!$D1184+1)*INDEX(ID!$M$35:$M$46,$B1184),0)","v":50},{"$f":"IF(I1184=\"w\",INDEX(ID!$N$8:$N$31,FBR!$D1184+1)*INDEX(ID!$N$35:$N$46,$B1184),0)","v":0},null,29.529981133623163,0,0,0]
[1175,2,18,22,49,7,"2014-02-18",3,"h",null,{"$f":"IF(I1185=\"h\",INDEX(ID!$K$8:$K$31,FBR!$D1185+1)*INDEX(ID!$K$35:$K$46,$B1185),0)","v":45},{"$f":"IF(I1185=\"w\",INDEX(ID!$L$8:$L$31,FBR!$D1185+1)*INDEX(ID!$L$35:$L$46,$B1185),0)","v":0},{"$f":"IF(I1185=\"h\",INDEX(ID!$M$8:$M$31,FBR!$D1185+1)*INDEX(ID!$M$35:$M$46,$B1185),0)","v":45},{"$f":"IF(I1185=\"w\",INDEX(ID!$N$8:$N$31,FBR!$D1185+1)*INDEX(ID!$N$35:$N$46,$B1185),0)","v":0},null,26.576983020260847,0,0,0]
[1176,2,18,23,49,7,"2014-02-18",3,"h",null,{"$f":"IF(I1186=\"h\",INDEX(ID!$K$8:$K$31,FBR!$D1186+1)*INDEX(ID!$K$35:$K$46,$B1186),0)","v":40},{"$f":"IF(I1186=\"w\",INDEX(ID!$L$8:$L$31,FBR!$D1186+1)*INDEX(ID!$L$35:$L$46,$B1186),0)","v":0},{"$f":"IF(I1186=\"h\",INDEX(ID!$M$8:$M$31,FBR!$D1186+1)*INDEX(ID!$M$35:$M$46,$B1186),0)","v":40},{"$f":"IF(I1186=\"w\",INDEX(ID!$N$8:$N$31,FBR!$D1186+1)*INDEX(ID!$N$35:$N$46,$B1186),0)","v":0},null,23.623984906898531,0,0,0]
[1177,2,19,0,50,8,"2014-02-19",4,"h",null,{"$f":"IF(I1187=\"h\",INDEX(ID!$K$8:$K$31,FBR!$D1187+1)*INDEX(ID!$K$35:$K$46,$B1187),0)","v":35},{"$f":"IF(I1187=\"w\",INDEX(ID!$L$8:$L$31,FBR!$D1187+1)*INDEX(ID!$L$35:$L$46,$B1187),0)","v":0},{"$f":"IF(I1187=\"h\",INDEX(ID!$M$8:$M$31,FBR!$D1187+1)*INDEX(ID!$M$35:$M$46,$B1187),0)","v":35},{"$f":"IF(I1187=\"w\",INDEX(ID!$N$8:$N$31,FBR!$D1187+1)*INDEX(ID!$N$35:$N$46,$B1187),0)","v":0},null,20.670986793536215,0,0,0]
[1178,2,19,1,{"$f":"E1164+1","v":50},8,"2014-02-19",4,"h",null,{"$f":"IF(I1188=\"h\",INDEX(ID!$K$8:$K$31,FBR!$D1188+1)*INDEX(ID!$K$35:$K$46,$B1188),0)","v":30},{"$f":"IF(I1188=\"w\",INDEX(ID!$L$8:$L$31,FBR!$D1188+1)*INDEX(ID!$L$35:$L$46,$B1188),0)","v":0},{"$f":"IF(I1188=\"h\",INDEX(ID!$M$8:$M$31,FBR!$D1188+1)*INDEX(ID!$M$35:$M$46,$B1188),0)","v":30},{"$f":"IF(I1188=\"w\",INDEX(ID!$N$8:$N$31,FBR!$D1188+1)*INDEX(ID!$N$35:$N$46,$B1188),0)","v":0},null,17.717988680173899,0,0,0]
[1179,2,19,2,50,8,"2014-02-19",4,"h",null,{"$f":"IF(I1189=\"h\",INDEX(ID!$K$8:$K$31,FBR!$D1189+1)*INDEX(ID!$K$35:$K$46,$B1189),0)","v":28},{"$f":"IF(I1189=\"w\",INDEX(ID!$L$8:$L$31,FBR!$D1189+1)*INDEX(ID!$L$35:$L$46,$B1189),0)","v":0},{"$f":"IF(I1189=\"h\",INDEX(ID!$M$8:$M$31,FBR!$D1189+1)*INDEX(ID!$M$35:$M$46,$B1189),0)","v":28},{"$f":"IF(I1189=\"w\",INDEX(ID!$N$8:$N$31,FBR!$D1189+1)*INDEX(ID!$N$35:$N$46,$B1189),0)","v":0},null,16.536789434828972,0,0,0]
[1180,2,19,3,50,8,"2014-02-19",4,"h",null,{"$f":"IF(I1190=\"h\",INDEX(ID!$K$8:$K$31,FBR!$D1190+1)*INDEX(ID!$K$35:$K$46,$B1190),0)","v":27},{"$f":"IF(I1190=\"w\",INDEX(ID!$L$8:$L$31,FBR!$D1190+1)*INDEX(ID!$L$35:$L$46,$B1190),0)","v":0},{"$f":"IF(I1190=\"h\",INDEX(ID!$M$8:$M$31,FBR!$D1190+1)*INDEX(ID!$M$35:$M$46,$B1190),0)","v":27},{"$f":"IF(I1190=\"w\",INDEX(ID!$N$8:$N$31,FBR!$D1190+1)*INDEX(ID!$N$35:$N$46,$B1190),0)","v":0},null,15.94618981215651,0,0,0]
[1181,2,19,4,50,8,"2014-02-19",4,"h",null,{"$f":"IF(I1191=\"h\",INDEX(ID!$K$8:$K$31,FBR!$D1191+1)*INDEX(ID!$K$35:$K$46,$B1191),0)","v":27},{"$f":"IF(I1191=\"w\",INDEX(ID!$L$8:$L$31,FBR!$D1191+1)*INDEX(ID!$L$35:$L$46,$B1191),0)","v":0},{"$f":"IF(I1191=\"h\",INDEX(ID!$M$8:$M$31,FBR!$D1191+1)*INDEX(ID!$M$35:$M$46,$B1191),0)","v":27},{"$f":"IF(I1191=\"w\",INDEX(ID!$N$8:$N$31,FBR!$D1191+1)*INDEX(ID!$N$35:$N$46,$B1191),0)","v":0},null,15.94618981215651,0,0,0]
[1182,2,19,5,50,8,"2014-02-19",4,"h",null,{"$f":"IF(I1192=\"h\",INDEX(ID!$K$8:$K$31,FBR!$D1192+1)*INDEX(ID!$K$35:$K$46,$B1192),0)","v":27},{"$f":"IF(I1192=\"w\",INDEX(ID!$L$8:$L$31,FBR!$D1192+1)*INDEX(ID!$L$35:$L$46,$B1192),0)","v":0},{"$f":"IF(I1192=\"h\",INDEX(ID!$M$8:$M$31,FBR!$D1192+1)*INDEX(ID!$M$35:$M$46,$B1192),0)","v":27},{"$f":"IF(I1192=\"w\",INDEX(ID!$N$8:$N$31,FBR!$D1192+1)*INDEX(ID!$N$35:$N$46,$B1192),0)","v":0},null,15.94618981215651,0,0,0]
[1183,2,19,6,50,8,"2014-02-19",4,"h",null,{"$f":"IF(I1193=\"h\",INDEX(ID!$K$8:$K$31,FBR!$D1193+1)*INDEX(ID!$K$35:$K$46,$B1193),0)","v":29},{"$f":"IF(I1193=\"w\",INDEX(ID!$L$8:$L$31,FBR!$D1193+1)*INDEX(ID!$L$35:$L$46,$B1193),0)","v":0},{"$f":"IF(I1193=\"h\",INDEX(ID!$M$8:$M$31,FBR!$D1193+1)*INDEX(ID!$M$35:$M$46,$B1193),0)","v":29},{"$f":"IF(I1193=\"w\",INDEX(ID!$N$8:$N$31,FBR!$D1193+1)*INDEX(ID!$N$35:$N$46,$B1193),0)","v":0},null,17.127389057501436,0,0,0]
[1184,2,19,7,50,8,"2014-02-19",4,"h",null,{"$f":"IF(I1194=\"h\",INDEX(ID!$K$8:$K$31,FBR!$D1194+1)*INDEX(ID!$K$35:$K$46,$B1194),0)","v":32},{"$f":"IF(I1194=\"w\",INDEX(ID!$L$8:$L$31,FBR!$D1194+1)*INDEX(ID!$L$35:$L$46,$B1194),0)","v":0},{"$f":"IF(I1194=\"h\",INDEX(ID!$M$8:$M$31,FBR!$D1194+1)*INDEX(ID!$M$35:$M$46,$B1194),0)","v":32},{"$f":"IF(I1194=\"w\",INDEX(ID!$N$8:$N$31,FBR!$D1194+1)*INDEX(ID!$N$35:$N$46,$B1194),0)","v":0},null,18.899187925518824,0,0,0]
[1185,2,19,8,50,8,"2014-02-19",4,"h",null,{"$f":"IF(I1195=\"h\",INDEX(ID!$K$8:$K$31,FBR!$D1195+1)*INDEX(ID!$K$35:$K$46,$B1195),0)","v":35},{"$f":"IF(I1195=\"w\",INDEX(ID!$L$8:$L$31,FBR!$D1195+1)*INDEX(ID!$L$35:$L$46,$B1195),0)","v":0},{"$f":"IF(I1195=\"h\",INDEX(ID!$M$8:$M$31,FBR!$D1195+1)*INDEX(ID!$M$35:$M$46,$B1195),0)","v":35},{"$f":"IF(I1195=\"w\",INDEX(ID!$N$8:$N$31,FBR!$D1195+1)*INDEX(ID!$N$35:$N$46,$B1195),0)","v":0},null,20.670986793536215,0,0,0]
[1186,2,19,9,50,8,"2014-02-19",4,"h",null,{"$f":"IF(I1196=\"h\",INDEX(ID!$K$8:$K$31,FBR!$D1196+1)*INDEX(ID!$K$35:$K$46,$B1196),0)","v":38},{"$f":"IF(I1196=\"w\",INDEX(ID!$L$8:$L$31,FBR!$D1196+1)*INDEX(ID!$L$35:$L$46,$B1196),0)","v":0},{"$f":"IF(I1196=\"h\",INDEX(ID!$M$8:$M$31,FBR!$D1196+1)*INDEX(ID!$M$35:$M$46,$B1196),0)","v":38},{"$f":"IF(I1196=\"w\",INDEX(ID!$N$8:$N$31,FBR!$D1196+1)*INDEX(ID!$N$35:$N$46,$B1196),0)","v":0},null,22.442785661553604,0,0,0]
[1187,2,19,10,50,8,"2014-02-19",4,"h",null,{"$f":"IF(I1197=\"h\",INDEX(ID!$K$8:$K$31,FBR!$D1197+1)*INDEX(ID!$K$35:$K$46,$B1197),0)","v":40},{"$f":"IF(I1197=\"w\",INDEX(ID!$L$8:$L$31,FBR!$D1197+1)*INDEX(ID!$L$35:$L$46,$B1197),0)","v":0},{"$f":"IF(I1197=\"h\",INDEX(ID!$M$8:$M$31,FBR!$D1197+1)*INDEX(ID!$M$35:$M$46,$B1197),0)","v":40},{"$f":"IF(I1197=\"w\",INDEX(ID!$N$8:$N$31,FBR!$D1197+1)*INDEX(ID!$N$35:$N$46,$B1197),0)","v":0},null,23.623984906898531,0,0,0]
[1188,2,19,11,50,8,"2014-02-19",4,"h",null,{"$f":"IF(I1198=\"h\",INDEX(ID!$K$8:$K$31,FBR!$D1198+1)*INDEX(ID!$K$35:$K$46,$B1198),0)","v":42},{"$f":"IF(I1198=\"w\",INDEX(ID!$L$8:$L$31,FBR!$D1198+1)*INDEX(ID!$L$35:$L$46,$B1198),0)","v":0},{"$f":"IF(I1198=\"h\",INDEX(ID!$M$8:$M$31,FBR!$D1198+1)*INDEX(ID!$M$35:$M$46,$B1198),0)","v":42},{"$f":"IF(I1198=\"w\",INDEX(ID!$N$8:$N$31,FBR!$D1198+1)*INDEX(ID!$N$35:$N$46,$B1198),0)","v":0},null,24.805184152243459,0,0,0]
[1189,2,19,12,50,8,"2014-02-19",4,"h",null,{"$f":"IF(I1199=\"h\",INDEX(ID!$K$8:$K$31,FBR!$D1199+1)*INDEX(ID!$K$35:$K$46,$B1199),0)","v":43},{"$f":"IF(I1199=\"w\",INDEX(ID!$L$8:$L$31,FBR!$D1199+1)*INDEX(ID!$L$35:$L$46,$B1199),0)","v":0},{"$f":"IF(I1199=\"h\",INDEX(ID!$M$8:$M$31,FBR!$D1199+1)*INDEX(ID!$M$35:$M$46,$B1199),0)","v":43},{"$f":"IF(I1199=\"w\",INDEX(ID!$N$8:$N$31,FBR!$D1199+1)*INDEX(ID!$N$35:$N$46,$B1199),0)","v":0},null,25.395783774915923,0,0,0]
[1190,2,19,13,50,8,"2014-02-19",4,"h",null,{"$f":"IF(I1200=\"h\",INDEX(ID!$K$8:$K$31,FBR!$D1200+1)*INDEX(ID!$K$35:$K$46,$B1200),0)","v":44},{"$f":"IF(I1200=\"w\",INDEX(ID!$L$8:$L$31,FBR!$D1200+1)*INDEX(ID!$L$35:$L$46,$B1200),0)","v":0},{"$f":"IF(I1200=\"h\",INDEX(ID!$M$8:$M$31,FBR!$D1200+1)*INDEX(ID!$M$35:$M$46,$B1200),0)","v":44},{"$f":"IF(I1200=\"w\",INDEX(ID!$N$8:$N$31,FBR!$D1200+1)*INDEX(ID!$N$35:$N$46,$B1200),0)","v":0},null,25.986383397588384,0,0,0]
[1191,2,19,14,50,8,"2014-02-19",4,"h",null,{"$f":"IF(I1201=\"h\",INDEX(ID!$K$8:$K$31,FBR!$D1201+1)*INDEX(ID!$K$35:$K$46,$B1201),0)","v":47},{"$f":"IF(I1201=\"w\",INDEX(ID!$L$8:$L$31,FBR!$D1201+1)*INDEX(ID!$L$35:$L$46,$B1201),0)","v":0},{"$f":"IF(I1201=\"h\",INDEX(ID!$M$8:$M$31,FBR!$D1201+1)*INDEX(ID!$M$35:$M$46,$B1201),0)","v":47},{"$f":"IF(I1201=\"w\",INDEX(ID!$N$8:$N$31,FBR!$D1201+1)*INDEX(ID!$N$35:$N$46,$B1201),0)","v":0},null,27.758182265605775,0,0,0]
[1192,2,19,15,50,8,"2014-02-19",4,"h",null,{"$f":"IF(I1202=\"h\",INDEX(ID!$K$8:$K$31,FBR!$D1202+1)*INDEX(ID!$K$35:$K$46,$B1202),0)","v":50},{"$f":"IF(I1202=\"w\",INDEX(ID!$L$8:$L$31,FBR!$D1202+1)*INDEX(ID!$L$35:$L$46,$B1202),0)","v":0},{"$f":"IF(I1202=\"h\",INDEX(ID!$M$8:$M$31,FBR!$D1202+1)*INDEX(ID!$M$35:$M$46,$B1202),0)","v":50},{"$f":"IF(I1202=\"w\",INDEX(ID!$N$8:$N$31,FBR!$D1202+1)*INDEX(ID!$N$35:$N$46,$B1202),0)","v":0},null,29.529981133623163,0,0,0]
[1193,2,19,16,50,8,"2014-02-19",4,"h",null,{"$f":"IF(I1203=\"h\",INDEX(ID!$K$8:$K$31,FBR!$D1203+1)*INDEX(ID!$K$35:$K$46,$B1203),0)","v":53},{"$f":"IF(I1203=\"w\",INDEX(ID!$L$8:$L$31,FBR!$D1203+1)*INDEX(ID!$L$35:$L$46,$B1203),0)","v":0},{"$f":"IF(I1203=\"h\",INDEX(ID!$M$8:$M$31,FBR!$D1203+1)*INDEX(ID!$M$35:$M$46,$B1203),0)","v":53},{"$f":"IF(I1203=\"w\",INDEX(ID!$N$8:$N$31,FBR!$D1203+1)*INDEX(ID!$N$35:$N$46,$B1203),0)","v":0},null,31.301780001640555,0,0,0]
[1194,2,19,17,50,{"$f":"F1036+1","v":8},"2014-02-19",4,"h",null,{"$f":"IF(I1204=\"h\",INDEX(ID!$K$8:$K$31,FBR!$D1204+1)*INDEX(ID!$K$35:$K$46,$B1204),0)","v":62},{"$f":"IF(I1204=\"w\",INDEX(ID!$L$8:$L$31,FBR!$D1204+1)*INDEX(ID!$L$35:$L$46,$B1204),0)","v":0},{"$f":"IF(I1204=\"h\",INDEX(ID!$M$8:$M$31,FBR!$D1204+1)*INDEX(ID!$M$35:$M$46,$B1204),0)","v":62},{"$f":"IF(I1204=\"w\",INDEX(ID!$N$8:$N$31,FBR!$D1204+1)*INDEX(ID!$N$35:$N$46,$B1204),0)","v":0},null,36.617176605692727,0,0,0]
[1195,2,19,18,50,8,"2014-02-19",4,"h",null,{"$f":"IF(I1205=\"h\",INDEX(ID!$K$8:$K$31,FBR!$D1205+1)*INDEX(ID!$K$35:$K$46,$B1205),0)","v":65},{"$f":"IF(I1205=\"w\",INDEX(ID!$L$8:$L$31,FBR!$D1205+1)*INDEX(ID!$L$35:$L$46,$B1205),0)","v":0},{"$f":"IF(I1205=\"h\",INDEX(ID!$M$8:$M$31,FBR!$D1205+1)*INDEX(ID!$M$35:$M$46,$B1205),0)","v":65},{"$f":"IF(I1205=\"w\",INDEX(ID!$N$8:$N$31,FBR!$D1205+1)*INDEX(ID!$N$35:$N$46,$B1205),0)","v":0},null,38.388975473710111,0,0,0]
[1196,2,19,19,50,8,"2014-02-19",4,"h",null,{"$f":"IF(I1206=\"h\",INDEX(ID!$K$8:$K$31,FBR!$D1206+1)*INDEX(ID!$K$35:$K$46,$B1206),0)","v":60},{"$f":"IF(I1206=\"w\",INDEX(ID!$L$8:$L$31,FBR!$D1206+1)*INDEX(ID!$L$35:$L$46,$B1206),0)","v":0},{"$f":"IF(I1206=\"h\",INDEX(ID!$M$8:$M$31,FBR!$D1206+1)*INDEX(ID!$M$35:$M$46,$B1206),0)","v":60},{"$f":"IF(I1206=\"w\",INDEX(ID!$N$8:$N$31,FBR!$D1206+1)*INDEX(ID!$N$35:$N$46,$B1206),0)","v":0},null,35.435977360347799,0,0,0]
[1197,2,19,20,50,8,"2014-02-19",4,"h",null,{"$f":"IF(I1207=\"h\",INDEX(ID!$K$8:$K$31,FBR!$D1207+1)*INDEX(ID!$K$35:$K$46,$B1207),0)","v":53},{"$f":"IF(I1207=\"w\",INDEX(ID!$L$8:$L$31,FBR!$D1207+1)*INDEX(ID!$L$35:$L$46,$B1207),0)","v":0},{"$f":"IF(I1207=\"h\",INDEX(ID!$M$8:$M$31,FBR!$D1207+1)*INDEX(ID!$M$35:$M$46,$B1207),0)","v":53},{"$f":"IF(I1207=\"w\",INDEX(ID!$N$8:$N$31,FBR!$D1207+1)*INDEX(ID!$N$35:$N$46,$B1207),0)","v":0},null,31.301780001640555,0,0,0]
[1198,2,19,21,50,8,"2014-02-19",4,"h",null,{"$f":"IF(I1208=\"h\",INDEX(ID!$K$8:$K$31,FBR!$D1208+1)*INDEX(ID!$K$35:$K$46,$B1208),0)","v":50},{"$f":"IF(I1208=\"w\",INDEX(ID!$L$8:$L$31,FBR!$D1208+1)*INDEX(ID!$L$35:$L$46,$B1208),0)","v":0},{"$f":"IF(I1208=\"h\",INDEX(ID!$M$8:$M$31,FBR!$D1208+1)*INDEX(ID!$M$35:$M$46,$B1208),0)","v":50},{"$f":"IF(I1208=\"w\",INDEX(ID!$N$8:$N$31,FBR!$D1208+1)*INDEX(ID!$N$35:$N$46,$B1208),0)","v":0},null,29.529981133623163,0,0,0]
[1199,2,19,22,50,8,"2014-02-19",4,"h",null,{"$f":"IF(I1209=\"h\",INDEX(ID!$K$8:$K$31,FBR!$D1209+1)*INDEX(ID!$K$35:$K$46,$B1209),0)","v":45},{"$f":"IF(I1209=\"w\",INDEX(ID!$L$8:$L$31,FBR!$D1209+1)*INDEX(ID!$L$35:$L$46,$B1209),0)","v":0},{"$f":"IF(I1209=\"h\",INDEX(ID!$M$8:$M$31,FBR!$D1209+1)*INDEX(ID!$M$35:$M$46,$B1209),0)","v":45},{"$f":"IF(I1209=\"w\",INDEX(ID!$N$8:$N$31,FBR!$D1209+1)*INDEX(ID!$N$35:$N$46,$B1209),0)","v":0},null,26.576983020260847,0,0,0]
[1200,2,19,23,50,8,"2014-02-19",4,"h",null,{"$f":"IF(I1210=\"h\",INDEX(ID!$K$8:$K$31,FBR!$D1210+1)*INDEX(ID!$K$35:$K$46,$B1210),0)","v":40},{"$f":"IF(I1210=\"w\",INDEX(ID!$L$8:$L$31,FBR!$D1210+1)*INDEX(ID!$L$35:$L$46,$B1210),0)","v":0},{"$f":"IF(I1210=\"h\",INDEX(ID!$M$8:$M$31,FBR!$D1210+1)*INDEX(ID!$M$35:$M$46,$B1210),0)","v":40},{"$f":"IF(I1210=\"w\",INDEX(ID!$N$8:$N$31,FBR!$D1210+1)*INDEX(ID!$N$35:$N$46,$B1210),0)","v":0},null,23.623984906898531,0,0,0]
[1201,2,20,0,51,8,"2014-02-20",5,"h",null,{"$f":"IF(I1211=\"h\",INDEX(ID!$K$8:$K$31,FBR!$D1211+1)*INDEX(ID!$K$35:$K$46,$B1211),0)","v":35},{"$f":"IF(I1211=\"w\",INDEX(ID!$L$8:$L$31,FBR!$D1211+1)*INDEX(ID!$L$35:$L$46,$B1211),0)","v":0},{"$f":"IF(I1211=\"h\",INDEX(ID!$M$8:$M$31,FBR!$D1211+1)*INDEX(ID!$M$35:$M$46,$B1211),0)","v":35},{"$f":"IF(I1211=\"w\",INDEX(ID!$N$8:$N$31,FBR!$D1211+1)*INDEX(ID!$N$35:$N$46,$B1211),0)","v":0},null,20.670986793536215,0,0,0]
[1202,2,20,1,51,8,"2014-02-20",5,"h",null,{"$f":"IF(I1212=\"h\",INDEX(ID!$K$8:$K$31,FBR!$D1212+1)*INDEX(ID!$K$35:$K$46,$B1212),0)","v":30},{"$f":"IF(I1212=\"w\",INDEX(ID!$L$8:$L$31,FBR!$D1212+1)*INDEX(ID!$L$35:$L$46,$B1212),0)","v":0},{"$f":"IF(I1212=\"h\",INDEX(ID!$M$8:$M$31,FBR!$D1212+1)*INDEX(ID!$M$35:$M$46,$B1212),0)","v":30},{"$f":"IF(I1212=\"w\",INDEX(ID!$N$8:$N$31,FBR!$D1212+1)*INDEX(ID!$N$35:$N$46,$B1212),0)","v":0},null,17.717988680173899,0,0,0]
[1203,2,20,2,51,8,"2014-02-20",5,"h",null,{"$f":"IF(I1213=\"h\",INDEX(ID!$K$8:$K$31,FBR!$D1213+1)*INDEX(ID!$K$35:$K$46,$B1213),0)","v":28},{"$f":"IF(I1213=\"w\",INDEX(ID!$L$8:$L$31,FBR!$D1213+1)*INDEX(ID!$L$35:$L$46,$B1213),0)","v":0},{"$f":"IF(I1213=\"h\",INDEX(ID!$M$8:$M$31,FBR!$D1213+1)*INDEX(ID!$M$35:$M$46,$B1213),0)","v":28},{"$f":"IF(I1213=\"w\",INDEX(ID!$N$8:$N$31,FBR!$D1213+1)*INDEX(ID!$N$35:$N$46,$B1213),0)","v":0},null,16.536789434828972,0,0,0]
[1204,2,20,3,51,8,"2014-02-20",5,"h",null,{"$f":"IF(I1214=\"h\",INDEX(ID!$K$8:$K$31,FBR!$D1214+1)*INDEX(ID!$K$35:$K$46,$B1214),0)","v":27},{"$f":"IF(I1214=\"w\",INDEX(ID!$L$8:$L$31,FBR!$D1214+1)*INDEX(ID!$L$35:$L$46,$B1214),0)","v":0},{"$f":"IF(I1214=\"h\",INDEX(ID!$M$8:$M$31,FBR!$D1214+1)*INDEX(ID!$M$35:$M$46,$B1214),0)","v":27},{"$f":"IF(I1214=\"w\",INDEX(ID!$N$8:$N$31,FBR!$D1214+1)*INDEX(ID!$N$35:$N$46,$B1214),0)","v":0},null,15.94618981215651,0,0,0]
[1205,2,20,4,51,8,"2014-02-20",5,"h",null,{"$f":"IF(I1215=\"h\",INDEX(ID!$K$8:$K$31,FBR!$D1215+1)*INDEX(ID!$K$35:$K$46,$B1215),0)","v":27},{"$f":"IF(I1215=\"w\",INDEX(ID!$L$8:$L$31,FBR!$D1215+1)*INDEX(ID!$L$35:$L$46,$B1215),0)","v":0},{"$f":"IF(I1215=\"h\",INDEX(ID!$M$8:$M$31,FBR!$D1215+1)*INDEX(ID!$M$35:$M$46,$B1215),0)","v":27},{"$f":"IF(I1215=\"w\",INDEX(ID!$N$8:$N$31,FBR!$D1215+1)*INDEX(ID!$N$35:$N$46,$B1215),0)","v":0},null,15.94618981215651,0,0,0]
[1206,2,20,5,51,8,"2014-02-20",5,"h",null,{"$f":"IF(I1216=\"h\",INDEX(ID!$K$8:$K$31,FBR!$D1216+1)*INDEX(ID!$K$35:$K$46,$B1216),0)","v":27},{"$f":"IF(I1216=\"w\",INDEX(ID!$L$8:$L$31,FBR!$D1216+1)*INDEX(ID!$L$35:$L$46,$B1216),0)","v":0},{"$f":"IF(I1216=\"h\",INDEX(ID!$M$8:$M$31,FBR!$D1216+1)*INDEX(ID!$M$35:$M$46,$B1216),0)","v":27},{"$f":"IF(I1216=\"w\",INDEX(ID!$N$8:$N$31,FBR!$D1216+1)*INDEX(ID!$N$35:$N$46,$B1216),0)","v":0},null,15.94618981215651,0,0,0]
[1207,2,20,6,51,8,"2014-02-20",5,"h",null,{"$f":"IF(I1217=\"h\",INDEX(ID!$K$8:$K$31,FBR!$D1217+1)*INDEX(ID!$K$35:$K$46,$B1217),0)","v":29},{"$f":"IF(I1217=\"w\",INDEX(ID!$L$8:$L$31,FBR!$D1217+1)*INDEX(ID!$L$35:$L$46,$B1217),0)","v":0},{"$f":"IF(I1217=\"h\",INDEX(ID!$M$8:$M$31,FBR!$D1217+1)*INDEX(ID!$M$35:$M$46,$B1217),0)","v":29},{"$f":"IF(I1217=\"w\",INDEX(ID!$N$8:$N$31,FBR!$D1217+1)*INDEX(ID!$N$35:$N$46,$B1217),0)","v":0},null,17.127389057501436,0,0,0]
[1208,2,20,7,51,8,"2014-02-20",5,"h",null,{"$f":"IF(I1218=\"h\",INDEX(ID!$K$8:$K$31,FBR!$D1218+1)*INDEX(ID!$K$35:$K$46,$B1218),0)","v":32},{"$f":"IF(I1218=\"w\",INDEX(ID!$L$8:$L$31,FBR!$D1218+1)*INDEX(ID!$L$35:$L$46,$B1218),0)","v":0},{"$f":"IF(I1218=\"h\",INDEX(ID!$M$8:$M$31,FBR!$D1218+1)*INDEX(ID!$M$35:$M$46,$B1218),0)","v":32},{"$f":"IF(I1218=\"w\",INDEX(ID!$N$8:$N$31,FBR!$D1218+1)*INDEX(ID!$N$35:$N$46,$B1218),0)","v":0},null,18.899187925518824,0,0,0]
[1209,2,20,8,51,8,"2014-02-20",5,"h",null,{"$f":"IF(I1219=\"h\",INDEX(ID!$K$8:$K$31,FBR!$D1219+1)*INDEX(ID!$K$35:$K$46,$B1219),0)","v":35},{"$f":"IF(I1219=\"w\",INDEX(ID!$L$8:$L$31,FBR!$D1219+1)*INDEX(ID!$L$35:$L$46,$B1219),0)","v":0},{"$f":"IF(I1219=\"h\",INDEX(ID!$M$8:$M$31,FBR!$D1219+1)*INDEX(ID!$M$35:$M$46,$B1219),0)","v":35},{"$f":"IF(I1219=\"w\",INDEX(ID!$N$8:$N$31,FBR!$D1219+1)*INDEX(ID!$N$35:$N$46,$B1219),0)","v":0},null,20.670986793536215,0,0,0]
[1210,2,20,9,51,8,"2014-02-20",5,"h",null,{"$f":"IF(I1220=\"h\",INDEX(ID!$K$8:$K$31,FBR!$D1220+1)*INDEX(ID!$K$35:$K$46,$B1220),0)","v":38},{"$f":"IF(I1220=\"w\",INDEX(ID!$L$8:$L$31,FBR!$D1220+1)*INDEX(ID!$L$35:$L$46,$B1220),0)","v":0},{"$f":"IF(I1220=\"h\",INDEX(ID!$M$8:$M$31,FBR!$D1220+1)*INDEX(ID!$M$35:$M$46,$B1220),0)","v":38},{"$f":"IF(I1220=\"w\",INDEX(ID!$N$8:$N$31,FBR!$D1220+1)*INDEX(ID!$N$35:$N$46,$B1220),0)","v":0},null,22.442785661553604,0,0,0]
[1211,2,20,10,51,8,"2014-02-20",5,"h",null,{"$f":"IF(I1221=\"h\",INDEX(ID!$K$8:$K$31,FBR!$D1221+1)*INDEX(ID!$K$35:$K$46,$B1221),0)","v":40},{"$f":"IF(I1221=\"w\",INDEX(ID!$L$8:$L$31,FBR!$D1221+1)*INDEX(ID!$L$35:$L$46,$B1221),0)","v":0},{"$f":"IF(I1221=\"h\",INDEX(ID!$M$8:$M$31,FBR!$D1221+1)*INDEX(ID!$M$35:$M$46,$B1221),0)","v":40},{"$f":"IF(I1221=\"w\",INDEX(ID!$N$8:$N$31,FBR!$D1221+1)*INDEX(ID!$N$35:$N$46,$B1221),0)","v":0},null,23.623984906898531,0,0,0]
[1212,2,20,11,51,8,"2014-02-20",5,"h",null,{"$f":"IF(I1222=\"h\",INDEX(ID!$K$8:$K$31,FBR!$D1222+1)*INDEX(ID!$K$35:$K$46,$B1222),0)","v":42},{"$f":"IF(I1222=\"w\",INDEX(ID!$L$8:$L$31,FBR!$D1222+1)*INDEX(ID!$L$35:$L$46,$B1222),0)","v":0},{"$f":"IF(I1222=\"h\",INDEX(ID!$M$8:$M$31,FBR!$D1222+1)*INDEX(ID!$M$35:$M$46,$B1222),0)","v":42},{"$f":"IF(I1222=\"w\",INDEX(ID!$N$8:$N$31,FBR!$D1222+1)*INDEX(ID!$N$35:$N$46,$B1222),0)","v":0},null,24.805184152243459,0,0,0]
[1213,2,20,12,51,8,"2014-02-20",5,"h",null,{"$f":"IF(I1223=\"h\",INDEX(ID!$K$8:$K$31,FBR!$D1223+1)*INDEX(ID!$K$35:$K$46,$B1223),0)","v":43},{"$f":"IF(I1223=\"w\",INDEX(ID!$L$8:$L$31,FBR!$D1223+1)*INDEX(ID!$L$35:$L$46,$B1223),0)","v":0},{"$f":"IF(I1223=\"h\",INDEX(ID!$M$8:$M$31,FBR!$D1223+1)*INDEX(ID!$M$35:$M$46,$B1223),0)","v":43},{"$f":"IF(I1223=\"w\",INDEX(ID!$N$8:$N$31,FBR!$D1223+1)*INDEX(ID!$N$35:$N$46,$B1223),0)","v":0},null,25.395783774915923,0,0,0]
[1214,2,20,13,51,8,"2014-02-20",5,"h",null,{"$f":"IF(I1224=\"h\",INDEX(ID!$K$8:$K$31,FBR!$D1224+1)*INDEX(ID!$K$35:$K$46,$B1224),0)","v":44},{"$f":"IF(I1224=\"w\",INDEX(ID!$L$8:$L$31,FBR!$D1224+1)*INDEX(ID!$L$35:$L$46,$B1224),0)","v":0},{"$f":"IF(I1224=\"h\",INDEX(ID!$M$8:$M$31,FBR!$D1224+1)*INDEX(ID!$M$35:$M$46,$B1224),0)","v":44},{"$f":"IF(I1224=\"w\",INDEX(ID!$N$8:$N$31,FBR!$D1224+1)*INDEX(ID!$N$35:$N$46,$B1224),0)","v":0},null,25.986383397588384,0,0,0]
[1215,2,20,14,51,8,"2014-02-20",5,"h",null,{"$f":"IF(I1225=\"h\",INDEX(ID!$K$8:$K$31,FBR!$D1225+1)*INDEX(ID!$K$35:$K$46,$B1225),0)","v":47},{"$f":"IF(I1225=\"w\",INDEX(ID!$L$8:$L$31,FBR!$D1225+1)*INDEX(ID!$L$35:$L$46,$B1225),0)","v":0},{"$f":"IF(I1225=\"h\",INDEX(ID!$M$8:$M$31,FBR!$D1225+1)*INDEX(ID!$M$35:$M$46,$B1225),0)","v":47},{"$f":"IF(I1225=\"w\",INDEX(ID!$N$8:$N$31,FBR!$D1225+1)*INDEX(ID!$N$35:$N$46,$B1225),0)","v":0},null,27.758182265605775,0,0,0]
[1216,2,20,15,51,8,"2014-02-20",5,"h",null,{"$f":"IF(I1226=\"h\",INDEX(ID!$K$8:$K$31,FBR!$D1226+1)*INDEX(ID!$K$35:$K$46,$B1226),0)","v":50},{"$f":"IF(I1226=\"w\",INDEX(ID!$L$8:$L$31,FBR!$D1226+1)*INDEX(ID!$L$35:$L$46,$B1226),0)","v":0},{"$f":"IF(I1226=\"h\",INDEX(ID!$M$8:$M$31,FBR!$D1226+1)*INDEX(ID!$M$35:$M$46,$B1226),0)","v":50},{"$f":"IF(I1226=\"w\",INDEX(ID!$N$8:$N$31,FBR!$D1226+1)*INDEX(ID!$N$35:$N$46,$B1226),0)","v":0},null,29.529981133623163,0,0,0]
[1217,2,20,16,51,8,"2014-02-20",{"$f":"WEEKDAY(G1227)","v":5},{"$f":"IF(OR(H1227=6,H1227=7),\"w\",\"h\")","v":"h"},null,{"$f":"IF(I1227=\"h\",INDEX(ID!$K$8:$K$31,FBR!$D1227+1)*INDEX(ID!$K$35:$K$46,$B1227),0)","v":53},{"$f":"IF(I1227=\"w\",INDEX(ID!$L$8:$L$31,FBR!$D1227+1)*INDEX(ID!$L$35:$L$46,$B1227),0)","v":0},{"$f":"IF(I1227=\"h\",INDEX(ID!$M$8:$M$31,FBR!$D1227+1)*INDEX(ID!$M$35:$M$46,$B1227),0)","v":53},{"$f":"IF(I1227=\"w\",INDEX(ID!$N$8:$N$31,FBR!$D1227+1)*INDEX(ID!$N$35:$N$46,$B1227),0)","v":0},null,{"$f":"K1227*(indvforbrug*antalbrugere)/($K$8789+$L$8789)","v":31.301780001640555},{"$f":"L1227*indvforbrug*antalbrugere/($K$8789+$L$8789)","v":0},{"$f":"M1227*fællesforbrug/($M$8789+$N$8789)","v":0},{"$f":"N1227*fællesforbrug/($M$8789+$N$8789)","v":0}]
[{"$f":"A1227+1","v":1218},2,20,17,51,8,{"$f":"DATE(2014,B1228,C1228)","v":"2014-02-20"},5,"h",null,{"$f":"IF(I1228=\"h\",INDEX(ID!$K$8:$K$31,FBR!$D1228+1)*INDEX(ID!$K$35:$K$46,$B1228),0)","v":62},{"$f":"IF(I1228=\"w\",INDEX(ID!$L$8:$L$31,FBR!$D1228+1)*INDEX(ID!$L$35:$L$46,$B1228),0)","v":0},{"$f":"IF(I1228=\"h\",INDEX(ID!$M$8:$M$31,FBR!$D1228+1)*INDEX(ID!$M$35:$M$46,$B1228),0)","v":62},{"$f":"IF(I1228=\"w\",INDEX(ID!$N$8:$N$31,FBR!$D1228+1)*INDEX(ID!$N$35:$N$46,$B1228),0)","v":0},null,36.617176605692727,0,0,0]
[1219,2,20,18,51,8,"2014-02-20",5,"h",null,{"$f":"IF(I1229=\"h\",INDEX(ID!$K$8:$K$31,FBR!$D1229+1)*INDEX(ID!$K$35:$K$46,$B1229),0)","v":65},{"$f":"IF(I1229=\"w\",INDEX(ID!$L$8:$L$31,FBR!$D1229+1)*INDEX(ID!$L$35:$L$46,$B1229),0)","v":0},{"$f":"IF(I1229=\"h\",INDEX(ID!$M$8:$M$31,FBR!$D1229+1)*INDEX(ID!$M$35:$M$46,$B1229),0)","v":65},{"$f":"IF(I1229=\"w\",INDEX(ID!$N$8:$N$31,FBR!$D1229+1)*INDEX(ID!$N$35:$N$46,$B1229),0)","v":0},null,38.388975473710111,0,0,0]
[1220,2,20,19,51,8,"2014-02-20",5,"h",null,{"$f":"IF(I1230=\"h\",INDEX(ID!$K$8:$K$31,FBR!$D1230+1)*INDEX(ID!$K$35:$K$46,$B1230),0)","v":60},{"$f":"IF(I1230=\"w\",INDEX(ID!$L$8:$L$31,FBR!$D1230+1)*INDEX(ID!$L$35:$L$46,$B1230),0)","v":0},{"$f":"IF(I1230=\"h\",INDEX(ID!$M$8:$M$31,FBR!$D1230+1)*INDEX(ID!$M$35:$M$46,$B1230),0)","v":60},{"$f":"IF(I1230=\"w\",INDEX(ID!$N$8:$N$31,FBR!$D1230+1)*INDEX(ID!$N$35:$N$46,$B1230),0)","v":0},null,35.435977360347799,0,0,0]
[1221,2,20,20,51,8,"2014-02-20",5,"h",null,{"$f":"IF(I1231=\"h\",INDEX(ID!$K$8:$K$31,FBR!$D1231+1)*INDEX(ID!$K$35:$K$46,$B1231),0)","v":53},{"$f":"IF(I1231=\"w\",INDEX(ID!$L$8:$L$31,FBR!$D1231+1)*INDEX(ID!$L$35:$L$46,$B1231),0)","v":0},{"$f":"IF(I1231=\"h\",INDEX(ID!$M$8:$M$31,FBR!$D1231+1)*INDEX(ID!$M$35:$M$46,$B1231),0)","v":53},{"$f":"IF(I1231=\"w\",INDEX(ID!$N$8:$N$31,FBR!$D1231+1)*INDEX(ID!$N$35:$N$46,$B1231),0)","v":0},null,31.301780001640555,0,0,0]
[1222,2,20,21,51,8,"2014-02-20",5,"h",null,{"$f":"IF(I1232=\"h\",INDEX(ID!$K$8:$K$31,FBR!$D1232+1)*INDEX(ID!$K$35:$K$46,$B1232),0)","v":50},{"$f":"IF(I1232=\"w\",INDEX(ID!$L$8:$L$31,FBR!$D1232+1)*INDEX(ID!$L$35:$L$46,$B1232),0)","v":0},{"$f":"IF(I1232=\"h\",INDEX(ID!$M$8:$M$31,FBR!$D1232+1)*INDEX(ID!$M$35:$M$46,$B1232),0)","v":50},{"$f":"IF(I1232=\"w\",INDEX(ID!$N$8:$N$31,FBR!$D1232+1)*INDEX(ID!$N$35:$N$46,$B1232),0)","v":0},null,29.529981133623163,0,0,0]
[1223,2,20,22,51,8,"2014-02-20",5,"h",null,{"$f":"IF(I1233=\"h\",INDEX(ID!$K$8:$K$31,FBR!$D1233+1)*INDEX(ID!$K$35:$K$46,$B1233),0)","v":45},{"$f":"IF(I1233=\"w\",INDEX(ID!$L$8:$L$31,FBR!$D1233+1)*INDEX(ID!$L$35:$L$46,$B1233),0)","v":0},{"$f":"IF(I1233=\"h\",INDEX(ID!$M$8:$M$31,FBR!$D1233+1)*INDEX(ID!$M$35:$M$46,$B1233),0)","v":45},{"$f":"IF(I1233=\"w\",INDEX(ID!$N$8:$N$31,FBR!$D1233+1)*INDEX(ID!$N$35:$N$46,$B1233),0)","v":0},null,26.576983020260847,0,0,0]
[1224,2,20,23,51,8,"2014-02-20",5,"h",null,{"$f":"IF(I1234=\"h\",INDEX(ID!$K$8:$K$31,FBR!$D1234+1)*INDEX(ID!$K$35:$K$46,$B1234),0)","v":40},{"$f":"IF(I1234=\"w\",INDEX(ID!$L$8:$L$31,FBR!$D1234+1)*INDEX(ID!$L$35:$L$46,$B1234),0)","v":0},{"$f":"IF(I1234=\"h\",INDEX(ID!$M$8:$M$31,FBR!$D1234+1)*INDEX(ID!$M$35:$M$46,$B1234),0)","v":40},{"$f":"IF(I1234=\"w\",INDEX(ID!$N$8:$N$31,FBR!$D1234+1)*INDEX(ID!$N$35:$N$46,$B1234),0)","v":0},null,23.623984906898531,0,0,0]
[1225,2,21,0,52,8,"2014-02-21",6,"w",null,{"$f":"IF(I1235=\"h\",INDEX(ID!$K$8:$K$31,FBR!$D1235+1)*INDEX(ID!$K$35:$K$46,$B1235),0)","v":0},{"$f":"IF(I1235=\"w\",INDEX(ID!$L$8:$L$31,FBR!$D1235+1)*INDEX(ID!$L$35:$L$46,$B1235),0)","v":35},{"$f":"IF(I1235=\"h\",INDEX(ID!$M$8:$M$31,FBR!$D1235+1)*INDEX(ID!$M$35:$M$46,$B1235),0)","v":0},{"$f":"IF(I1235=\"w\",INDEX(ID!$N$8:$N$31,FBR!$D1235+1)*INDEX(ID!$N$35:$N$46,$B1235),0)","v":35},null,0,20.670986793536215,0,0]
[1226,2,21,1,52,8,"2014-02-21",6,"w",null,{"$f":"IF(I1236=\"h\",INDEX(ID!$K$8:$K$31,FBR!$D1236+1)*INDEX(ID!$K$35:$K$46,$B1236),0)","v":0},{"$f":"IF(I1236=\"w\",INDEX(ID!$L$8:$L$31,FBR!$D1236+1)*INDEX(ID!$L$35:$L$46,$B1236),0)","v":30},{"$f":"IF(I1236=\"h\",INDEX(ID!$M$8:$M$31,FBR!$D1236+1)*INDEX(ID!$M$35:$M$46,$B1236),0)","v":0},{"$f":"IF(I1236=\"w\",INDEX(ID!$N$8:$N$31,FBR!$D1236+1)*INDEX(ID!$N$35:$N$46,$B1236),0)","v":30},null,0,17.717988680173899,0,0]
[1227,2,21,2,52,8,"2014-02-21",6,"w",null,{"$f":"IF(I1237=\"h\",INDEX(ID!$K$8:$K$31,FBR!$D1237+1)*INDEX(ID!$K$35:$K$46,$B1237),0)","v":0},{"$f":"IF(I1237=\"w\",INDEX(ID!$L$8:$L$31,FBR!$D1237+1)*INDEX(ID!$L$35:$L$46,$B1237),0)","v":28},{"$f":"IF(I1237=\"h\",INDEX(ID!$M$8:$M$31,FBR!$D1237+1)*INDEX(ID!$M$35:$M$46,$B1237),0)","v":0},{"$f":"IF(I1237=\"w\",INDEX(ID!$N$8:$N$31,FBR!$D1237+1)*INDEX(ID!$N$35:$N$46,$B1237),0)","v":28},null,0,16.536789434828972,0,0]
[1228,2,21,3,52,8,"2014-02-21",6,"w",null,{"$f":"IF(I1238=\"h\",INDEX(ID!$K$8:$K$31,FBR!$D1238+1)*INDEX(ID!$K$35:$K$46,$B1238),0)","v":0},{"$f":"IF(I1238=\"w\",INDEX(ID!$L$8:$L$31,FBR!$D1238+1)*INDEX(ID!$L$35:$L$46,$B1238),0)","v":27},{"$f":"IF(I1238=\"h\",INDEX(ID!$M$8:$M$31,FBR!$D1238+1)*INDEX(ID!$M$35:$M$46,$B1238),0)","v":0},{"$f":"IF(I1238=\"w\",INDEX(ID!$N$8:$N$31,FBR!$D1238+1)*INDEX(ID!$N$35:$N$46,$B1238),0)","v":27},null,0,15.94618981215651,0,0]
[1229,2,21,4,52,8,"2014-02-21",6,"w",null,{"$f":"IF(I1239=\"h\",INDEX(ID!$K$8:$K$31,FBR!$D1239+1)*INDEX(ID!$K$35:$K$46,$B1239),0)","v":0},{"$f":"IF(I1239=\"w\",INDEX(ID!$L$8:$L$31,FBR!$D1239+1)*INDEX(ID!$L$35:$L$46,$B1239),0)","v":27},{"$f":"IF(I1239=\"h\",INDEX(ID!$M$8:$M$31,FBR!$D1239+1)*INDEX(ID!$M$35:$M$46,$B1239),0)","v":0},{"$f":"IF(I1239=\"w\",INDEX(ID!$N$8:$N$31,FBR!$D1239+1)*INDEX(ID!$N$35:$N$46,$B1239),0)","v":27},null,0,15.94618981215651,0,0]
[1230,2,21,5,52,8,"2014-02-21",6,"w",null,{"$f":"IF(I1240=\"h\",INDEX(ID!$K$8:$K$31,FBR!$D1240+1)*INDEX(ID!$K$35:$K$46,$B1240),0)","v":0},{"$f":"IF(I1240=\"w\",INDEX(ID!$L$8:$L$31,FBR!$D1240+1)*INDEX(ID!$L$35:$L$46,$B1240),0)","v":27},{"$f":"IF(I1240=\"h\",INDEX(ID!$M$8:$M$31,FBR!$D1240+1)*INDEX(ID!$M$35:$M$46,$B1240),0)","v":0},{"$f":"IF(I1240=\"w\",INDEX(ID!$N$8:$N$31,FBR!$D1240+1)*INDEX(ID!$N$35:$N$46,$B1240),0)","v":27},null,0,15.94618981215651,0,0]
[1231,2,21,6,52,8,"2014-02-21",6,"w",null,{"$f":"IF(I1241=\"h\",INDEX(ID!$K$8:$K$31,FBR!$D1241+1)*INDEX(ID!$K$35:$K$46,$B1241),0)","v":0},{"$f":"IF(I1241=\"w\",INDEX(ID!$L$8:$L$31,FBR!$D1241+1)*INDEX(ID!$L$35:$L$46,$B1241),0)","v":29},{"$f":"IF(I1241=\"h\",INDEX(ID!$M$8:$M$31,FBR!$D1241+1)*INDEX(ID!$M$35:$M$46,$B1241),0)","v":0},{"$f":"IF(I1241=\"w\",INDEX(ID!$N$8:$N$31,FBR!$D1241+1)*INDEX(ID!$N$35:$N$46,$B1241),0)","v":29},null,0,17.127389057501436,0,0]
[1232,2,21,7,52,8,"2014-02-21",6,"w",null,{"$f":"IF(I1242=\"h\",INDEX(ID!$K$8:$K$31,FBR!$D1242+1)*INDEX(ID!$K$35:$K$46,$B1242),0)","v":0},{"$f":"IF(I1242=\"w\",INDEX(ID!$L$8:$L$31,FBR!$D1242+1)*INDEX(ID!$L$35:$L$46,$B1242),0)","v":32},{"$f":"IF(I1242=\"h\",INDEX(ID!$M$8:$M$31,FBR!$D1242+1)*INDEX(ID!$M$35:$M$46,$B1242),0)","v":0},{"$f":"IF(I1242=\"w\",INDEX(ID!$N$8:$N$31,FBR!$D1242+1)*INDEX(ID!$N$35:$N$46,$B1242),0)","v":32},null,0,18.899187925518824,0,0]
[1233,2,21,8,52,8,"2014-02-21",6,"w",null,{"$f":"IF(I1243=\"h\",INDEX(ID!$K$8:$K$31,FBR!$D1243+1)*INDEX(ID!$K$35:$K$46,$B1243),0)","v":0},{"$f":"IF(I1243=\"w\",INDEX(ID!$L$8:$L$31,FBR!$D1243+1)*INDEX(ID!$L$35:$L$46,$B1243),0)","v":35},{"$f":"IF(I1243=\"h\",INDEX(ID!$M$8:$M$31,FBR!$D1243+1)*INDEX(ID!$M$35:$M$46,$B1243),0)","v":0},{"$f":"IF(I1243=\"w\",INDEX(ID!$N$8:$N$31,FBR!$D1243+1)*INDEX(ID!$N$35:$N$46,$B1243),0)","v":35},null,0,20.670986793536215,0,0]
[1234,2,21,9,52,8,"2014-02-21",6,"w",null,{"$f":"IF(I1244=\"h\",INDEX(ID!$K$8:$K$31,FBR!$D1244+1)*INDEX(ID!$K$35:$K$46,$B1244),0)","v":0},{"$f":"IF(I1244=\"w\",INDEX(ID!$L$8:$L$31,FBR!$D1244+1)*INDEX(ID!$L$35:$L$46,$B1244),0)","v":38},{"$f":"IF(I1244=\"h\",INDEX(ID!$M$8:$M$31,FBR!$D1244+1)*INDEX(ID!$M$35:$M$46,$B1244),0)","v":0},{"$f":"IF(I1244=\"w\",INDEX(ID!$N$8:$N$31,FBR!$D1244+1)*INDEX(ID!$N$35:$N$46,$B1244),0)","v":38},null,0,22.442785661553604,0,0]
[1235,2,21,10,52,8,"2014-02-21",6,"w",null,{"$f":"IF(I1245=\"h\",INDEX(ID!$K$8:$K$31,FBR!$D1245+1)*INDEX(ID!$K$35:$K$46,$B1245),0)","v":0},{"$f":"IF(I1245=\"w\",INDEX(ID!$L$8:$L$31,FBR!$D1245+1)*INDEX(ID!$L$35:$L$46,$B1245),0)","v":40},{"$f":"IF(I1245=\"h\",INDEX(ID!$M$8:$M$31,FBR!$D1245+1)*INDEX(ID!$M$35:$M$46,$B1245),0)","v":0},{"$f":"IF(I1245=\"w\",INDEX(ID!$N$8:$N$31,FBR!$D1245+1)*INDEX(ID!$N$35:$N$46,$B1245),0)","v":40},null,0,23.623984906898531,0,0]
[1236,2,21,11,52,8,"2014-02-21",6,"w",null,{"$f":"IF(I1246=\"h\",INDEX(ID!$K$8:$K$31,FBR!$D1246+1)*INDEX(ID!$K$35:$K$46,$B1246),0)","v":0},{"$f":"IF(I1246=\"w\",INDEX(ID!$L$8:$L$31,FBR!$D1246+1)*INDEX(ID!$L$35:$L$46,$B1246),0)","v":42},{"$f":"IF(I1246=\"h\",INDEX(ID!$M$8:$M$31,FBR!$D1246+1)*INDEX(ID!$M$35:$M$46,$B1246),0)","v":0},{"$f":"IF(I1246=\"w\",INDEX(ID!$N$8:$N$31,FBR!$D1246+1)*INDEX(ID!$N$35:$N$46,$B1246),0)","v":42},null,0,24.805184152243459,0,0]
[1237,2,21,12,52,8,"2014-02-21",6,"w",null,{"$f":"IF(I1247=\"h\",INDEX(ID!$K$8:$K$31,FBR!$D1247+1)*INDEX(ID!$K$35:$K$46,$B1247),0)","v":0},{"$f":"IF(I1247=\"w\",INDEX(ID!$L$8:$L$31,FBR!$D1247+1)*INDEX(ID!$L$35:$L$46,$B1247),0)","v":43},{"$f":"IF(I1247=\"h\",INDEX(ID!$M$8:$M$31,FBR!$D1247+1)*INDEX(ID!$M$35:$M$46,$B1247),0)","v":0},{"$f":"IF(I1247=\"w\",INDEX(ID!$N$8:$N$31,FBR!$D1247+1)*INDEX(ID!$N$35:$N$46,$B1247),0)","v":43},null,0,25.395783774915923,0,0]
[1238,2,21,13,52,8,"2014-02-21",6,"w",null,{"$f":"IF(I1248=\"h\",INDEX(ID!$K$8:$K$31,FBR!$D1248+1)*INDEX(ID!$K$35:$K$46,$B1248),0)","v":0},{"$f":"IF(I1248=\"w\",INDEX(ID!$L$8:$L$31,FBR!$D1248+1)*INDEX(ID!$L$35:$L$46,$B1248),0)","v":44},{"$f":"IF(I1248=\"h\",INDEX(ID!$M$8:$M$31,FBR!$D1248+1)*INDEX(ID!$M$35:$M$46,$B1248),0)","v":0},{"$f":"IF(I1248=\"w\",INDEX(ID!$N$8:$N$31,FBR!$D1248+1)*INDEX(ID!$N$35:$N$46,$B1248),0)","v":44},null,0,25.986383397588384,0,0]
[1239,2,21,14,52,8,"2014-02-21",6,"w",null,{"$f":"IF(I1249=\"h\",INDEX(ID!$K$8:$K$31,FBR!$D1249+1)*INDEX(ID!$K$35:$K$46,$B1249),0)","v":0},{"$f":"IF(I1249=\"w\",INDEX(ID!$L$8:$L$31,FBR!$D1249+1)*INDEX(ID!$L$35:$L$46,$B1249),0)","v":47},{"$f":"IF(I1249=\"h\",INDEX(ID!$M$8:$M$31,FBR!$D1249+1)*INDEX(ID!$M$35:$M$46,$B1249),0)","v":0},{"$f":"IF(I1249=\"w\",INDEX(ID!$N$8:$N$31,FBR!$D1249+1)*INDEX(ID!$N$35:$N$46,$B1249),0)","v":47},null,0,27.758182265605775,0,0]
[1240,2,21,15,52,8,"2014-02-21",6,"w",null,{"$f":"IF(I1250=\"h\",INDEX(ID!$K$8:$K$31,FBR!$D1250+1)*INDEX(ID!$K$35:$K$46,$B1250),0)","v":0},{"$f":"IF(I1250=\"w\",INDEX(ID!$L$8:$L$31,FBR!$D1250+1)*INDEX(ID!$L$35:$L$46,$B1250),0)","v":50},{"$f":"IF(I1250=\"h\",INDEX(ID!$M$8:$M$31,FBR!$D1250+1)*INDEX(ID!$M$35:$M$46,$B1250),0)","v":0},{"$f":"IF(I1250=\"w\",INDEX(ID!$N$8:$N$31,FBR!$D1250+1)*INDEX(ID!$N$35:$N$46,$B1250),0)","v":50},null,0,29.529981133623163,0,0]
[1241,2,21,16,52,8,"2014-02-21",6,"w",null,{"$f":"IF(I1251=\"h\",INDEX(ID!$K$8:$K$31,FBR!$D1251+1)*INDEX(ID!$K$35:$K$46,$B1251),0)","v":0},{"$f":"IF(I1251=\"w\",INDEX(ID!$L$8:$L$31,FBR!$D1251+1)*INDEX(ID!$L$35:$L$46,$B1251),0)","v":53},{"$f":"IF(I1251=\"h\",INDEX(ID!$M$8:$M$31,FBR!$D1251+1)*INDEX(ID!$M$35:$M$46,$B1251),0)","v":0},{"$f":"IF(I1251=\"w\",INDEX(ID!$N$8:$N$31,FBR!$D1251+1)*INDEX(ID!$N$35:$N$46,$B1251),0)","v":53},null,0,31.301780001640555,0,0]
[1242,2,21,17,{"$f":"E1228+1","v":52},8,"2014-02-21",6,"w",null,{"$f":"IF(I1252=\"h\",INDEX(ID!$K$8:$K$31,FBR!$D1252+1)*INDEX(ID!$K$35:$K$46,$B1252),0)","v":0},{"$f":"IF(I1252=\"w\",INDEX(ID!$L$8:$L$31,FBR!$D1252+1)*INDEX(ID!$L$35:$L$46,$B1252),0)","v":62},{"$f":"IF(I1252=\"h\",INDEX(ID!$M$8:$M$31,FBR!$D1252+1)*INDEX(ID!$M$35:$M$46,$B1252),0)","v":0},{"$f":"IF(I1252=\"w\",INDEX(ID!$N$8:$N$31,FBR!$D1252+1)*INDEX(ID!$N$35:$N$46,$B1252),0)","v":62},null,0,36.617176605692727,0,0]
[1243,2,21,18,52,8,"2014-02-21",6,"w",null,{"$f":"IF(I1253=\"h\",INDEX(ID!$K$8:$K$31,FBR!$D1253+1)*INDEX(ID!$K$35:$K$46,$B1253),0)","v":0},{"$f":"IF(I1253=\"w\",INDEX(ID!$L$8:$L$31,FBR!$D1253+1)*INDEX(ID!$L$35:$L$46,$B1253),0)","v":65},{"$f":"IF(I1253=\"h\",INDEX(ID!$M$8:$M$31,FBR!$D1253+1)*INDEX(ID!$M$35:$M$46,$B1253),0)","v":0},{"$f":"IF(I1253=\"w\",INDEX(ID!$N$8:$N$31,FBR!$D1253+1)*INDEX(ID!$N$35:$N$46,$B1253),0)","v":65},null,0,38.388975473710111,0,0]
[1244,2,21,19,52,8,"2014-02-21",6,"w",null,{"$f":"IF(I1254=\"h\",INDEX(ID!$K$8:$K$31,FBR!$D1254+1)*INDEX(ID!$K$35:$K$46,$B1254),0)","v":0},{"$f":"IF(I1254=\"w\",INDEX(ID!$L$8:$L$31,FBR!$D1254+1)*INDEX(ID!$L$35:$L$46,$B1254),0)","v":60},{"$f":"IF(I1254=\"h\",INDEX(ID!$M$8:$M$31,FBR!$D1254+1)*INDEX(ID!$M$35:$M$46,$B1254),0)","v":0},{"$f":"IF(I1254=\"w\",INDEX(ID!$N$8:$N$31,FBR!$D1254+1)*INDEX(ID!$N$35:$N$46,$B1254),0)","v":60},null,0,35.435977360347799,0,0]
[1245,2,21,20,52,8,"2014-02-21",6,"w",null,{"$f":"IF(I1255=\"h\",INDEX(ID!$K$8:$K$31,FBR!$D1255+1)*INDEX(ID!$K$35:$K$46,$B1255),0)","v":0},{"$f":"IF(I1255=\"w\",INDEX(ID!$L$8:$L$31,FBR!$D1255+1)*INDEX(ID!$L$35:$L$46,$B1255),0)","v":53},{"$f":"IF(I1255=\"h\",INDEX(ID!$M$8:$M$31,FBR!$D1255+1)*INDEX(ID!$M$35:$M$46,$B1255),0)","v":0},{"$f":"IF(I1255=\"w\",INDEX(ID!$N$8:$N$31,FBR!$D1255+1)*INDEX(ID!$N$35:$N$46,$B1255),0)","v":53},null,0,31.301780001640555,0,0]
[1246,2,21,21,52,8,"2014-02-21",6,"w",null,{"$f":"IF(I1256=\"h\",INDEX(ID!$K$8:$K$31,FBR!$D1256+1)*INDEX(ID!$K$35:$K$46,$B1256),0)","v":0},{"$f":"IF(I1256=\"w\",INDEX(ID!$L$8:$L$31,FBR!$D1256+1)*INDEX(ID!$L$35:$L$46,$B1256),0)","v":50},{"$f":"IF(I1256=\"h\",INDEX(ID!$M$8:$M$31,FBR!$D1256+1)*INDEX(ID!$M$35:$M$46,$B1256),0)","v":0},{"$f":"IF(I1256=\"w\",INDEX(ID!$N$8:$N$31,FBR!$D1256+1)*INDEX(ID!$N$35:$N$46,$B1256),0)","v":50},null,0,29.529981133623163,0,0]
[1247,2,21,22,52,8,"2014-02-21",6,"w",null,{"$f":"IF(I1257=\"h\",INDEX(ID!$K$8:$K$31,FBR!$D1257+1)*INDEX(ID!$K$35:$K$46,$B1257),0)","v":0},{"$f":"IF(I1257=\"w\",INDEX(ID!$L$8:$L$31,FBR!$D1257+1)*INDEX(ID!$L$35:$L$46,$B1257),0)","v":45},{"$f":"IF(I1257=\"h\",INDEX(ID!$M$8:$M$31,FBR!$D1257+1)*INDEX(ID!$M$35:$M$46,$B1257),0)","v":0},{"$f":"IF(I1257=\"w\",INDEX(ID!$N$8:$N$31,FBR!$D1257+1)*INDEX(ID!$N$35:$N$46,$B1257),0)","v":45},null,0,26.576983020260847,0,0]
[1248,2,21,23,52,8,"2014-02-21",6,"w",null,{"$f":"IF(I1258=\"h\",INDEX(ID!$K$8:$K$31,FBR!$D1258+1)*INDEX(ID!$K$35:$K$46,$B1258),0)","v":0},{"$f":"IF(I1258=\"w\",INDEX(ID!$L$8:$L$31,FBR!$D1258+1)*INDEX(ID!$L$35:$L$46,$B1258),0)","v":40},{"$f":"IF(I1258=\"h\",INDEX(ID!$M$8:$M$31,FBR!$D1258+1)*INDEX(ID!$M$35:$M$46,$B1258),0)","v":0},{"$f":"IF(I1258=\"w\",INDEX(ID!$N$8:$N$31,FBR!$D1258+1)*INDEX(ID!$N$35:$N$46,$B1258),0)","v":40},null,0,23.623984906898531,0,0]
[1249,2,22,0,53,8,"2014-02-22",7,"w",null,{"$f":"IF(I1259=\"h\",INDEX(ID!$K$8:$K$31,FBR!$D1259+1)*INDEX(ID!$K$35:$K$46,$B1259),0)","v":0},{"$f":"IF(I1259=\"w\",INDEX(ID!$L$8:$L$31,FBR!$D1259+1)*INDEX(ID!$L$35:$L$46,$B1259),0)","v":35},{"$f":"IF(I1259=\"h\",INDEX(ID!$M$8:$M$31,FBR!$D1259+1)*INDEX(ID!$M$35:$M$46,$B1259),0)","v":0},{"$f":"IF(I1259=\"w\",INDEX(ID!$N$8:$N$31,FBR!$D1259+1)*INDEX(ID!$N$35:$N$46,$B1259),0)","v":35},null,0,20.670986793536215,0,0]
[1250,2,22,1,53,8,"2014-02-22",7,"w",null,{"$f":"IF(I1260=\"h\",INDEX(ID!$K$8:$K$31,FBR!$D1260+1)*INDEX(ID!$K$35:$K$46,$B1260),0)","v":0},{"$f":"IF(I1260=\"w\",INDEX(ID!$L$8:$L$31,FBR!$D1260+1)*INDEX(ID!$L$35:$L$46,$B1260),0)","v":30},{"$f":"IF(I1260=\"h\",INDEX(ID!$M$8:$M$31,FBR!$D1260+1)*INDEX(ID!$M$35:$M$46,$B1260),0)","v":0},{"$f":"IF(I1260=\"w\",INDEX(ID!$N$8:$N$31,FBR!$D1260+1)*INDEX(ID!$N$35:$N$46,$B1260),0)","v":30},null,0,17.717988680173899,0,0]
[1251,2,22,2,53,8,"2014-02-22",7,"w",null,{"$f":"IF(I1261=\"h\",INDEX(ID!$K$8:$K$31,FBR!$D1261+1)*INDEX(ID!$K$35:$K$46,$B1261),0)","v":0},{"$f":"IF(I1261=\"w\",INDEX(ID!$L$8:$L$31,FBR!$D1261+1)*INDEX(ID!$L$35:$L$46,$B1261),0)","v":28},{"$f":"IF(I1261=\"h\",INDEX(ID!$M$8:$M$31,FBR!$D1261+1)*INDEX(ID!$M$35:$M$46,$B1261),0)","v":0},{"$f":"IF(I1261=\"w\",INDEX(ID!$N$8:$N$31,FBR!$D1261+1)*INDEX(ID!$N$35:$N$46,$B1261),0)","v":28},null,0,16.536789434828972,0,0]
[1252,2,22,3,53,8,"2014-02-22",7,"w",null,{"$f":"IF(I1262=\"h\",INDEX(ID!$K$8:$K$31,FBR!$D1262+1)*INDEX(ID!$K$35:$K$46,$B1262),0)","v":0},{"$f":"IF(I1262=\"w\",INDEX(ID!$L$8:$L$31,FBR!$D1262+1)*INDEX(ID!$L$35:$L$46,$B1262),0)","v":27},{"$f":"IF(I1262=\"h\",INDEX(ID!$M$8:$M$31,FBR!$D1262+1)*INDEX(ID!$M$35:$M$46,$B1262),0)","v":0},{"$f":"IF(I1262=\"w\",INDEX(ID!$N$8:$N$31,FBR!$D1262+1)*INDEX(ID!$N$35:$N$46,$B1262),0)","v":27},null,0,15.94618981215651,0,0]
[1253,2,22,4,53,8,"2014-02-22",7,"w",null,{"$f":"IF(I1263=\"h\",INDEX(ID!$K$8:$K$31,FBR!$D1263+1)*INDEX(ID!$K$35:$K$46,$B1263),0)","v":0},{"$f":"IF(I1263=\"w\",INDEX(ID!$L$8:$L$31,FBR!$D1263+1)*INDEX(ID!$L$35:$L$46,$B1263),0)","v":27},{"$f":"IF(I1263=\"h\",INDEX(ID!$M$8:$M$31,FBR!$D1263+1)*INDEX(ID!$M$35:$M$46,$B1263),0)","v":0},{"$f":"IF(I1263=\"w\",INDEX(ID!$N$8:$N$31,FBR!$D1263+1)*INDEX(ID!$N$35:$N$46,$B1263),0)","v":27},null,0,15.94618981215651,0,0]
[1254,2,22,5,53,8,"2014-02-22",7,"w",null,{"$f":"IF(I1264=\"h\",INDEX(ID!$K$8:$K$31,FBR!$D1264+1)*INDEX(ID!$K$35:$K$46,$B1264),0)","v":0},{"$f":"IF(I1264=\"w\",INDEX(ID!$L$8:$L$31,FBR!$D1264+1)*INDEX(ID!$L$35:$L$46,$B1264),0)","v":27},{"$f":"IF(I1264=\"h\",INDEX(ID!$M$8:$M$31,FBR!$D1264+1)*INDEX(ID!$M$35:$M$46,$B1264),0)","v":0},{"$f":"IF(I1264=\"w\",INDEX(ID!$N$8:$N$31,FBR!$D1264+1)*INDEX(ID!$N$35:$N$46,$B1264),0)","v":27},null,0,15.94618981215651,0,0]
[1255,2,22,6,53,8,"2014-02-22",7,"w",null,{"$f":"IF(I1265=\"h\",INDEX(ID!$K$8:$K$31,FBR!$D1265+1)*INDEX(ID!$K$35:$K$46,$B1265),0)","v":0},{"$f":"IF(I1265=\"w\",INDEX(ID!$L$8:$L$31,FBR!$D1265+1)*INDEX(ID!$L$35:$L$46,$B1265),0)","v":29},{"$f":"IF(I1265=\"h\",INDEX(ID!$M$8:$M$31,FBR!$D1265+1)*INDEX(ID!$M$35:$M$46,$B1265),0)","v":0},{"$f":"IF(I1265=\"w\",INDEX(ID!$N$8:$N$31,FBR!$D1265+1)*INDEX(ID!$N$35:$N$46,$B1265),0)","v":29},null,0,17.127389057501436,0,0]
[1256,2,22,7,53,8,"2014-02-22",7,"w",null,{"$f":"IF(I1266=\"h\",INDEX(ID!$K$8:$K$31,FBR!$D1266+1)*INDEX(ID!$K$35:$K$46,$B1266),0)","v":0},{"$f":"IF(I1266=\"w\",INDEX(ID!$L$8:$L$31,FBR!$D1266+1)*INDEX(ID!$L$35:$L$46,$B1266),0)","v":32},{"$f":"IF(I1266=\"h\",INDEX(ID!$M$8:$M$31,FBR!$D1266+1)*INDEX(ID!$M$35:$M$46,$B1266),0)","v":0},{"$f":"IF(I1266=\"w\",INDEX(ID!$N$8:$N$31,FBR!$D1266+1)*INDEX(ID!$N$35:$N$46,$B1266),0)","v":32},null,0,18.899187925518824,0,0]
[1257,2,22,8,53,8,"2014-02-22",7,"w",null,{"$f":"IF(I1267=\"h\",INDEX(ID!$K$8:$K$31,FBR!$D1267+1)*INDEX(ID!$K$35:$K$46,$B1267),0)","v":0},{"$f":"IF(I1267=\"w\",INDEX(ID!$L$8:$L$31,FBR!$D1267+1)*INDEX(ID!$L$35:$L$46,$B1267),0)","v":35},{"$f":"IF(I1267=\"h\",INDEX(ID!$M$8:$M$31,FBR!$D1267+1)*INDEX(ID!$M$35:$M$46,$B1267),0)","v":0},{"$f":"IF(I1267=\"w\",INDEX(ID!$N$8:$N$31,FBR!$D1267+1)*INDEX(ID!$N$35:$N$46,$B1267),0)","v":35},null,0,20.670986793536215,0,0]
[1258,2,22,9,53,{"$f":"F1100+1","v":8},"2014-02-22",7,"w",null,{"$f":"IF(I1268=\"h\",INDEX(ID!$K$8:$K$31,FBR!$D1268+1)*INDEX(ID!$K$35:$K$46,$B1268),0)","v":0},{"$f":"IF(I1268=\"w\",INDEX(ID!$L$8:$L$31,FBR!$D1268+1)*INDEX(ID!$L$35:$L$46,$B1268),0)","v":38},{"$f":"IF(I1268=\"h\",INDEX(ID!$M$8:$M$31,FBR!$D1268+1)*INDEX(ID!$M$35:$M$46,$B1268),0)","v":0},{"$f":"IF(I1268=\"w\",INDEX(ID!$N$8:$N$31,FBR!$D1268+1)*INDEX(ID!$N$35:$N$46,$B1268),0)","v":38},null,0,22.442785661553604,0,0]
[1259,2,22,10,53,8,"2014-02-22",7,"w",null,{"$f":"IF(I1269=\"h\",INDEX(ID!$K$8:$K$31,FBR!$D1269+1)*INDEX(ID!$K$35:$K$46,$B1269),0)","v":0},{"$f":"IF(I1269=\"w\",INDEX(ID!$L$8:$L$31,FBR!$D1269+1)*INDEX(ID!$L$35:$L$46,$B1269),0)","v":40},{"$f":"IF(I1269=\"h\",INDEX(ID!$M$8:$M$31,FBR!$D1269+1)*INDEX(ID!$M$35:$M$46,$B1269),0)","v":0},{"$f":"IF(I1269=\"w\",INDEX(ID!$N$8:$N$31,FBR!$D1269+1)*INDEX(ID!$N$35:$N$46,$B1269),0)","v":40},null,0,23.623984906898531,0,0]
[1260,2,22,11,53,8,"2014-02-22",7,"w",null,{"$f":"IF(I1270=\"h\",INDEX(ID!$K$8:$K$31,FBR!$D1270+1)*INDEX(ID!$K$35:$K$46,$B1270),0)","v":0},{"$f":"IF(I1270=\"w\",INDEX(ID!$L$8:$L$31,FBR!$D1270+1)*INDEX(ID!$L$35:$L$46,$B1270),0)","v":42},{"$f":"IF(I1270=\"h\",INDEX(ID!$M$8:$M$31,FBR!$D1270+1)*INDEX(ID!$M$35:$M$46,$B1270),0)","v":0},{"$f":"IF(I1270=\"w\",INDEX(ID!$N$8:$N$31,FBR!$D1270+1)*INDEX(ID!$N$35:$N$46,$B1270),0)","v":42},null,0,24.805184152243459,0,0]
[1261,2,22,12,53,8,"2014-02-22",7,"w",null,{"$f":"IF(I1271=\"h\",INDEX(ID!$K$8:$K$31,FBR!$D1271+1)*INDEX(ID!$K$35:$K$46,$B1271),0)","v":0},{"$f":"IF(I1271=\"w\",INDEX(ID!$L$8:$L$31,FBR!$D1271+1)*INDEX(ID!$L$35:$L$46,$B1271),0)","v":43},{"$f":"IF(I1271=\"h\",INDEX(ID!$M$8:$M$31,FBR!$D1271+1)*INDEX(ID!$M$35:$M$46,$B1271),0)","v":0},{"$f":"IF(I1271=\"w\",INDEX(ID!$N$8:$N$31,FBR!$D1271+1)*INDEX(ID!$N$35:$N$46,$B1271),0)","v":43},null,0,25.395783774915923,0,0]
[1262,2,22,13,53,8,"2014-02-22",7,"w",null,{"$f":"IF(I1272=\"h\",INDEX(ID!$K$8:$K$31,FBR!$D1272+1)*INDEX(ID!$K$35:$K$46,$B1272),0)","v":0},{"$f":"IF(I1272=\"w\",INDEX(ID!$L$8:$L$31,FBR!$D1272+1)*INDEX(ID!$L$35:$L$46,$B1272),0)","v":44},{"$f":"IF(I1272=\"h\",INDEX(ID!$M$8:$M$31,FBR!$D1272+1)*INDEX(ID!$M$35:$M$46,$B1272),0)","v":0},{"$f":"IF(I1272=\"w\",INDEX(ID!$N$8:$N$31,FBR!$D1272+1)*INDEX(ID!$N$35:$N$46,$B1272),0)","v":44},null,0,25.986383397588384,0,0]
[1263,2,22,14,53,8,"2014-02-22",7,"w",null,{"$f":"IF(I1273=\"h\",INDEX(ID!$K$8:$K$31,FBR!$D1273+1)*INDEX(ID!$K$35:$K$46,$B1273),0)","v":0},{"$f":"IF(I1273=\"w\",INDEX(ID!$L$8:$L$31,FBR!$D1273+1)*INDEX(ID!$L$35:$L$46,$B1273),0)","v":47},{"$f":"IF(I1273=\"h\",INDEX(ID!$M$8:$M$31,FBR!$D1273+1)*INDEX(ID!$M$35:$M$46,$B1273),0)","v":0},{"$f":"IF(I1273=\"w\",INDEX(ID!$N$8:$N$31,FBR!$D1273+1)*INDEX(ID!$N$35:$N$46,$B1273),0)","v":47},null,0,27.758182265605775,0,0]
[1264,2,22,15,53,8,"2014-02-22",7,"w",null,{"$f":"IF(I1274=\"h\",INDEX(ID!$K$8:$K$31,FBR!$D1274+1)*INDEX(ID!$K$35:$K$46,$B1274),0)","v":0},{"$f":"IF(I1274=\"w\",INDEX(ID!$L$8:$L$31,FBR!$D1274+1)*INDEX(ID!$L$35:$L$46,$B1274),0)","v":50},{"$f":"IF(I1274=\"h\",INDEX(ID!$M$8:$M$31,FBR!$D1274+1)*INDEX(ID!$M$35:$M$46,$B1274),0)","v":0},{"$f":"IF(I1274=\"w\",INDEX(ID!$N$8:$N$31,FBR!$D1274+1)*INDEX(ID!$N$35:$N$46,$B1274),0)","v":50},null,0,29.529981133623163,0,0]
[1265,2,22,16,53,8,"2014-02-22",7,"w",null,{"$f":"IF(I1275=\"h\",INDEX(ID!$K$8:$K$31,FBR!$D1275+1)*INDEX(ID!$K$35:$K$46,$B1275),0)","v":0},{"$f":"IF(I1275=\"w\",INDEX(ID!$L$8:$L$31,FBR!$D1275+1)*INDEX(ID!$L$35:$L$46,$B1275),0)","v":53},{"$f":"IF(I1275=\"h\",INDEX(ID!$M$8:$M$31,FBR!$D1275+1)*INDEX(ID!$M$35:$M$46,$B1275),0)","v":0},{"$f":"IF(I1275=\"w\",INDEX(ID!$N$8:$N$31,FBR!$D1275+1)*INDEX(ID!$N$35:$N$46,$B1275),0)","v":53},null,0,31.301780001640555,0,0]
[1266,2,22,17,53,8,"2014-02-22",7,"w",null,{"$f":"IF(I1276=\"h\",INDEX(ID!$K$8:$K$31,FBR!$D1276+1)*INDEX(ID!$K$35:$K$46,$B1276),0)","v":0},{"$f":"IF(I1276=\"w\",INDEX(ID!$L$8:$L$31,FBR!$D1276+1)*INDEX(ID!$L$35:$L$46,$B1276),0)","v":62},{"$f":"IF(I1276=\"h\",INDEX(ID!$M$8:$M$31,FBR!$D1276+1)*INDEX(ID!$M$35:$M$46,$B1276),0)","v":0},{"$f":"IF(I1276=\"w\",INDEX(ID!$N$8:$N$31,FBR!$D1276+1)*INDEX(ID!$N$35:$N$46,$B1276),0)","v":62},null,0,36.617176605692727,0,0]
[1267,2,22,18,53,8,"2014-02-22",7,"w",null,{"$f":"IF(I1277=\"h\",INDEX(ID!$K$8:$K$31,FBR!$D1277+1)*INDEX(ID!$K$35:$K$46,$B1277),0)","v":0},{"$f":"IF(I1277=\"w\",INDEX(ID!$L$8:$L$31,FBR!$D1277+1)*INDEX(ID!$L$35:$L$46,$B1277),0)","v":65},{"$f":"IF(I1277=\"h\",INDEX(ID!$M$8:$M$31,FBR!$D1277+1)*INDEX(ID!$M$35:$M$46,$B1277),0)","v":0},{"$f":"IF(I1277=\"w\",INDEX(ID!$N$8:$N$31,FBR!$D1277+1)*INDEX(ID!$N$35:$N$46,$B1277),0)","v":65},null,0,38.388975473710111,0,0]
[1268,2,22,19,53,8,"2014-02-22",7,"w",null,{"$f":"IF(I1278=\"h\",INDEX(ID!$K$8:$K$31,FBR!$D1278+1)*INDEX(ID!$K$35:$K$46,$B1278),0)","v":0},{"$f":"IF(I1278=\"w\",INDEX(ID!$L$8:$L$31,FBR!$D1278+1)*INDEX(ID!$L$35:$L$46,$B1278),0)","v":60},{"$f":"IF(I1278=\"h\",INDEX(ID!$M$8:$M$31,FBR!$D1278+1)*INDEX(ID!$M$35:$M$46,$B1278),0)","v":0},{"$f":"IF(I1278=\"w\",INDEX(ID!$N$8:$N$31,FBR!$D1278+1)*INDEX(ID!$N$35:$N$46,$B1278),0)","v":60},null,0,35.435977360347799,0,0]
[1269,2,22,20,53,8,"2014-02-22",7,"w",null,{"$f":"IF(I1279=\"h\",INDEX(ID!$K$8:$K$31,FBR!$D1279+1)*INDEX(ID!$K$35:$K$46,$B1279),0)","v":0},{"$f":"IF(I1279=\"w\",INDEX(ID!$L$8:$L$31,FBR!$D1279+1)*INDEX(ID!$L$35:$L$46,$B1279),0)","v":53},{"$f":"IF(I1279=\"h\",INDEX(ID!$M$8:$M$31,FBR!$D1279+1)*INDEX(ID!$M$35:$M$46,$B1279),0)","v":0},{"$f":"IF(I1279=\"w\",INDEX(ID!$N$8:$N$31,FBR!$D1279+1)*INDEX(ID!$N$35:$N$46,$B1279),0)","v":53},null,0,31.301780001640555,0,0]
[1270,2,22,21,53,8,"2014-02-22",7,"w",null,{"$f":"IF(I1280=\"h\",INDEX(ID!$K$8:$K$31,FBR!$D1280+1)*INDEX(ID!$K$35:$K$46,$B1280),0)","v":0},{"$f":"IF(I1280=\"w\",INDEX(ID!$L$8:$L$31,FBR!$D1280+1)*INDEX(ID!$L$35:$L$46,$B1280),0)","v":50},{"$f":"IF(I1280=\"h\",INDEX(ID!$M$8:$M$31,FBR!$D1280+1)*INDEX(ID!$M$35:$M$46,$B1280),0)","v":0},{"$f":"IF(I1280=\"w\",INDEX(ID!$N$8:$N$31,FBR!$D1280+1)*INDEX(ID!$N$35:$N$46,$B1280),0)","v":50},null,0,29.529981133623163,0,0]
[1271,2,22,22,53,8,"2014-02-22",7,"w",null,{"$f":"IF(I1281=\"h\",INDEX(ID!$K$8:$K$31,FBR!$D1281+1)*INDEX(ID!$K$35:$K$46,$B1281),0)","v":0},{"$f":"IF(I1281=\"w\",INDEX(ID!$L$8:$L$31,FBR!$D1281+1)*INDEX(ID!$L$35:$L$46,$B1281),0)","v":45},{"$f":"IF(I1281=\"h\",INDEX(ID!$M$8:$M$31,FBR!$D1281+1)*INDEX(ID!$M$35:$M$46,$B1281),0)","v":0},{"$f":"IF(I1281=\"w\",INDEX(ID!$N$8:$N$31,FBR!$D1281+1)*INDEX(ID!$N$35:$N$46,$B1281),0)","v":45},null,0,26.576983020260847,0,0]
[1272,2,22,23,53,8,"2014-02-22",7,"w",null,{"$f":"IF(I1282=\"h\",INDEX(ID!$K$8:$K$31,FBR!$D1282+1)*INDEX(ID!$K$35:$K$46,$B1282),0)","v":0},{"$f":"IF(I1282=\"w\",INDEX(ID!$L$8:$L$31,FBR!$D1282+1)*INDEX(ID!$L$35:$L$46,$B1282),0)","v":40},{"$f":"IF(I1282=\"h\",INDEX(ID!$M$8:$M$31,FBR!$D1282+1)*INDEX(ID!$M$35:$M$46,$B1282),0)","v":0},{"$f":"IF(I1282=\"w\",INDEX(ID!$N$8:$N$31,FBR!$D1282+1)*INDEX(ID!$N$35:$N$46,$B1282),0)","v":40},null,0,23.623984906898531,0,0]
[1273,2,23,0,54,8,"2014-02-23",1,"h",null,{"$f":"IF(I1283=\"h\",INDEX(ID!$K$8:$K$31,FBR!$D1283+1)*INDEX(ID!$K$35:$K$46,$B1283),0)","v":35},{"$f":"IF(I1283=\"w\",INDEX(ID!$L$8:$L$31,FBR!$D1283+1)*INDEX(ID!$L$35:$L$46,$B1283),0)","v":0},{"$f":"IF(I1283=\"h\",INDEX(ID!$M$8:$M$31,FBR!$D1283+1)*INDEX(ID!$M$35:$M$46,$B1283),0)","v":35},{"$f":"IF(I1283=\"w\",INDEX(ID!$N$8:$N$31,FBR!$D1283+1)*INDEX(ID!$N$35:$N$46,$B1283),0)","v":0},null,20.670986793536215,0,0,0]
[1274,2,23,1,54,8,"2014-02-23",1,"h",null,{"$f":"IF(I1284=\"h\",INDEX(ID!$K$8:$K$31,FBR!$D1284+1)*INDEX(ID!$K$35:$K$46,$B1284),0)","v":30},{"$f":"IF(I1284=\"w\",INDEX(ID!$L$8:$L$31,FBR!$D1284+1)*INDEX(ID!$L$35:$L$46,$B1284),0)","v":0},{"$f":"IF(I1284=\"h\",INDEX(ID!$M$8:$M$31,FBR!$D1284+1)*INDEX(ID!$M$35:$M$46,$B1284),0)","v":30},{"$f":"IF(I1284=\"w\",INDEX(ID!$N$8:$N$31,FBR!$D1284+1)*INDEX(ID!$N$35:$N$46,$B1284),0)","v":0},null,17.717988680173899,0,0,0]
[1275,2,23,2,54,8,"2014-02-23",1,"h",null,{"$f":"IF(I1285=\"h\",INDEX(ID!$K$8:$K$31,FBR!$D1285+1)*INDEX(ID!$K$35:$K$46,$B1285),0)","v":28},{"$f":"IF(I1285=\"w\",INDEX(ID!$L$8:$L$31,FBR!$D1285+1)*INDEX(ID!$L$35:$L$46,$B1285),0)","v":0},{"$f":"IF(I1285=\"h\",INDEX(ID!$M$8:$M$31,FBR!$D1285+1)*INDEX(ID!$M$35:$M$46,$B1285),0)","v":28},{"$f":"IF(I1285=\"w\",INDEX(ID!$N$8:$N$31,FBR!$D1285+1)*INDEX(ID!$N$35:$N$46,$B1285),0)","v":0},null,16.536789434828972,0,0,0]
[1276,2,23,3,54,8,"2014-02-23",1,"h",null,{"$f":"IF(I1286=\"h\",INDEX(ID!$K$8:$K$31,FBR!$D1286+1)*INDEX(ID!$K$35:$K$46,$B1286),0)","v":27},{"$f":"IF(I1286=\"w\",INDEX(ID!$L$8:$L$31,FBR!$D1286+1)*INDEX(ID!$L$35:$L$46,$B1286),0)","v":0},{"$f":"IF(I1286=\"h\",INDEX(ID!$M$8:$M$31,FBR!$D1286+1)*INDEX(ID!$M$35:$M$46,$B1286),0)","v":27},{"$f":"IF(I1286=\"w\",INDEX(ID!$N$8:$N$31,FBR!$D1286+1)*INDEX(ID!$N$35:$N$46,$B1286),0)","v":0},null,15.94618981215651,0,0,0]
[1277,2,23,4,54,8,"2014-02-23",1,"h",null,{"$f":"IF(I1287=\"h\",INDEX(ID!$K$8:$K$31,FBR!$D1287+1)*INDEX(ID!$K$35:$K$46,$B1287),0)","v":27},{"$f":"IF(I1287=\"w\",INDEX(ID!$L$8:$L$31,FBR!$D1287+1)*INDEX(ID!$L$35:$L$46,$B1287),0)","v":0},{"$f":"IF(I1287=\"h\",INDEX(ID!$M$8:$M$31,FBR!$D1287+1)*INDEX(ID!$M$35:$M$46,$B1287),0)","v":27},{"$f":"IF(I1287=\"w\",INDEX(ID!$N$8:$N$31,FBR!$D1287+1)*INDEX(ID!$N$35:$N$46,$B1287),0)","v":0},null,15.94618981215651,0,0,0]
[1278,2,23,5,54,8,"2014-02-23",1,"h",null,{"$f":"IF(I1288=\"h\",INDEX(ID!$K$8:$K$31,FBR!$D1288+1)*INDEX(ID!$K$35:$K$46,$B1288),0)","v":27},{"$f":"IF(I1288=\"w\",INDEX(ID!$L$8:$L$31,FBR!$D1288+1)*INDEX(ID!$L$35:$L$46,$B1288),0)","v":0},{"$f":"IF(I1288=\"h\",INDEX(ID!$M$8:$M$31,FBR!$D1288+1)*INDEX(ID!$M$35:$M$46,$B1288),0)","v":27},{"$f":"IF(I1288=\"w\",INDEX(ID!$N$8:$N$31,FBR!$D1288+1)*INDEX(ID!$N$35:$N$46,$B1288),0)","v":0},null,15.94618981215651,0,0,0]
[1279,2,23,6,54,8,"2014-02-23",1,"h",null,{"$f":"IF(I1289=\"h\",INDEX(ID!$K$8:$K$31,FBR!$D1289+1)*INDEX(ID!$K$35:$K$46,$B1289),0)","v":29},{"$f":"IF(I1289=\"w\",INDEX(ID!$L$8:$L$31,FBR!$D1289+1)*INDEX(ID!$L$35:$L$46,$B1289),0)","v":0},{"$f":"IF(I1289=\"h\",INDEX(ID!$M$8:$M$31,FBR!$D1289+1)*INDEX(ID!$M$35:$M$46,$B1289),0)","v":29},{"$f":"IF(I1289=\"w\",INDEX(ID!$N$8:$N$31,FBR!$D1289+1)*INDEX(ID!$N$35:$N$46,$B1289),0)","v":0},null,17.127389057501436,0,0,0]
[1280,2,23,7,54,8,"2014-02-23",1,"h",null,{"$f":"IF(I1290=\"h\",INDEX(ID!$K$8:$K$31,FBR!$D1290+1)*INDEX(ID!$K$35:$K$46,$B1290),0)","v":32},{"$f":"IF(I1290=\"w\",INDEX(ID!$L$8:$L$31,FBR!$D1290+1)*INDEX(ID!$L$35:$L$46,$B1290),0)","v":0},{"$f":"IF(I1290=\"h\",INDEX(ID!$M$8:$M$31,FBR!$D1290+1)*INDEX(ID!$M$35:$M$46,$B1290),0)","v":32},{"$f":"IF(I1290=\"w\",INDEX(ID!$N$8:$N$31,FBR!$D1290+1)*INDEX(ID!$N$35:$N$46,$B1290),0)","v":0},null,18.899187925518824,0,0,0]
[1281,2,23,8,54,8,"2014-02-23",{"$f":"WEEKDAY(G1291)","v":1},{"$f":"IF(OR(H1291=6,H1291=7),\"w\",\"h\")","v":"h"},null,{"$f":"IF(I1291=\"h\",INDEX(ID!$K$8:$K$31,FBR!$D1291+1)*INDEX(ID!$K$35:$K$46,$B1291),0)","v":35},{"$f":"IF(I1291=\"w\",INDEX(ID!$L$8:$L$31,FBR!$D1291+1)*INDEX(ID!$L$35:$L$46,$B1291),0)","v":0},{"$f":"IF(I1291=\"h\",INDEX(ID!$M$8:$M$31,FBR!$D1291+1)*INDEX(ID!$M$35:$M$46,$B1291),0)","v":35},{"$f":"IF(I1291=\"w\",INDEX(ID!$N$8:$N$31,FBR!$D1291+1)*INDEX(ID!$N$35:$N$46,$B1291),0)","v":0},null,{"$f":"K1291*(indvforbrug*antalbrugere)/($K$8789+$L$8789)","v":20.670986793536215},{"$f":"L1291*indvforbrug*antalbrugere/($K$8789+$L$8789)","v":0},{"$f":"M1291*fællesforbrug/($M$8789+$N$8789)","v":0},{"$f":"N1291*fællesforbrug/($M$8789+$N$8789)","v":0}]
[{"$f":"A1291+1","v":1282},2,23,9,54,8,{"$f":"DATE(2014,B1292,C1292)","v":"2014-02-23"},1,"h",null,{"$f":"IF(I1292=\"h\",INDEX(ID!$K$8:$K$31,FBR!$D1292+1)*INDEX(ID!$K$35:$K$46,$B1292),0)","v":38},{"$f":"IF(I1292=\"w\",INDEX(ID!$L$8:$L$31,FBR!$D1292+1)*INDEX(ID!$L$35:$L$46,$B1292),0)","v":0},{"$f":"IF(I1292=\"h\",INDEX(ID!$M$8:$M$31,FBR!$D1292+1)*INDEX(ID!$M$35:$M$46,$B1292),0)","v":38},{"$f":"IF(I1292=\"w\",INDEX(ID!$N$8:$N$31,FBR!$D1292+1)*INDEX(ID!$N$35:$N$46,$B1292),0)","v":0},null,22.442785661553604,0,0,0]
[1283,2,23,10,54,8,"2014-02-23",1,"h",null,{"$f":"IF(I1293=\"h\",INDEX(ID!$K$8:$K$31,FBR!$D1293+1)*INDEX(ID!$K$35:$K$46,$B1293),0)","v":40},{"$f":"IF(I1293=\"w\",INDEX(ID!$L$8:$L$31,FBR!$D1293+1)*INDEX(ID!$L$35:$L$46,$B1293),0)","v":0},{"$f":"IF(I1293=\"h\",INDEX(ID!$M$8:$M$31,FBR!$D1293+1)*INDEX(ID!$M$35:$M$46,$B1293),0)","v":40},{"$f":"IF(I1293=\"w\",INDEX(ID!$N$8:$N$31,FBR!$D1293+1)*INDEX(ID!$N$35:$N$46,$B1293),0)","v":0},null,23.623984906898531,0,0,0]
[1284,2,23,11,54,8,"2014-02-23",1,"h",null,{"$f":"IF(I1294=\"h\",INDEX(ID!$K$8:$K$31,FBR!$D1294+1)*INDEX(ID!$K$35:$K$46,$B1294),0)","v":42},{"$f":"IF(I1294=\"w\",INDEX(ID!$L$8:$L$31,FBR!$D1294+1)*INDEX(ID!$L$35:$L$46,$B1294),0)","v":0},{"$f":"IF(I1294=\"h\",INDEX(ID!$M$8:$M$31,FBR!$D1294+1)*INDEX(ID!$M$35:$M$46,$B1294),0)","v":42},{"$f":"IF(I1294=\"w\",INDEX(ID!$N$8:$N$31,FBR!$D1294+1)*INDEX(ID!$N$35:$N$46,$B1294),0)","v":0},null,24.805184152243459,0,0,0]
[1285,2,23,12,54,8,"2014-02-23",1,"h",null,{"$f":"IF(I1295=\"h\",INDEX(ID!$K$8:$K$31,FBR!$D1295+1)*INDEX(ID!$K$35:$K$46,$B1295),0)","v":43},{"$f":"IF(I1295=\"w\",INDEX(ID!$L$8:$L$31,FBR!$D1295+1)*INDEX(ID!$L$35:$L$46,$B1295),0)","v":0},{"$f":"IF(I1295=\"h\",INDEX(ID!$M$8:$M$31,FBR!$D1295+1)*INDEX(ID!$M$35:$M$46,$B1295),0)","v":43},{"$f":"IF(I1295=\"w\",INDEX(ID!$N$8:$N$31,FBR!$D1295+1)*INDEX(ID!$N$35:$N$46,$B1295),0)","v":0},null,25.395783774915923,0,0,0]
[1286,2,23,13,54,8,"2014-02-23",1,"h",null,{"$f":"IF(I1296=\"h\",INDEX(ID!$K$8:$K$31,FBR!$D1296+1)*INDEX(ID!$K$35:$K$46,$B1296),0)","v":44},{"$f":"IF(I1296=\"w\",INDEX(ID!$L$8:$L$31,FBR!$D1296+1)*INDEX(ID!$L$35:$L$46,$B1296),0)","v":0},{"$f":"IF(I1296=\"h\",INDEX(ID!$M$8:$M$31,FBR!$D1296+1)*INDEX(ID!$M$35:$M$46,$B1296),0)","v":44},{"$f":"IF(I1296=\"w\",INDEX(ID!$N$8:$N$31,FBR!$D1296+1)*INDEX(ID!$N$35:$N$46,$B1296),0)","v":0},null,25.986383397588384,0,0,0]
[1287,2,23,14,54,8,"2014-02-23",1,"h",null,{"$f":"IF(I1297=\"h\",INDEX(ID!$K$8:$K$31,FBR!$D1297+1)*INDEX(ID!$K$35:$K$46,$B1297),0)","v":47},{"$f":"IF(I1297=\"w\",INDEX(ID!$L$8:$L$31,FBR!$D1297+1)*INDEX(ID!$L$35:$L$46,$B1297),0)","v":0},{"$f":"IF(I1297=\"h\",INDEX(ID!$M$8:$M$31,FBR!$D1297+1)*INDEX(ID!$M$35:$M$46,$B1297),0)","v":47},{"$f":"IF(I1297=\"w\",INDEX(ID!$N$8:$N$31,FBR!$D1297+1)*INDEX(ID!$N$35:$N$46,$B1297),0)","v":0},null,27.758182265605775,0,0,0]
[1288,2,23,15,54,8,"2014-02-23",1,"h",null,{"$f":"IF(I1298=\"h\",INDEX(ID!$K$8:$K$31,FBR!$D1298+1)*INDEX(ID!$K$35:$K$46,$B1298),0)","v":50},{"$f":"IF(I1298=\"w\",INDEX(ID!$L$8:$L$31,FBR!$D1298+1)*INDEX(ID!$L$35:$L$46,$B1298),0)","v":0},{"$f":"IF(I1298=\"h\",INDEX(ID!$M$8:$M$31,FBR!$D1298+1)*INDEX(ID!$M$35:$M$46,$B1298),0)","v":50},{"$f":"IF(I1298=\"w\",INDEX(ID!$N$8:$N$31,FBR!$D1298+1)*INDEX(ID!$N$35:$N$46,$B1298),0)","v":0},null,29.529981133623163,0,0,0]
[1289,2,23,16,54,8,"2014-02-23",1,"h",null,{"$f":"IF(I1299=\"h\",INDEX(ID!$K$8:$K$31,FBR!$D1299+1)*INDEX(ID!$K$35:$K$46,$B1299),0)","v":53},{"$f":"IF(I1299=\"w\",INDEX(ID!$L$8:$L$31,FBR!$D1299+1)*INDEX(ID!$L$35:$L$46,$B1299),0)","v":0},{"$f":"IF(I1299=\"h\",INDEX(ID!$M$8:$M$31,FBR!$D1299+1)*INDEX(ID!$M$35:$M$46,$B1299),0)","v":53},{"$f":"IF(I1299=\"w\",INDEX(ID!$N$8:$N$31,FBR!$D1299+1)*INDEX(ID!$N$35:$N$46,$B1299),0)","v":0},null,31.301780001640555,0,0,0]
[1290,2,23,17,54,8,"2014-02-23",1,"h",null,{"$f":"IF(I1300=\"h\",INDEX(ID!$K$8:$K$31,FBR!$D1300+1)*INDEX(ID!$K$35:$K$46,$B1300),0)","v":62},{"$f":"IF(I1300=\"w\",INDEX(ID!$L$8:$L$31,FBR!$D1300+1)*INDEX(ID!$L$35:$L$46,$B1300),0)","v":0},{"$f":"IF(I1300=\"h\",INDEX(ID!$M$8:$M$31,FBR!$D1300+1)*INDEX(ID!$M$35:$M$46,$B1300),0)","v":62},{"$f":"IF(I1300=\"w\",INDEX(ID!$N$8:$N$31,FBR!$D1300+1)*INDEX(ID!$N$35:$N$46,$B1300),0)","v":0},null,36.617176605692727,0,0,0]
[1291,2,23,18,54,8,"2014-02-23",1,"h",null,{"$f":"IF(I1301=\"h\",INDEX(ID!$K$8:$K$31,FBR!$D1301+1)*INDEX(ID!$K$35:$K$46,$B1301),0)","v":65},{"$f":"IF(I1301=\"w\",INDEX(ID!$L$8:$L$31,FBR!$D1301+1)*INDEX(ID!$L$35:$L$46,$B1301),0)","v":0},{"$f":"IF(I1301=\"h\",INDEX(ID!$M$8:$M$31,FBR!$D1301+1)*INDEX(ID!$M$35:$M$46,$B1301),0)","v":65},{"$f":"IF(I1301=\"w\",INDEX(ID!$N$8:$N$31,FBR!$D1301+1)*INDEX(ID!$N$35:$N$46,$B1301),0)","v":0},null,38.388975473710111,0,0,0]
[1292,2,23,19,54,8,"2014-02-23",1,"h",null,{"$f":"IF(I1302=\"h\",INDEX(ID!$K$8:$K$31,FBR!$D1302+1)*INDEX(ID!$K$35:$K$46,$B1302),0)","v":60},{"$f":"IF(I1302=\"w\",INDEX(ID!$L$8:$L$31,FBR!$D1302+1)*INDEX(ID!$L$35:$L$46,$B1302),0)","v":0},{"$f":"IF(I1302=\"h\",INDEX(ID!$M$8:$M$31,FBR!$D1302+1)*INDEX(ID!$M$35:$M$46,$B1302),0)","v":60},{"$f":"IF(I1302=\"w\",INDEX(ID!$N$8:$N$31,FBR!$D1302+1)*INDEX(ID!$N$35:$N$46,$B1302),0)","v":0},null,35.435977360347799,0,0,0]
[1293,2,23,20,54,8,"2014-02-23",1,"h",null,{"$f":"IF(I1303=\"h\",INDEX(ID!$K$8:$K$31,FBR!$D1303+1)*INDEX(ID!$K$35:$K$46,$B1303),0)","v":53},{"$f":"IF(I1303=\"w\",INDEX(ID!$L$8:$L$31,FBR!$D1303+1)*INDEX(ID!$L$35:$L$46,$B1303),0)","v":0},{"$f":"IF(I1303=\"h\",INDEX(ID!$M$8:$M$31,FBR!$D1303+1)*INDEX(ID!$M$35:$M$46,$B1303),0)","v":53},{"$f":"IF(I1303=\"w\",INDEX(ID!$N$8:$N$31,FBR!$D1303+1)*INDEX(ID!$N$35:$N$46,$B1303),0)","v":0},null,31.301780001640555,0,0,0]
[1294,2,23,21,54,8,"2014-02-23",1,"h",null,{"$f":"IF(I1304=\"h\",INDEX(ID!$K$8:$K$31,FBR!$D1304+1)*INDEX(ID!$K$35:$K$46,$B1304),0)","v":50},{"$f":"IF(I1304=\"w\",INDEX(ID!$L$8:$L$31,FBR!$D1304+1)*INDEX(ID!$L$35:$L$46,$B1304),0)","v":0},{"$f":"IF(I1304=\"h\",INDEX(ID!$M$8:$M$31,FBR!$D1304+1)*INDEX(ID!$M$35:$M$46,$B1304),0)","v":50},{"$f":"IF(I1304=\"w\",INDEX(ID!$N$8:$N$31,FBR!$D1304+1)*INDEX(ID!$N$35:$N$46,$B1304),0)","v":0},null,29.529981133623163,0,0,0]
[1295,2,23,22,54,8,"2014-02-23",1,"h",null,{"$f":"IF(I1305=\"h\",INDEX(ID!$K$8:$K$31,FBR!$D1305+1)*INDEX(ID!$K$35:$K$46,$B1305),0)","v":45},{"$f":"IF(I1305=\"w\",INDEX(ID!$L$8:$L$31,FBR!$D1305+1)*INDEX(ID!$L$35:$L$46,$B1305),0)","v":0},{"$f":"IF(I1305=\"h\",INDEX(ID!$M$8:$M$31,FBR!$D1305+1)*INDEX(ID!$M$35:$M$46,$B1305),0)","v":45},{"$f":"IF(I1305=\"w\",INDEX(ID!$N$8:$N$31,FBR!$D1305+1)*INDEX(ID!$N$35:$N$46,$B1305),0)","v":0},null,26.576983020260847,0,0,0]
[1296,2,23,23,54,8,"2014-02-23",1,"h",null,{"$f":"IF(I1306=\"h\",INDEX(ID!$K$8:$K$31,FBR!$D1306+1)*INDEX(ID!$K$35:$K$46,$B1306),0)","v":40},{"$f":"IF(I1306=\"w\",INDEX(ID!$L$8:$L$31,FBR!$D1306+1)*INDEX(ID!$L$35:$L$46,$B1306),0)","v":0},{"$f":"IF(I1306=\"h\",INDEX(ID!$M$8:$M$31,FBR!$D1306+1)*INDEX(ID!$M$35:$M$46,$B1306),0)","v":40},{"$f":"IF(I1306=\"w\",INDEX(ID!$N$8:$N$31,FBR!$D1306+1)*INDEX(ID!$N$35:$N$46,$B1306),0)","v":0},null,23.623984906898531,0,0,0]
[1297,2,24,0,55,8,"2014-02-24",2,"h",null,{"$f":"IF(I1307=\"h\",INDEX(ID!$K$8:$K$31,FBR!$D1307+1)*INDEX(ID!$K$35:$K$46,$B1307),0)","v":35},{"$f":"IF(I1307=\"w\",INDEX(ID!$L$8:$L$31,FBR!$D1307+1)*INDEX(ID!$L$35:$L$46,$B1307),0)","v":0},{"$f":"IF(I1307=\"h\",INDEX(ID!$M$8:$M$31,FBR!$D1307+1)*INDEX(ID!$M$35:$M$46,$B1307),0)","v":35},{"$f":"IF(I1307=\"w\",INDEX(ID!$N$8:$N$31,FBR!$D1307+1)*INDEX(ID!$N$35:$N$46,$B1307),0)","v":0},null,20.670986793536215,0,0,0]
[1298,2,24,1,55,8,"2014-02-24",2,"h",null,{"$f":"IF(I1308=\"h\",INDEX(ID!$K$8:$K$31,FBR!$D1308+1)*INDEX(ID!$K$35:$K$46,$B1308),0)","v":30},{"$f":"IF(I1308=\"w\",INDEX(ID!$L$8:$L$31,FBR!$D1308+1)*INDEX(ID!$L$35:$L$46,$B1308),0)","v":0},{"$f":"IF(I1308=\"h\",INDEX(ID!$M$8:$M$31,FBR!$D1308+1)*INDEX(ID!$M$35:$M$46,$B1308),0)","v":30},{"$f":"IF(I1308=\"w\",INDEX(ID!$N$8:$N$31,FBR!$D1308+1)*INDEX(ID!$N$35:$N$46,$B1308),0)","v":0},null,17.717988680173899,0,0,0]
[1299,2,24,2,55,8,"2014-02-24",2,"h",null,{"$f":"IF(I1309=\"h\",INDEX(ID!$K$8:$K$31,FBR!$D1309+1)*INDEX(ID!$K$35:$K$46,$B1309),0)","v":28},{"$f":"IF(I1309=\"w\",INDEX(ID!$L$8:$L$31,FBR!$D1309+1)*INDEX(ID!$L$35:$L$46,$B1309),0)","v":0},{"$f":"IF(I1309=\"h\",INDEX(ID!$M$8:$M$31,FBR!$D1309+1)*INDEX(ID!$M$35:$M$46,$B1309),0)","v":28},{"$f":"IF(I1309=\"w\",INDEX(ID!$N$8:$N$31,FBR!$D1309+1)*INDEX(ID!$N$35:$N$46,$B1309),0)","v":0},null,16.536789434828972,0,0,0]
[1300,2,24,3,55,8,"2014-02-24",2,"h",null,{"$f":"IF(I1310=\"h\",INDEX(ID!$K$8:$K$31,FBR!$D1310+1)*INDEX(ID!$K$35:$K$46,$B1310),0)","v":27},{"$f":"IF(I1310=\"w\",INDEX(ID!$L$8:$L$31,FBR!$D1310+1)*INDEX(ID!$L$35:$L$46,$B1310),0)","v":0},{"$f":"IF(I1310=\"h\",INDEX(ID!$M$8:$M$31,FBR!$D1310+1)*INDEX(ID!$M$35:$M$46,$B1310),0)","v":27},{"$f":"IF(I1310=\"w\",INDEX(ID!$N$8:$N$31,FBR!$D1310+1)*INDEX(ID!$N$35:$N$46,$B1310),0)","v":0},null,15.94618981215651,0,0,0]
[1301,2,24,4,55,8,"2014-02-24",2,"h",null,{"$f":"IF(I1311=\"h\",INDEX(ID!$K$8:$K$31,FBR!$D1311+1)*INDEX(ID!$K$35:$K$46,$B1311),0)","v":27},{"$f":"IF(I1311=\"w\",INDEX(ID!$L$8:$L$31,FBR!$D1311+1)*INDEX(ID!$L$35:$L$46,$B1311),0)","v":0},{"$f":"IF(I1311=\"h\",INDEX(ID!$M$8:$M$31,FBR!$D1311+1)*INDEX(ID!$M$35:$M$46,$B1311),0)","v":27},{"$f":"IF(I1311=\"w\",INDEX(ID!$N$8:$N$31,FBR!$D1311+1)*INDEX(ID!$N$35:$N$46,$B1311),0)","v":0},null,15.94618981215651,0,0,0]
[1302,2,24,5,55,8,"2014-02-24",2,"h",null,{"$f":"IF(I1312=\"h\",INDEX(ID!$K$8:$K$31,FBR!$D1312+1)*INDEX(ID!$K$35:$K$46,$B1312),0)","v":27},{"$f":"IF(I1312=\"w\",INDEX(ID!$L$8:$L$31,FBR!$D1312+1)*INDEX(ID!$L$35:$L$46,$B1312),0)","v":0},{"$f":"IF(I1312=\"h\",INDEX(ID!$M$8:$M$31,FBR!$D1312+1)*INDEX(ID!$M$35:$M$46,$B1312),0)","v":27},{"$f":"IF(I1312=\"w\",INDEX(ID!$N$8:$N$31,FBR!$D1312+1)*INDEX(ID!$N$35:$N$46,$B1312),0)","v":0},null,15.94618981215651,0,0,0]
[1303,2,24,6,55,8,"2014-02-24",2,"h",null,{"$f":"IF(I1313=\"h\",INDEX(ID!$K$8:$K$31,FBR!$D1313+1)*INDEX(ID!$K$35:$K$46,$B1313),0)","v":29},{"$f":"IF(I1313=\"w\",INDEX(ID!$L$8:$L$31,FBR!$D1313+1)*INDEX(ID!$L$35:$L$46,$B1313),0)","v":0},{"$f":"IF(I1313=\"h\",INDEX(ID!$M$8:$M$31,FBR!$D1313+1)*INDEX(ID!$M$35:$M$46,$B1313),0)","v":29},{"$f":"IF(I1313=\"w\",INDEX(ID!$N$8:$N$31,FBR!$D1313+1)*INDEX(ID!$N$35:$N$46,$B1313),0)","v":0},null,17.127389057501436,0,0,0]
[1304,2,24,7,55,8,"2014-02-24",2,"h",null,{"$f":"IF(I1314=\"h\",INDEX(ID!$K$8:$K$31,FBR!$D1314+1)*INDEX(ID!$K$35:$K$46,$B1314),0)","v":32},{"$f":"IF(I1314=\"w\",INDEX(ID!$L$8:$L$31,FBR!$D1314+1)*INDEX(ID!$L$35:$L$46,$B1314),0)","v":0},{"$f":"IF(I1314=\"h\",INDEX(ID!$M$8:$M$31,FBR!$D1314+1)*INDEX(ID!$M$35:$M$46,$B1314),0)","v":32},{"$f":"IF(I1314=\"w\",INDEX(ID!$N$8:$N$31,FBR!$D1314+1)*INDEX(ID!$N$35:$N$46,$B1314),0)","v":0},null,18.899187925518824,0,0,0]
[1305,2,24,8,55,8,"2014-02-24",2,"h",null,{"$f":"IF(I1315=\"h\",INDEX(ID!$K$8:$K$31,FBR!$D1315+1)*INDEX(ID!$K$35:$K$46,$B1315),0)","v":35},{"$f":"IF(I1315=\"w\",INDEX(ID!$L$8:$L$31,FBR!$D1315+1)*INDEX(ID!$L$35:$L$46,$B1315),0)","v":0},{"$f":"IF(I1315=\"h\",INDEX(ID!$M$8:$M$31,FBR!$D1315+1)*INDEX(ID!$M$35:$M$46,$B1315),0)","v":35},{"$f":"IF(I1315=\"w\",INDEX(ID!$N$8:$N$31,FBR!$D1315+1)*INDEX(ID!$N$35:$N$46,$B1315),0)","v":0},null,20.670986793536215,0,0,0]
[1306,2,24,9,{"$f":"E1292+1","v":55},8,"2014-02-24",2,"h",null,{"$f":"IF(I1316=\"h\",INDEX(ID!$K$8:$K$31,FBR!$D1316+1)*INDEX(ID!$K$35:$K$46,$B1316),0)","v":38},{"$f":"IF(I1316=\"w\",INDEX(ID!$L$8:$L$31,FBR!$D1316+1)*INDEX(ID!$L$35:$L$46,$B1316),0)","v":0},{"$f":"IF(I1316=\"h\",INDEX(ID!$M$8:$M$31,FBR!$D1316+1)*INDEX(ID!$M$35:$M$46,$B1316),0)","v":38},{"$f":"IF(I1316=\"w\",INDEX(ID!$N$8:$N$31,FBR!$D1316+1)*INDEX(ID!$N$35:$N$46,$B1316),0)","v":0},null,22.442785661553604,0,0,0]
[1307,2,24,10,55,8,"2014-02-24",2,"h",null,{"$f":"IF(I1317=\"h\",INDEX(ID!$K$8:$K$31,FBR!$D1317+1)*INDEX(ID!$K$35:$K$46,$B1317),0)","v":40},{"$f":"IF(I1317=\"w\",INDEX(ID!$L$8:$L$31,FBR!$D1317+1)*INDEX(ID!$L$35:$L$46,$B1317),0)","v":0},{"$f":"IF(I1317=\"h\",INDEX(ID!$M$8:$M$31,FBR!$D1317+1)*INDEX(ID!$M$35:$M$46,$B1317),0)","v":40},{"$f":"IF(I1317=\"w\",INDEX(ID!$N$8:$N$31,FBR!$D1317+1)*INDEX(ID!$N$35:$N$46,$B1317),0)","v":0},null,23.623984906898531,0,0,0]
[1308,2,24,11,55,8,"2014-02-24",2,"h",null,{"$f":"IF(I1318=\"h\",INDEX(ID!$K$8:$K$31,FBR!$D1318+1)*INDEX(ID!$K$35:$K$46,$B1318),0)","v":42},{"$f":"IF(I1318=\"w\",INDEX(ID!$L$8:$L$31,FBR!$D1318+1)*INDEX(ID!$L$35:$L$46,$B1318),0)","v":0},{"$f":"IF(I1318=\"h\",INDEX(ID!$M$8:$M$31,FBR!$D1318+1)*INDEX(ID!$M$35:$M$46,$B1318),0)","v":42},{"$f":"IF(I1318=\"w\",INDEX(ID!$N$8:$N$31,FBR!$D1318+1)*INDEX(ID!$N$35:$N$46,$B1318),0)","v":0},null,24.805184152243459,0,0,0]
[1309,2,24,12,55,8,"2014-02-24",2,"h",null,{"$f":"IF(I1319=\"h\",INDEX(ID!$K$8:$K$31,FBR!$D1319+1)*INDEX(ID!$K$35:$K$46,$B1319),0)","v":43},{"$f":"IF(I1319=\"w\",INDEX(ID!$L$8:$L$31,FBR!$D1319+1)*INDEX(ID!$L$35:$L$46,$B1319),0)","v":0},{"$f":"IF(I1319=\"h\",INDEX(ID!$M$8:$M$31,FBR!$D1319+1)*INDEX(ID!$M$35:$M$46,$B1319),0)","v":43},{"$f":"IF(I1319=\"w\",INDEX(ID!$N$8:$N$31,FBR!$D1319+1)*INDEX(ID!$N$35:$N$46,$B1319),0)","v":0},null,25.395783774915923,0,0,0]
[1310,2,24,13,55,8,"2014-02-24",2,"h",null,{"$f":"IF(I1320=\"h\",INDEX(ID!$K$8:$K$31,FBR!$D1320+1)*INDEX(ID!$K$35:$K$46,$B1320),0)","v":44},{"$f":"IF(I1320=\"w\",INDEX(ID!$L$8:$L$31,FBR!$D1320+1)*INDEX(ID!$L$35:$L$46,$B1320),0)","v":0},{"$f":"IF(I1320=\"h\",INDEX(ID!$M$8:$M$31,FBR!$D1320+1)*INDEX(ID!$M$35:$M$46,$B1320),0)","v":44},{"$f":"IF(I1320=\"w\",INDEX(ID!$N$8:$N$31,FBR!$D1320+1)*INDEX(ID!$N$35:$N$46,$B1320),0)","v":0},null,25.986383397588384,0,0,0]
[1311,2,24,14,55,8,"2014-02-24",2,"h",null,{"$f":"IF(I1321=\"h\",INDEX(ID!$K$8:$K$31,FBR!$D1321+1)*INDEX(ID!$K$35:$K$46,$B1321),0)","v":47},{"$f":"IF(I1321=\"w\",INDEX(ID!$L$8:$L$31,FBR!$D1321+1)*INDEX(ID!$L$35:$L$46,$B1321),0)","v":0},{"$f":"IF(I1321=\"h\",INDEX(ID!$M$8:$M$31,FBR!$D1321+1)*INDEX(ID!$M$35:$M$46,$B1321),0)","v":47},{"$f":"IF(I1321=\"w\",INDEX(ID!$N$8:$N$31,FBR!$D1321+1)*INDEX(ID!$N$35:$N$46,$B1321),0)","v":0},null,27.758182265605775,0,0,0]
[1312,2,24,15,55,8,"2014-02-24",2,"h",null,{"$f":"IF(I1322=\"h\",INDEX(ID!$K$8:$K$31,FBR!$D1322+1)*INDEX(ID!$K$35:$K$46,$B1322),0)","v":50},{"$f":"IF(I1322=\"w\",INDEX(ID!$L$8:$L$31,FBR!$D1322+1)*INDEX(ID!$L$35:$L$46,$B1322),0)","v":0},{"$f":"IF(I1322=\"h\",INDEX(ID!$M$8:$M$31,FBR!$D1322+1)*INDEX(ID!$M$35:$M$46,$B1322),0)","v":50},{"$f":"IF(I1322=\"w\",INDEX(ID!$N$8:$N$31,FBR!$D1322+1)*INDEX(ID!$N$35:$N$46,$B1322),0)","v":0},null,29.529981133623163,0,0,0]
[1313,2,24,16,55,8,"2014-02-24",2,"h",null,{"$f":"IF(I1323=\"h\",INDEX(ID!$K$8:$K$31,FBR!$D1323+1)*INDEX(ID!$K$35:$K$46,$B1323),0)","v":53},{"$f":"IF(I1323=\"w\",INDEX(ID!$L$8:$L$31,FBR!$D1323+1)*INDEX(ID!$L$35:$L$46,$B1323),0)","v":0},{"$f":"IF(I1323=\"h\",INDEX(ID!$M$8:$M$31,FBR!$D1323+1)*INDEX(ID!$M$35:$M$46,$B1323),0)","v":53},{"$f":"IF(I1323=\"w\",INDEX(ID!$N$8:$N$31,FBR!$D1323+1)*INDEX(ID!$N$35:$N$46,$B1323),0)","v":0},null,31.301780001640555,0,0,0]
[1314,2,24,17,55,8,"2014-02-24",2,"h",null,{"$f":"IF(I1324=\"h\",INDEX(ID!$K$8:$K$31,FBR!$D1324+1)*INDEX(ID!$K$35:$K$46,$B1324),0)","v":62},{"$f":"IF(I1324=\"w\",INDEX(ID!$L$8:$L$31,FBR!$D1324+1)*INDEX(ID!$L$35:$L$46,$B1324),0)","v":0},{"$f":"IF(I1324=\"h\",INDEX(ID!$M$8:$M$31,FBR!$D1324+1)*INDEX(ID!$M$35:$M$46,$B1324),0)","v":62},{"$f":"IF(I1324=\"w\",INDEX(ID!$N$8:$N$31,FBR!$D1324+1)*INDEX(ID!$N$35:$N$46,$B1324),0)","v":0},null,36.617176605692727,0,0,0]
[1315,2,24,18,55,8,"2014-02-24",2,"h",null,{"$f":"IF(I1325=\"h\",INDEX(ID!$K$8:$K$31,FBR!$D1325+1)*INDEX(ID!$K$35:$K$46,$B1325),0)","v":65},{"$f":"IF(I1325=\"w\",INDEX(ID!$L$8:$L$31,FBR!$D1325+1)*INDEX(ID!$L$35:$L$46,$B1325),0)","v":0},{"$f":"IF(I1325=\"h\",INDEX(ID!$M$8:$M$31,FBR!$D1325+1)*INDEX(ID!$M$35:$M$46,$B1325),0)","v":65},{"$f":"IF(I1325=\"w\",INDEX(ID!$N$8:$N$31,FBR!$D1325+1)*INDEX(ID!$N$35:$N$46,$B1325),0)","v":0},null,38.388975473710111,0,0,0]
[1316,2,24,19,55,8,"2014-02-24",2,"h",null,{"$f":"IF(I1326=\"h\",INDEX(ID!$K$8:$K$31,FBR!$D1326+1)*INDEX(ID!$K$35:$K$46,$B1326),0)","v":60},{"$f":"IF(I1326=\"w\",INDEX(ID!$L$8:$L$31,FBR!$D1326+1)*INDEX(ID!$L$35:$L$46,$B1326),0)","v":0},{"$f":"IF(I1326=\"h\",INDEX(ID!$M$8:$M$31,FBR!$D1326+1)*INDEX(ID!$M$35:$M$46,$B1326),0)","v":60},{"$f":"IF(I1326=\"w\",INDEX(ID!$N$8:$N$31,FBR!$D1326+1)*INDEX(ID!$N$35:$N$46,$B1326),0)","v":0},null,35.435977360347799,0,0,0]
[1317,2,24,20,55,8,"2014-02-24",2,"h",null,{"$f":"IF(I1327=\"h\",INDEX(ID!$K$8:$K$31,FBR!$D1327+1)*INDEX(ID!$K$35:$K$46,$B1327),0)","v":53},{"$f":"IF(I1327=\"w\",INDEX(ID!$L$8:$L$31,FBR!$D1327+1)*INDEX(ID!$L$35:$L$46,$B1327),0)","v":0},{"$f":"IF(I1327=\"h\",INDEX(ID!$M$8:$M$31,FBR!$D1327+1)*INDEX(ID!$M$35:$M$46,$B1327),0)","v":53},{"$f":"IF(I1327=\"w\",INDEX(ID!$N$8:$N$31,FBR!$D1327+1)*INDEX(ID!$N$35:$N$46,$B1327),0)","v":0},null,31.301780001640555,0,0,0]
[1318,2,24,21,55,8,"2014-02-24",2,"h",null,{"$f":"IF(I1328=\"h\",INDEX(ID!$K$8:$K$31,FBR!$D1328+1)*INDEX(ID!$K$35:$K$46,$B1328),0)","v":50},{"$f":"IF(I1328=\"w\",INDEX(ID!$L$8:$L$31,FBR!$D1328+1)*INDEX(ID!$L$35:$L$46,$B1328),0)","v":0},{"$f":"IF(I1328=\"h\",INDEX(ID!$M$8:$M$31,FBR!$D1328+1)*INDEX(ID!$M$35:$M$46,$B1328),0)","v":50},{"$f":"IF(I1328=\"w\",INDEX(ID!$N$8:$N$31,FBR!$D1328+1)*INDEX(ID!$N$35:$N$46,$B1328),0)","v":0},null,29.529981133623163,0,0,0]
[1319,2,24,22,55,8,"2014-02-24",2,"h",null,{"$f":"IF(I1329=\"h\",INDEX(ID!$K$8:$K$31,FBR!$D1329+1)*INDEX(ID!$K$35:$K$46,$B1329),0)","v":45},{"$f":"IF(I1329=\"w\",INDEX(ID!$L$8:$L$31,FBR!$D1329+1)*INDEX(ID!$L$35:$L$46,$B1329),0)","v":0},{"$f":"IF(I1329=\"h\",INDEX(ID!$M$8:$M$31,FBR!$D1329+1)*INDEX(ID!$M$35:$M$46,$B1329),0)","v":45},{"$f":"IF(I1329=\"w\",INDEX(ID!$N$8:$N$31,FBR!$D1329+1)*INDEX(ID!$N$35:$N$46,$B1329),0)","v":0},null,26.576983020260847,0,0,0]
[1320,2,24,23,55,8,"2014-02-24",2,"h",null,{"$f":"IF(I1330=\"h\",INDEX(ID!$K$8:$K$31,FBR!$D1330+1)*INDEX(ID!$K$35:$K$46,$B1330),0)","v":40},{"$f":"IF(I1330=\"w\",INDEX(ID!$L$8:$L$31,FBR!$D1330+1)*INDEX(ID!$L$35:$L$46,$B1330),0)","v":0},{"$f":"IF(I1330=\"h\",INDEX(ID!$M$8:$M$31,FBR!$D1330+1)*INDEX(ID!$M$35:$M$46,$B1330),0)","v":40},{"$f":"IF(I1330=\"w\",INDEX(ID!$N$8:$N$31,FBR!$D1330+1)*INDEX(ID!$N$35:$N$46,$B1330),0)","v":0},null,23.623984906898531,0,0,0]
[1321,2,25,0,56,8,"2014-02-25",3,"h",null,{"$f":"IF(I1331=\"h\",INDEX(ID!$K$8:$K$31,FBR!$D1331+1)*INDEX(ID!$K$35:$K$46,$B1331),0)","v":35},{"$f":"IF(I1331=\"w\",INDEX(ID!$L$8:$L$31,FBR!$D1331+1)*INDEX(ID!$L$35:$L$46,$B1331),0)","v":0},{"$f":"IF(I1331=\"h\",INDEX(ID!$M$8:$M$31,FBR!$D1331+1)*INDEX(ID!$M$35:$M$46,$B1331),0)","v":35},{"$f":"IF(I1331=\"w\",INDEX(ID!$N$8:$N$31,FBR!$D1331+1)*INDEX(ID!$N$35:$N$46,$B1331),0)","v":0},null,20.670986793536215,0,0,0]
[1322,2,25,1,56,{"$f":"F1164+1","v":8},"2014-02-25",3,"h",null,{"$f":"IF(I1332=\"h\",INDEX(ID!$K$8:$K$31,FBR!$D1332+1)*INDEX(ID!$K$35:$K$46,$B1332),0)","v":30},{"$f":"IF(I1332=\"w\",INDEX(ID!$L$8:$L$31,FBR!$D1332+1)*INDEX(ID!$L$35:$L$46,$B1332),0)","v":0},{"$f":"IF(I1332=\"h\",INDEX(ID!$M$8:$M$31,FBR!$D1332+1)*INDEX(ID!$M$35:$M$46,$B1332),0)","v":30},{"$f":"IF(I1332=\"w\",INDEX(ID!$N$8:$N$31,FBR!$D1332+1)*INDEX(ID!$N$35:$N$46,$B1332),0)","v":0},null,17.717988680173899,0,0,0]
[1323,2,25,2,56,8,"2014-02-25",3,"h",null,{"$f":"IF(I1333=\"h\",INDEX(ID!$K$8:$K$31,FBR!$D1333+1)*INDEX(ID!$K$35:$K$46,$B1333),0)","v":28},{"$f":"IF(I1333=\"w\",INDEX(ID!$L$8:$L$31,FBR!$D1333+1)*INDEX(ID!$L$35:$L$46,$B1333),0)","v":0},{"$f":"IF(I1333=\"h\",INDEX(ID!$M$8:$M$31,FBR!$D1333+1)*INDEX(ID!$M$35:$M$46,$B1333),0)","v":28},{"$f":"IF(I1333=\"w\",INDEX(ID!$N$8:$N$31,FBR!$D1333+1)*INDEX(ID!$N$35:$N$46,$B1333),0)","v":0},null,16.536789434828972,0,0,0]
[1324,2,25,3,56,8,"2014-02-25",3,"h",null,{"$f":"IF(I1334=\"h\",INDEX(ID!$K$8:$K$31,FBR!$D1334+1)*INDEX(ID!$K$35:$K$46,$B1334),0)","v":27},{"$f":"IF(I1334=\"w\",INDEX(ID!$L$8:$L$31,FBR!$D1334+1)*INDEX(ID!$L$35:$L$46,$B1334),0)","v":0},{"$f":"IF(I1334=\"h\",INDEX(ID!$M$8:$M$31,FBR!$D1334+1)*INDEX(ID!$M$35:$M$46,$B1334),0)","v":27},{"$f":"IF(I1334=\"w\",INDEX(ID!$N$8:$N$31,FBR!$D1334+1)*INDEX(ID!$N$35:$N$46,$B1334),0)","v":0},null,15.94618981215651,0,0,0]
[1325,2,25,4,56,8,"2014-02-25",3,"h",null,{"$f":"IF(I1335=\"h\",INDEX(ID!$K$8:$K$31,FBR!$D1335+1)*INDEX(ID!$K$35:$K$46,$B1335),0)","v":27},{"$f":"IF(I1335=\"w\",INDEX(ID!$L$8:$L$31,FBR!$D1335+1)*INDEX(ID!$L$35:$L$46,$B1335),0)","v":0},{"$f":"IF(I1335=\"h\",INDEX(ID!$M$8:$M$31,FBR!$D1335+1)*INDEX(ID!$M$35:$M$46,$B1335),0)","v":27},{"$f":"IF(I1335=\"w\",INDEX(ID!$N$8:$N$31,FBR!$D1335+1)*INDEX(ID!$N$35:$N$46,$B1335),0)","v":0},null,15.94618981215651,0,0,0]
[1326,2,25,5,56,8,"2014-02-25",3,"h",null,{"$f":"IF(I1336=\"h\",INDEX(ID!$K$8:$K$31,FBR!$D1336+1)*INDEX(ID!$K$35:$K$46,$B1336),0)","v":27},{"$f":"IF(I1336=\"w\",INDEX(ID!$L$8:$L$31,FBR!$D1336+1)*INDEX(ID!$L$35:$L$46,$B1336),0)","v":0},{"$f":"IF(I1336=\"h\",INDEX(ID!$M$8:$M$31,FBR!$D1336+1)*INDEX(ID!$M$35:$M$46,$B1336),0)","v":27},{"$f":"IF(I1336=\"w\",INDEX(ID!$N$8:$N$31,FBR!$D1336+1)*INDEX(ID!$N$35:$N$46,$B1336),0)","v":0},null,15.94618981215651,0,0,0]
[1327,2,25,6,56,8,"2014-02-25",3,"h",null,{"$f":"IF(I1337=\"h\",INDEX(ID!$K$8:$K$31,FBR!$D1337+1)*INDEX(ID!$K$35:$K$46,$B1337),0)","v":29},{"$f":"IF(I1337=\"w\",INDEX(ID!$L$8:$L$31,FBR!$D1337+1)*INDEX(ID!$L$35:$L$46,$B1337),0)","v":0},{"$f":"IF(I1337=\"h\",INDEX(ID!$M$8:$M$31,FBR!$D1337+1)*INDEX(ID!$M$35:$M$46,$B1337),0)","v":29},{"$f":"IF(I1337=\"w\",INDEX(ID!$N$8:$N$31,FBR!$D1337+1)*INDEX(ID!$N$35:$N$46,$B1337),0)","v":0},null,17.127389057501436,0,0,0]
[1328,2,25,7,56,8,"2014-02-25",3,"h",null,{"$f":"IF(I1338=\"h\",INDEX(ID!$K$8:$K$31,FBR!$D1338+1)*INDEX(ID!$K$35:$K$46,$B1338),0)","v":32},{"$f":"IF(I1338=\"w\",INDEX(ID!$L$8:$L$31,FBR!$D1338+1)*INDEX(ID!$L$35:$L$46,$B1338),0)","v":0},{"$f":"IF(I1338=\"h\",INDEX(ID!$M$8:$M$31,FBR!$D1338+1)*INDEX(ID!$M$35:$M$46,$B1338),0)","v":32},{"$f":"IF(I1338=\"w\",INDEX(ID!$N$8:$N$31,FBR!$D1338+1)*INDEX(ID!$N$35:$N$46,$B1338),0)","v":0},null,18.899187925518824,0,0,0]
[1329,2,25,8,56,8,"2014-02-25",3,"h",null,{"$f":"IF(I1339=\"h\",INDEX(ID!$K$8:$K$31,FBR!$D1339+1)*INDEX(ID!$K$35:$K$46,$B1339),0)","v":35},{"$f":"IF(I1339=\"w\",INDEX(ID!$L$8:$L$31,FBR!$D1339+1)*INDEX(ID!$L$35:$L$46,$B1339),0)","v":0},{"$f":"IF(I1339=\"h\",INDEX(ID!$M$8:$M$31,FBR!$D1339+1)*INDEX(ID!$M$35:$M$46,$B1339),0)","v":35},{"$f":"IF(I1339=\"w\",INDEX(ID!$N$8:$N$31,FBR!$D1339+1)*INDEX(ID!$N$35:$N$46,$B1339),0)","v":0},null,20.670986793536215,0,0,0]
[1330,2,25,9,56,8,"2014-02-25",3,"h",null,{"$f":"IF(I1340=\"h\",INDEX(ID!$K$8:$K$31,FBR!$D1340+1)*INDEX(ID!$K$35:$K$46,$B1340),0)","v":38},{"$f":"IF(I1340=\"w\",INDEX(ID!$L$8:$L$31,FBR!$D1340+1)*INDEX(ID!$L$35:$L$46,$B1340),0)","v":0},{"$f":"IF(I1340=\"h\",INDEX(ID!$M$8:$M$31,FBR!$D1340+1)*INDEX(ID!$M$35:$M$46,$B1340),0)","v":38},{"$f":"IF(I1340=\"w\",INDEX(ID!$N$8:$N$31,FBR!$D1340+1)*INDEX(ID!$N$35:$N$46,$B1340),0)","v":0},null,22.442785661553604,0,0,0]
[1331,2,25,10,56,8,"2014-02-25",3,"h",null,{"$f":"IF(I1341=\"h\",INDEX(ID!$K$8:$K$31,FBR!$D1341+1)*INDEX(ID!$K$35:$K$46,$B1341),0)","v":40},{"$f":"IF(I1341=\"w\",INDEX(ID!$L$8:$L$31,FBR!$D1341+1)*INDEX(ID!$L$35:$L$46,$B1341),0)","v":0},{"$f":"IF(I1341=\"h\",INDEX(ID!$M$8:$M$31,FBR!$D1341+1)*INDEX(ID!$M$35:$M$46,$B1341),0)","v":40},{"$f":"IF(I1341=\"w\",INDEX(ID!$N$8:$N$31,FBR!$D1341+1)*INDEX(ID!$N$35:$N$46,$B1341),0)","v":0},null,23.623984906898531,0,0,0]
[1332,2,25,11,56,8,"2014-02-25",3,"h",null,{"$f":"IF(I1342=\"h\",INDEX(ID!$K$8:$K$31,FBR!$D1342+1)*INDEX(ID!$K$35:$K$46,$B1342),0)","v":42},{"$f":"IF(I1342=\"w\",INDEX(ID!$L$8:$L$31,FBR!$D1342+1)*INDEX(ID!$L$35:$L$46,$B1342),0)","v":0},{"$f":"IF(I1342=\"h\",INDEX(ID!$M$8:$M$31,FBR!$D1342+1)*INDEX(ID!$M$35:$M$46,$B1342),0)","v":42},{"$f":"IF(I1342=\"w\",INDEX(ID!$N$8:$N$31,FBR!$D1342+1)*INDEX(ID!$N$35:$N$46,$B1342),0)","v":0},null,24.805184152243459,0,0,0]
[1333,2,25,12,56,8,"2014-02-25",3,"h",null,{"$f":"IF(I1343=\"h\",INDEX(ID!$K$8:$K$31,FBR!$D1343+1)*INDEX(ID!$K$35:$K$46,$B1343),0)","v":43},{"$f":"IF(I1343=\"w\",INDEX(ID!$L$8:$L$31,FBR!$D1343+1)*INDEX(ID!$L$35:$L$46,$B1343),0)","v":0},{"$f":"IF(I1343=\"h\",INDEX(ID!$M$8:$M$31,FBR!$D1343+1)*INDEX(ID!$M$35:$M$46,$B1343),0)","v":43},{"$f":"IF(I1343=\"w\",INDEX(ID!$N$8:$N$31,FBR!$D1343+1)*INDEX(ID!$N$35:$N$46,$B1343),0)","v":0},null,25.395783774915923,0,0,0]
[1334,2,25,13,56,8,"2014-02-25",3,"h",null,{"$f":"IF(I1344=\"h\",INDEX(ID!$K$8:$K$31,FBR!$D1344+1)*INDEX(ID!$K$35:$K$46,$B1344),0)","v":44},{"$f":"IF(I1344=\"w\",INDEX(ID!$L$8:$L$31,FBR!$D1344+1)*INDEX(ID!$L$35:$L$46,$B1344),0)","v":0},{"$f":"IF(I1344=\"h\",INDEX(ID!$M$8:$M$31,FBR!$D1344+1)*INDEX(ID!$M$35:$M$46,$B1344),0)","v":44},{"$f":"IF(I1344=\"w\",INDEX(ID!$N$8:$N$31,FBR!$D1344+1)*INDEX(ID!$N$35:$N$46,$B1344),0)","v":0},null,25.986383397588384,0,0,0]
[1335,2,25,14,56,8,"2014-02-25",3,"h",null,{"$f":"IF(I1345=\"h\",INDEX(ID!$K$8:$K$31,FBR!$D1345+1)*INDEX(ID!$K$35:$K$46,$B1345),0)","v":47},{"$f":"IF(I1345=\"w\",INDEX(ID!$L$8:$L$31,FBR!$D1345+1)*INDEX(ID!$L$35:$L$46,$B1345),0)","v":0},{"$f":"IF(I1345=\"h\",INDEX(ID!$M$8:$M$31,FBR!$D1345+1)*INDEX(ID!$M$35:$M$46,$B1345),0)","v":47},{"$f":"IF(I1345=\"w\",INDEX(ID!$N$8:$N$31,FBR!$D1345+1)*INDEX(ID!$N$35:$N$46,$B1345),0)","v":0},null,27.758182265605775,0,0,0]
[1336,2,25,15,56,8,"2014-02-25",3,"h",null,{"$f":"IF(I1346=\"h\",INDEX(ID!$K$8:$K$31,FBR!$D1346+1)*INDEX(ID!$K$35:$K$46,$B1346),0)","v":50},{"$f":"IF(I1346=\"w\",INDEX(ID!$L$8:$L$31,FBR!$D1346+1)*INDEX(ID!$L$35:$L$46,$B1346),0)","v":0},{"$f":"IF(I1346=\"h\",INDEX(ID!$M$8:$M$31,FBR!$D1346+1)*INDEX(ID!$M$35:$M$46,$B1346),0)","v":50},{"$f":"IF(I1346=\"w\",INDEX(ID!$N$8:$N$31,FBR!$D1346+1)*INDEX(ID!$N$35:$N$46,$B1346),0)","v":0},null,29.529981133623163,0,0,0]
[1337,2,25,16,56,8,"2014-02-25",3,"h",null,{"$f":"IF(I1347=\"h\",INDEX(ID!$K$8:$K$31,FBR!$D1347+1)*INDEX(ID!$K$35:$K$46,$B1347),0)","v":53},{"$f":"IF(I1347=\"w\",INDEX(ID!$L$8:$L$31,FBR!$D1347+1)*INDEX(ID!$L$35:$L$46,$B1347),0)","v":0},{"$f":"IF(I1347=\"h\",INDEX(ID!$M$8:$M$31,FBR!$D1347+1)*INDEX(ID!$M$35:$M$46,$B1347),0)","v":53},{"$f":"IF(I1347=\"w\",INDEX(ID!$N$8:$N$31,FBR!$D1347+1)*INDEX(ID!$N$35:$N$46,$B1347),0)","v":0},null,31.301780001640555,0,0,0]
[1338,2,25,17,56,8,"2014-02-25",3,"h",null,{"$f":"IF(I1348=\"h\",INDEX(ID!$K$8:$K$31,FBR!$D1348+1)*INDEX(ID!$K$35:$K$46,$B1348),0)","v":62},{"$f":"IF(I1348=\"w\",INDEX(ID!$L$8:$L$31,FBR!$D1348+1)*INDEX(ID!$L$35:$L$46,$B1348),0)","v":0},{"$f":"IF(I1348=\"h\",INDEX(ID!$M$8:$M$31,FBR!$D1348+1)*INDEX(ID!$M$35:$M$46,$B1348),0)","v":62},{"$f":"IF(I1348=\"w\",INDEX(ID!$N$8:$N$31,FBR!$D1348+1)*INDEX(ID!$N$35:$N$46,$B1348),0)","v":0},null,36.617176605692727,0,0,0]
[1339,2,25,18,56,8,"2014-02-25",3,"h",null,{"$f":"IF(I1349=\"h\",INDEX(ID!$K$8:$K$31,FBR!$D1349+1)*INDEX(ID!$K$35:$K$46,$B1349),0)","v":65},{"$f":"IF(I1349=\"w\",INDEX(ID!$L$8:$L$31,FBR!$D1349+1)*INDEX(ID!$L$35:$L$46,$B1349),0)","v":0},{"$f":"IF(I1349=\"h\",INDEX(ID!$M$8:$M$31,FBR!$D1349+1)*INDEX(ID!$M$35:$M$46,$B1349),0)","v":65},{"$f":"IF(I1349=\"w\",INDEX(ID!$N$8:$N$31,FBR!$D1349+1)*INDEX(ID!$N$35:$N$46,$B1349),0)","v":0},null,38.388975473710111,0,0,0]
[1340,2,25,19,56,8,"2014-02-25",3,"h",null,{"$f":"IF(I1350=\"h\",INDEX(ID!$K$8:$K$31,FBR!$D1350+1)*INDEX(ID!$K$35:$K$46,$B1350),0)","v":60},{"$f":"IF(I1350=\"w\",INDEX(ID!$L$8:$L$31,FBR!$D1350+1)*INDEX(ID!$L$35:$L$46,$B1350),0)","v":0},{"$f":"IF(I1350=\"h\",INDEX(ID!$M$8:$M$31,FBR!$D1350+1)*INDEX(ID!$M$35:$M$46,$B1350),0)","v":60},{"$f":"IF(I1350=\"w\",INDEX(ID!$N$8:$N$31,FBR!$D1350+1)*INDEX(ID!$N$35:$N$46,$B1350),0)","v":0},null,35.435977360347799,0,0,0]
[1341,2,25,20,56,8,"2014-02-25",3,"h",null,{"$f":"IF(I1351=\"h\",INDEX(ID!$K$8:$K$31,FBR!$D1351+1)*INDEX(ID!$K$35:$K$46,$B1351),0)","v":53},{"$f":"IF(I1351=\"w\",INDEX(ID!$L$8:$L$31,FBR!$D1351+1)*INDEX(ID!$L$35:$L$46,$B1351),0)","v":0},{"$f":"IF(I1351=\"h\",INDEX(ID!$M$8:$M$31,FBR!$D1351+1)*INDEX(ID!$M$35:$M$46,$B1351),0)","v":53},{"$f":"IF(I1351=\"w\",INDEX(ID!$N$8:$N$31,FBR!$D1351+1)*INDEX(ID!$N$35:$N$46,$B1351),0)","v":0},null,31.301780001640555,0,0,0]
[1342,2,25,21,56,8,"2014-02-25",3,"h",null,{"$f":"IF(I1352=\"h\",INDEX(ID!$K$8:$K$31,FBR!$D1352+1)*INDEX(ID!$K$35:$K$46,$B1352),0)","v":50},{"$f":"IF(I1352=\"w\",INDEX(ID!$L$8:$L$31,FBR!$D1352+1)*INDEX(ID!$L$35:$L$46,$B1352),0)","v":0},{"$f":"IF(I1352=\"h\",INDEX(ID!$M$8:$M$31,FBR!$D1352+1)*INDEX(ID!$M$35:$M$46,$B1352),0)","v":50},{"$f":"IF(I1352=\"w\",INDEX(ID!$N$8:$N$31,FBR!$D1352+1)*INDEX(ID!$N$35:$N$46,$B1352),0)","v":0},null,29.529981133623163,0,0,0]
[1343,2,25,22,56,8,"2014-02-25",3,"h",null,{"$f":"IF(I1353=\"h\",INDEX(ID!$K$8:$K$31,FBR!$D1353+1)*INDEX(ID!$K$35:$K$46,$B1353),0)","v":45},{"$f":"IF(I1353=\"w\",INDEX(ID!$L$8:$L$31,FBR!$D1353+1)*INDEX(ID!$L$35:$L$46,$B1353),0)","v":0},{"$f":"IF(I1353=\"h\",INDEX(ID!$M$8:$M$31,FBR!$D1353+1)*INDEX(ID!$M$35:$M$46,$B1353),0)","v":45},{"$f":"IF(I1353=\"w\",INDEX(ID!$N$8:$N$31,FBR!$D1353+1)*INDEX(ID!$N$35:$N$46,$B1353),0)","v":0},null,26.576983020260847,0,0,0]
[1344,2,25,23,56,8,"2014-02-25",3,"h",null,{"$f":"IF(I1354=\"h\",INDEX(ID!$K$8:$K$31,FBR!$D1354+1)*INDEX(ID!$K$35:$K$46,$B1354),0)","v":40},{"$f":"IF(I1354=\"w\",INDEX(ID!$L$8:$L$31,FBR!$D1354+1)*INDEX(ID!$L$35:$L$46,$B1354),0)","v":0},{"$f":"IF(I1354=\"h\",INDEX(ID!$M$8:$M$31,FBR!$D1354+1)*INDEX(ID!$M$35:$M$46,$B1354),0)","v":40},{"$f":"IF(I1354=\"w\",INDEX(ID!$N$8:$N$31,FBR!$D1354+1)*INDEX(ID!$N$35:$N$46,$B1354),0)","v":0},null,23.623984906898531,0,0,0]
[1345,2,26,0,57,9,"2014-02-26",{"$f":"WEEKDAY(G1355)","v":4},{"$f":"IF(OR(H1355=6,H1355=7),\"w\",\"h\")","v":"h"},null,{"$f":"IF(I1355=\"h\",INDEX(ID!$K$8:$K$31,FBR!$D1355+1)*INDEX(ID!$K$35:$K$46,$B1355),0)","v":35},{"$f":"IF(I1355=\"w\",INDEX(ID!$L$8:$L$31,FBR!$D1355+1)*INDEX(ID!$L$35:$L$46,$B1355),0)","v":0},{"$f":"IF(I1355=\"h\",INDEX(ID!$M$8:$M$31,FBR!$D1355+1)*INDEX(ID!$M$35:$M$46,$B1355),0)","v":35},{"$f":"IF(I1355=\"w\",INDEX(ID!$N$8:$N$31,FBR!$D1355+1)*INDEX(ID!$N$35:$N$46,$B1355),0)","v":0},null,{"$f":"K1355*(indvforbrug*antalbrugere)/($K$8789+$L$8789)","v":20.670986793536215},{"$f":"L1355*indvforbrug*antalbrugere/($K$8789+$L$8789)","v":0},{"$f":"M1355*fællesforbrug/($M$8789+$N$8789)","v":0},{"$f":"N1355*fællesforbrug/($M$8789+$N$8789)","v":0}]
[{"$f":"A1355+1","v":1346},2,26,1,57,9,{"$f":"DATE(2014,B1356,C1356)","v":"2014-02-26"},4,"h",null,{"$f":"IF(I1356=\"h\",INDEX(ID!$K$8:$K$31,FBR!$D1356+1)*INDEX(ID!$K$35:$K$46,$B1356),0)","v":30},{"$f":"IF(I1356=\"w\",INDEX(ID!$L$8:$L$31,FBR!$D1356+1)*INDEX(ID!$L$35:$L$46,$B1356),0)","v":0},{"$f":"IF(I1356=\"h\",INDEX(ID!$M$8:$M$31,FBR!$D1356+1)*INDEX(ID!$M$35:$M$46,$B1356),0)","v":30},{"$f":"IF(I1356=\"w\",INDEX(ID!$N$8:$N$31,FBR!$D1356+1)*INDEX(ID!$N$35:$N$46,$B1356),0)","v":0},null,17.717988680173899,0,0,0]
[1347,2,26,2,57,9,"2014-02-26",4,"h",null,{"$f":"IF(I1357=\"h\",INDEX(ID!$K$8:$K$31,FBR!$D1357+1)*INDEX(ID!$K$35:$K$46,$B1357),0)","v":28},{"$f":"IF(I1357=\"w\",INDEX(ID!$L$8:$L$31,FBR!$D1357+1)*INDEX(ID!$L$35:$L$46,$B1357),0)","v":0},{"$f":"IF(I1357=\"h\",INDEX(ID!$M$8:$M$31,FBR!$D1357+1)*INDEX(ID!$M$35:$M$46,$B1357),0)","v":28},{"$f":"IF(I1357=\"w\",INDEX(ID!$N$8:$N$31,FBR!$D1357+1)*INDEX(ID!$N$35:$N$46,$B1357),0)","v":0},null,16.536789434828972,0,0,0]
[1348,2,26,3,57,9,"2014-02-26",4,"h",null,{"$f":"IF(I1358=\"h\",INDEX(ID!$K$8:$K$31,FBR!$D1358+1)*INDEX(ID!$K$35:$K$46,$B1358),0)","v":27},{"$f":"IF(I1358=\"w\",INDEX(ID!$L$8:$L$31,FBR!$D1358+1)*INDEX(ID!$L$35:$L$46,$B1358),0)","v":0},{"$f":"IF(I1358=\"h\",INDEX(ID!$M$8:$M$31,FBR!$D1358+1)*INDEX(ID!$M$35:$M$46,$B1358),0)","v":27},{"$f":"IF(I1358=\"w\",INDEX(ID!$N$8:$N$31,FBR!$D1358+1)*INDEX(ID!$N$35:$N$46,$B1358),0)","v":0},null,15.94618981215651,0,0,0]
[1349,2,26,4,57,9,"2014-02-26",4,"h",null,{"$f":"IF(I1359=\"h\",INDEX(ID!$K$8:$K$31,FBR!$D1359+1)*INDEX(ID!$K$35:$K$46,$B1359),0)","v":27},{"$f":"IF(I1359=\"w\",INDEX(ID!$L$8:$L$31,FBR!$D1359+1)*INDEX(ID!$L$35:$L$46,$B1359),0)","v":0},{"$f":"IF(I1359=\"h\",INDEX(ID!$M$8:$M$31,FBR!$D1359+1)*INDEX(ID!$M$35:$M$46,$B1359),0)","v":27},{"$f":"IF(I1359=\"w\",INDEX(ID!$N$8:$N$31,FBR!$D1359+1)*INDEX(ID!$N$35:$N$46,$B1359),0)","v":0},null,15.94618981215651,0,0,0]
[1350,2,26,5,57,9,"2014-02-26",4,"h",null,{"$f":"IF(I1360=\"h\",INDEX(ID!$K$8:$K$31,FBR!$D1360+1)*INDEX(ID!$K$35:$K$46,$B1360),0)","v":27},{"$f":"IF(I1360=\"w\",INDEX(ID!$L$8:$L$31,FBR!$D1360+1)*INDEX(ID!$L$35:$L$46,$B1360),0)","v":0},{"$f":"IF(I1360=\"h\",INDEX(ID!$M$8:$M$31,FBR!$D1360+1)*INDEX(ID!$M$35:$M$46,$B1360),0)","v":27},{"$f":"IF(I1360=\"w\",INDEX(ID!$N$8:$N$31,FBR!$D1360+1)*INDEX(ID!$N$35:$N$46,$B1360),0)","v":0},null,15.94618981215651,0,0,0]
[1351,2,26,6,57,9,"2014-02-26",4,"h",null,{"$f":"IF(I1361=\"h\",INDEX(ID!$K$8:$K$31,FBR!$D1361+1)*INDEX(ID!$K$35:$K$46,$B1361),0)","v":29},{"$f":"IF(I1361=\"w\",INDEX(ID!$L$8:$L$31,FBR!$D1361+1)*INDEX(ID!$L$35:$L$46,$B1361),0)","v":0},{"$f":"IF(I1361=\"h\",INDEX(ID!$M$8:$M$31,FBR!$D1361+1)*INDEX(ID!$M$35:$M$46,$B1361),0)","v":29},{"$f":"IF(I1361=\"w\",INDEX(ID!$N$8:$N$31,FBR!$D1361+1)*INDEX(ID!$N$35:$N$46,$B1361),0)","v":0},null,17.127389057501436,0,0,0]
[1352,2,26,7,57,9,"2014-02-26",4,"h",null,{"$f":"IF(I1362=\"h\",INDEX(ID!$K$8:$K$31,FBR!$D1362+1)*INDEX(ID!$K$35:$K$46,$B1362),0)","v":32},{"$f":"IF(I1362=\"w\",INDEX(ID!$L$8:$L$31,FBR!$D1362+1)*INDEX(ID!$L$35:$L$46,$B1362),0)","v":0},{"$f":"IF(I1362=\"h\",INDEX(ID!$M$8:$M$31,FBR!$D1362+1)*INDEX(ID!$M$35:$M$46,$B1362),0)","v":32},{"$f":"IF(I1362=\"w\",INDEX(ID!$N$8:$N$31,FBR!$D1362+1)*INDEX(ID!$N$35:$N$46,$B1362),0)","v":0},null,18.899187925518824,0,0,0]
[1353,2,26,8,57,9,"2014-02-26",4,"h",null,{"$f":"IF(I1363=\"h\",INDEX(ID!$K$8:$K$31,FBR!$D1363+1)*INDEX(ID!$K$35:$K$46,$B1363),0)","v":35},{"$f":"IF(I1363=\"w\",INDEX(ID!$L$8:$L$31,FBR!$D1363+1)*INDEX(ID!$L$35:$L$46,$B1363),0)","v":0},{"$f":"IF(I1363=\"h\",INDEX(ID!$M$8:$M$31,FBR!$D1363+1)*INDEX(ID!$M$35:$M$46,$B1363),0)","v":35},{"$f":"IF(I1363=\"w\",INDEX(ID!$N$8:$N$31,FBR!$D1363+1)*INDEX(ID!$N$35:$N$46,$B1363),0)","v":0},null,20.670986793536215,0,0,0]
[1354,2,26,9,57,9,"2014-02-26",4,"h",null,{"$f":"IF(I1364=\"h\",INDEX(ID!$K$8:$K$31,FBR!$D1364+1)*INDEX(ID!$K$35:$K$46,$B1364),0)","v":38},{"$f":"IF(I1364=\"w\",INDEX(ID!$L$8:$L$31,FBR!$D1364+1)*INDEX(ID!$L$35:$L$46,$B1364),0)","v":0},{"$f":"IF(I1364=\"h\",INDEX(ID!$M$8:$M$31,FBR!$D1364+1)*INDEX(ID!$M$35:$M$46,$B1364),0)","v":38},{"$f":"IF(I1364=\"w\",INDEX(ID!$N$8:$N$31,FBR!$D1364+1)*INDEX(ID!$N$35:$N$46,$B1364),0)","v":0},null,22.442785661553604,0,0,0]
[1355,2,26,10,57,9,"2014-02-26",4,"h",null,{"$f":"IF(I1365=\"h\",INDEX(ID!$K$8:$K$31,FBR!$D1365+1)*INDEX(ID!$K$35:$K$46,$B1365),0)","v":40},{"$f":"IF(I1365=\"w\",INDEX(ID!$L$8:$L$31,FBR!$D1365+1)*INDEX(ID!$L$35:$L$46,$B1365),0)","v":0},{"$f":"IF(I1365=\"h\",INDEX(ID!$M$8:$M$31,FBR!$D1365+1)*INDEX(ID!$M$35:$M$46,$B1365),0)","v":40},{"$f":"IF(I1365=\"w\",INDEX(ID!$N$8:$N$31,FBR!$D1365+1)*INDEX(ID!$N$35:$N$46,$B1365),0)","v":0},null,23.623984906898531,0,0,0]
[1356,2,26,11,57,9,"2014-02-26",4,"h",null,{"$f":"IF(I1366=\"h\",INDEX(ID!$K$8:$K$31,FBR!$D1366+1)*INDEX(ID!$K$35:$K$46,$B1366),0)","v":42},{"$f":"IF(I1366=\"w\",INDEX(ID!$L$8:$L$31,FBR!$D1366+1)*INDEX(ID!$L$35:$L$46,$B1366),0)","v":0},{"$f":"IF(I1366=\"h\",INDEX(ID!$M$8:$M$31,FBR!$D1366+1)*INDEX(ID!$M$35:$M$46,$B1366),0)","v":42},{"$f":"IF(I1366=\"w\",INDEX(ID!$N$8:$N$31,FBR!$D1366+1)*INDEX(ID!$N$35:$N$46,$B1366),0)","v":0},null,24.805184152243459,0,0,0]
[1357,2,26,12,57,9,"2014-02-26",4,"h",null,{"$f":"IF(I1367=\"h\",INDEX(ID!$K$8:$K$31,FBR!$D1367+1)*INDEX(ID!$K$35:$K$46,$B1367),0)","v":43},{"$f":"IF(I1367=\"w\",INDEX(ID!$L$8:$L$31,FBR!$D1367+1)*INDEX(ID!$L$35:$L$46,$B1367),0)","v":0},{"$f":"IF(I1367=\"h\",INDEX(ID!$M$8:$M$31,FBR!$D1367+1)*INDEX(ID!$M$35:$M$46,$B1367),0)","v":43},{"$f":"IF(I1367=\"w\",INDEX(ID!$N$8:$N$31,FBR!$D1367+1)*INDEX(ID!$N$35:$N$46,$B1367),0)","v":0},null,25.395783774915923,0,0,0]
[1358,2,26,13,57,9,"2014-02-26",4,"h",null,{"$f":"IF(I1368=\"h\",INDEX(ID!$K$8:$K$31,FBR!$D1368+1)*INDEX(ID!$K$35:$K$46,$B1368),0)","v":44},{"$f":"IF(I1368=\"w\",INDEX(ID!$L$8:$L$31,FBR!$D1368+1)*INDEX(ID!$L$35:$L$46,$B1368),0)","v":0},{"$f":"IF(I1368=\"h\",INDEX(ID!$M$8:$M$31,FBR!$D1368+1)*INDEX(ID!$M$35:$M$46,$B1368),0)","v":44},{"$f":"IF(I1368=\"w\",INDEX(ID!$N$8:$N$31,FBR!$D1368+1)*INDEX(ID!$N$35:$N$46,$B1368),0)","v":0},null,25.986383397588384,0,0,0]
[1359,2,26,14,57,9,"2014-02-26",4,"h",null,{"$f":"IF(I1369=\"h\",INDEX(ID!$K$8:$K$31,FBR!$D1369+1)*INDEX(ID!$K$35:$K$46,$B1369),0)","v":47},{"$f":"IF(I1369=\"w\",INDEX(ID!$L$8:$L$31,FBR!$D1369+1)*INDEX(ID!$L$35:$L$46,$B1369),0)","v":0},{"$f":"IF(I1369=\"h\",INDEX(ID!$M$8:$M$31,FBR!$D1369+1)*INDEX(ID!$M$35:$M$46,$B1369),0)","v":47},{"$f":"IF(I1369=\"w\",INDEX(ID!$N$8:$N$31,FBR!$D1369+1)*INDEX(ID!$N$35:$N$46,$B1369),0)","v":0},null,27.758182265605775,0,0,0]
[1360,2,26,15,57,9,"2014-02-26",4,"h",null,{"$f":"IF(I1370=\"h\",INDEX(ID!$K$8:$K$31,FBR!$D1370+1)*INDEX(ID!$K$35:$K$46,$B1370),0)","v":50},{"$f":"IF(I1370=\"w\",INDEX(ID!$L$8:$L$31,FBR!$D1370+1)*INDEX(ID!$L$35:$L$46,$B1370),0)","v":0},{"$f":"IF(I1370=\"h\",INDEX(ID!$M$8:$M$31,FBR!$D1370+1)*INDEX(ID!$M$35:$M$46,$B1370),0)","v":50},{"$f":"IF(I1370=\"w\",INDEX(ID!$N$8:$N$31,FBR!$D1370+1)*INDEX(ID!$N$35:$N$46,$B1370),0)","v":0},null,29.529981133623163,0,0,0]
[1361,2,26,16,57,9,"2014-02-26",4,"h",null,{"$f":"IF(I1371=\"h\",INDEX(ID!$K$8:$K$31,FBR!$D1371+1)*INDEX(ID!$K$35:$K$46,$B1371),0)","v":53},{"$f":"IF(I1371=\"w\",INDEX(ID!$L$8:$L$31,FBR!$D1371+1)*INDEX(ID!$L$35:$L$46,$B1371),0)","v":0},{"$f":"IF(I1371=\"h\",INDEX(ID!$M$8:$M$31,FBR!$D1371+1)*INDEX(ID!$M$35:$M$46,$B1371),0)","v":53},{"$f":"IF(I1371=\"w\",INDEX(ID!$N$8:$N$31,FBR!$D1371+1)*INDEX(ID!$N$35:$N$46,$B1371),0)","v":0},null,31.301780001640555,0,0,0]
[1362,2,26,17,57,9,"2014-02-26",4,"h",null,{"$f":"IF(I1372=\"h\",INDEX(ID!$K$8:$K$31,FBR!$D1372+1)*INDEX(ID!$K$35:$K$46,$B1372),0)","v":62},{"$f":"IF(I1372=\"w\",INDEX(ID!$L$8:$L$31,FBR!$D1372+1)*INDEX(ID!$L$35:$L$46,$B1372),0)","v":0},{"$f":"IF(I1372=\"h\",INDEX(ID!$M$8:$M$31,FBR!$D1372+1)*INDEX(ID!$M$35:$M$46,$B1372),0)","v":62},{"$f":"IF(I1372=\"w\",INDEX(ID!$N$8:$N$31,FBR!$D1372+1)*INDEX(ID!$N$35:$N$46,$B1372),0)","v":0},null,36.617176605692727,0,0,0]
[1363,2,26,18,57,9,"2014-02-26",4,"h",null,{"$f":"IF(I1373=\"h\",INDEX(ID!$K$8:$K$31,FBR!$D1373+1)*INDEX(ID!$K$35:$K$46,$B1373),0)","v":65},{"$f":"IF(I1373=\"w\",INDEX(ID!$L$8:$L$31,FBR!$D1373+1)*INDEX(ID!$L$35:$L$46,$B1373),0)","v":0},{"$f":"IF(I1373=\"h\",INDEX(ID!$M$8:$M$31,FBR!$D1373+1)*INDEX(ID!$M$35:$M$46,$B1373),0)","v":65},{"$f":"IF(I1373=\"w\",INDEX(ID!$N$8:$N$31,FBR!$D1373+1)*INDEX(ID!$N$35:$N$46,$B1373),0)","v":0},null,38.388975473710111,0,0,0]
[1364,2,26,19,57,9,"2014-02-26",4,"h",null,{"$f":"IF(I1374=\"h\",INDEX(ID!$K$8:$K$31,FBR!$D1374+1)*INDEX(ID!$K$35:$K$46,$B1374),0)","v":60},{"$f":"IF(I1374=\"w\",INDEX(ID!$L$8:$L$31,FBR!$D1374+1)*INDEX(ID!$L$35:$L$46,$B1374),0)","v":0},{"$f":"IF(I1374=\"h\",INDEX(ID!$M$8:$M$31,FBR!$D1374+1)*INDEX(ID!$M$35:$M$46,$B1374),0)","v":60},{"$f":"IF(I1374=\"w\",INDEX(ID!$N$8:$N$31,FBR!$D1374+1)*INDEX(ID!$N$35:$N$46,$B1374),0)","v":0},null,35.435977360347799,0,0,0]
[1365,2,26,20,57,9,"2014-02-26",4,"h",null,{"$f":"IF(I1375=\"h\",INDEX(ID!$K$8:$K$31,FBR!$D1375+1)*INDEX(ID!$K$35:$K$46,$B1375),0)","v":53},{"$f":"IF(I1375=\"w\",INDEX(ID!$L$8:$L$31,FBR!$D1375+1)*INDEX(ID!$L$35:$L$46,$B1375),0)","v":0},{"$f":"IF(I1375=\"h\",INDEX(ID!$M$8:$M$31,FBR!$D1375+1)*INDEX(ID!$M$35:$M$46,$B1375),0)","v":53},{"$f":"IF(I1375=\"w\",INDEX(ID!$N$8:$N$31,FBR!$D1375+1)*INDEX(ID!$N$35:$N$46,$B1375),0)","v":0},null,31.301780001640555,0,0,0]
[1366,2,26,21,57,9,"2014-02-26",4,"h",null,{"$f":"IF(I1376=\"h\",INDEX(ID!$K$8:$K$31,FBR!$D1376+1)*INDEX(ID!$K$35:$K$46,$B1376),0)","v":50},{"$f":"IF(I1376=\"w\",INDEX(ID!$L$8:$L$31,FBR!$D1376+1)*INDEX(ID!$L$35:$L$46,$B1376),0)","v":0},{"$f":"IF(I1376=\"h\",INDEX(ID!$M$8:$M$31,FBR!$D1376+1)*INDEX(ID!$M$35:$M$46,$B1376),0)","v":50},{"$f":"IF(I1376=\"w\",INDEX(ID!$N$8:$N$31,FBR!$D1376+1)*INDEX(ID!$N$35:$N$46,$B1376),0)","v":0},null,29.529981133623163,0,0,0]
[1367,2,26,22,57,9,"2014-02-26",4,"h",null,{"$f":"IF(I1377=\"h\",INDEX(ID!$K$8:$K$31,FBR!$D1377+1)*INDEX(ID!$K$35:$K$46,$B1377),0)","v":45},{"$f":"IF(I1377=\"w\",INDEX(ID!$L$8:$L$31,FBR!$D1377+1)*INDEX(ID!$L$35:$L$46,$B1377),0)","v":0},{"$f":"IF(I1377=\"h\",INDEX(ID!$M$8:$M$31,FBR!$D1377+1)*INDEX(ID!$M$35:$M$46,$B1377),0)","v":45},{"$f":"IF(I1377=\"w\",INDEX(ID!$N$8:$N$31,FBR!$D1377+1)*INDEX(ID!$N$35:$N$46,$B1377),0)","v":0},null,26.576983020260847,0,0,0]
[1368,2,26,23,57,9,"2014-02-26",4,"h",null,{"$f":"IF(I1378=\"h\",INDEX(ID!$K$8:$K$31,FBR!$D1378+1)*INDEX(ID!$K$35:$K$46,$B1378),0)","v":40},{"$f":"IF(I1378=\"w\",INDEX(ID!$L$8:$L$31,FBR!$D1378+1)*INDEX(ID!$L$35:$L$46,$B1378),0)","v":0},{"$f":"IF(I1378=\"h\",INDEX(ID!$M$8:$M$31,FBR!$D1378+1)*INDEX(ID!$M$35:$M$46,$B1378),0)","v":40},{"$f":"IF(I1378=\"w\",INDEX(ID!$N$8:$N$31,FBR!$D1378+1)*INDEX(ID!$N$35:$N$46,$B1378),0)","v":0},null,23.623984906898531,0,0,0]
[1369,2,27,0,58,9,"2014-02-27",5,"h",null,{"$f":"IF(I1379=\"h\",INDEX(ID!$K$8:$K$31,FBR!$D1379+1)*INDEX(ID!$K$35:$K$46,$B1379),0)","v":35},{"$f":"IF(I1379=\"w\",INDEX(ID!$L$8:$L$31,FBR!$D1379+1)*INDEX(ID!$L$35:$L$46,$B1379),0)","v":0},{"$f":"IF(I1379=\"h\",INDEX(ID!$M$8:$M$31,FBR!$D1379+1)*INDEX(ID!$M$35:$M$46,$B1379),0)","v":35},{"$f":"IF(I1379=\"w\",INDEX(ID!$N$8:$N$31,FBR!$D1379+1)*INDEX(ID!$N$35:$N$46,$B1379),0)","v":0},null,20.670986793536215,0,0,0]
[1370,2,27,1,{"$f":"E1356+1","v":58},9,"2014-02-27",5,"h",null,{"$f":"IF(I1380=\"h\",INDEX(ID!$K$8:$K$31,FBR!$D1380+1)*INDEX(ID!$K$35:$K$46,$B1380),0)","v":30},{"$f":"IF(I1380=\"w\",INDEX(ID!$L$8:$L$31,FBR!$D1380+1)*INDEX(ID!$L$35:$L$46,$B1380),0)","v":0},{"$f":"IF(I1380=\"h\",INDEX(ID!$M$8:$M$31,FBR!$D1380+1)*INDEX(ID!$M$35:$M$46,$B1380),0)","v":30},{"$f":"IF(I1380=\"w\",INDEX(ID!$N$8:$N$31,FBR!$D1380+1)*INDEX(ID!$N$35:$N$46,$B1380),0)","v":0},null,17.717988680173899,0,0,0]
[1371,2,27,2,58,9,"2014-02-27",5,"h",null,{"$f":"IF(I1381=\"h\",INDEX(ID!$K$8:$K$31,FBR!$D1381+1)*INDEX(ID!$K$35:$K$46,$B1381),0)","v":28},{"$f":"IF(I1381=\"w\",INDEX(ID!$L$8:$L$31,FBR!$D1381+1)*INDEX(ID!$L$35:$L$46,$B1381),0)","v":0},{"$f":"IF(I1381=\"h\",INDEX(ID!$M$8:$M$31,FBR!$D1381+1)*INDEX(ID!$M$35:$M$46,$B1381),0)","v":28},{"$f":"IF(I1381=\"w\",INDEX(ID!$N$8:$N$31,FBR!$D1381+1)*INDEX(ID!$N$35:$N$46,$B1381),0)","v":0},null,16.536789434828972,0,0,0]
[1372,2,27,3,58,9,"2014-02-27",5,"h",null,{"$f":"IF(I1382=\"h\",INDEX(ID!$K$8:$K$31,FBR!$D1382+1)*INDEX(ID!$K$35:$K$46,$B1382),0)","v":27},{"$f":"IF(I1382=\"w\",INDEX(ID!$L$8:$L$31,FBR!$D1382+1)*INDEX(ID!$L$35:$L$46,$B1382),0)","v":0},{"$f":"IF(I1382=\"h\",INDEX(ID!$M$8:$M$31,FBR!$D1382+1)*INDEX(ID!$M$35:$M$46,$B1382),0)","v":27},{"$f":"IF(I1382=\"w\",INDEX(ID!$N$8:$N$31,FBR!$D1382+1)*INDEX(ID!$N$35:$N$46,$B1382),0)","v":0},null,15.94618981215651,0,0,0]
[1373,2,27,4,58,9,"2014-02-27",5,"h",null,{"$f":"IF(I1383=\"h\",INDEX(ID!$K$8:$K$31,FBR!$D1383+1)*INDEX(ID!$K$35:$K$46,$B1383),0)","v":27},{"$f":"IF(I1383=\"w\",INDEX(ID!$L$8:$L$31,FBR!$D1383+1)*INDEX(ID!$L$35:$L$46,$B1383),0)","v":0},{"$f":"IF(I1383=\"h\",INDEX(ID!$M$8:$M$31,FBR!$D1383+1)*INDEX(ID!$M$35:$M$46,$B1383),0)","v":27},{"$f":"IF(I1383=\"w\",INDEX(ID!$N$8:$N$31,FBR!$D1383+1)*INDEX(ID!$N$35:$N$46,$B1383),0)","v":0},null,15.94618981215651,0,0,0]
[1374,2,27,5,58,9,"2014-02-27",5,"h",null,{"$f":"IF(I1384=\"h\",INDEX(ID!$K$8:$K$31,FBR!$D1384+1)*INDEX(ID!$K$35:$K$46,$B1384),0)","v":27},{"$f":"IF(I1384=\"w\",INDEX(ID!$L$8:$L$31,FBR!$D1384+1)*INDEX(ID!$L$35:$L$46,$B1384),0)","v":0},{"$f":"IF(I1384=\"h\",INDEX(ID!$M$8:$M$31,FBR!$D1384+1)*INDEX(ID!$M$35:$M$46,$B1384),0)","v":27},{"$f":"IF(I1384=\"w\",INDEX(ID!$N$8:$N$31,FBR!$D1384+1)*INDEX(ID!$N$35:$N$46,$B1384),0)","v":0},null,15.94618981215651,0,0,0]
[1375,2,27,6,58,9,"2014-02-27",5,"h",null,{"$f":"IF(I1385=\"h\",INDEX(ID!$K$8:$K$31,FBR!$D1385+1)*INDEX(ID!$K$35:$K$46,$B1385),0)","v":29},{"$f":"IF(I1385=\"w\",INDEX(ID!$L$8:$L$31,FBR!$D1385+1)*INDEX(ID!$L$35:$L$46,$B1385),0)","v":0},{"$f":"IF(I1385=\"h\",INDEX(ID!$M$8:$M$31,FBR!$D1385+1)*INDEX(ID!$M$35:$M$46,$B1385),0)","v":29},{"$f":"IF(I1385=\"w\",INDEX(ID!$N$8:$N$31,FBR!$D1385+1)*INDEX(ID!$N$35:$N$46,$B1385),0)","v":0},null,17.127389057501436,0,0,0]
[1376,2,27,7,58,9,"2014-02-27",5,"h",null,{"$f":"IF(I1386=\"h\",INDEX(ID!$K$8:$K$31,FBR!$D1386+1)*INDEX(ID!$K$35:$K$46,$B1386),0)","v":32},{"$f":"IF(I1386=\"w\",INDEX(ID!$L$8:$L$31,FBR!$D1386+1)*INDEX(ID!$L$35:$L$46,$B1386),0)","v":0},{"$f":"IF(I1386=\"h\",INDEX(ID!$M$8:$M$31,FBR!$D1386+1)*INDEX(ID!$M$35:$M$46,$B1386),0)","v":32},{"$f":"IF(I1386=\"w\",INDEX(ID!$N$8:$N$31,FBR!$D1386+1)*INDEX(ID!$N$35:$N$46,$B1386),0)","v":0},null,18.899187925518824,0,0,0]
[1377,2,27,8,58,9,"2014-02-27",5,"h",null,{"$f":"IF(I1387=\"h\",INDEX(ID!$K$8:$K$31,FBR!$D1387+1)*INDEX(ID!$K$35:$K$46,$B1387),0)","v":35},{"$f":"IF(I1387=\"w\",INDEX(ID!$L$8:$L$31,FBR!$D1387+1)*INDEX(ID!$L$35:$L$46,$B1387),0)","v":0},{"$f":"IF(I1387=\"h\",INDEX(ID!$M$8:$M$31,FBR!$D1387+1)*INDEX(ID!$M$35:$M$46,$B1387),0)","v":35},{"$f":"IF(I1387=\"w\",INDEX(ID!$N$8:$N$31,FBR!$D1387+1)*INDEX(ID!$N$35:$N$46,$B1387),0)","v":0},null,20.670986793536215,0,0,0]
[1378,2,27,9,58,9,"2014-02-27",5,"h",null,{"$f":"IF(I1388=\"h\",INDEX(ID!$K$8:$K$31,FBR!$D1388+1)*INDEX(ID!$K$35:$K$46,$B1388),0)","v":38},{"$f":"IF(I1388=\"w\",INDEX(ID!$L$8:$L$31,FBR!$D1388+1)*INDEX(ID!$L$35:$L$46,$B1388),0)","v":0},{"$f":"IF(I1388=\"h\",INDEX(ID!$M$8:$M$31,FBR!$D1388+1)*INDEX(ID!$M$35:$M$46,$B1388),0)","v":38},{"$f":"IF(I1388=\"w\",INDEX(ID!$N$8:$N$31,FBR!$D1388+1)*INDEX(ID!$N$35:$N$46,$B1388),0)","v":0},null,22.442785661553604,0,0,0]
[1379,2,27,10,58,9,"2014-02-27",5,"h",null,{"$f":"IF(I1389=\"h\",INDEX(ID!$K$8:$K$31,FBR!$D1389+1)*INDEX(ID!$K$35:$K$46,$B1389),0)","v":40},{"$f":"IF(I1389=\"w\",INDEX(ID!$L$8:$L$31,FBR!$D1389+1)*INDEX(ID!$L$35:$L$46,$B1389),0)","v":0},{"$f":"IF(I1389=\"h\",INDEX(ID!$M$8:$M$31,FBR!$D1389+1)*INDEX(ID!$M$35:$M$46,$B1389),0)","v":40},{"$f":"IF(I1389=\"w\",INDEX(ID!$N$8:$N$31,FBR!$D1389+1)*INDEX(ID!$N$35:$N$46,$B1389),0)","v":0},null,23.623984906898531,0,0,0]
[1380,2,27,11,58,9,"2014-02-27",5,"h",null,{"$f":"IF(I1390=\"h\",INDEX(ID!$K$8:$K$31,FBR!$D1390+1)*INDEX(ID!$K$35:$K$46,$B1390),0)","v":42},{"$f":"IF(I1390=\"w\",INDEX(ID!$L$8:$L$31,FBR!$D1390+1)*INDEX(ID!$L$35:$L$46,$B1390),0)","v":0},{"$f":"IF(I1390=\"h\",INDEX(ID!$M$8:$M$31,FBR!$D1390+1)*INDEX(ID!$M$35:$M$46,$B1390),0)","v":42},{"$f":"IF(I1390=\"w\",INDEX(ID!$N$8:$N$31,FBR!$D1390+1)*INDEX(ID!$N$35:$N$46,$B1390),0)","v":0},null,24.805184152243459,0,0,0]
[1381,2,27,12,58,9,"2014-02-27",5,"h",null,{"$f":"IF(I1391=\"h\",INDEX(ID!$K$8:$K$31,FBR!$D1391+1)*INDEX(ID!$K$35:$K$46,$B1391),0)","v":43},{"$f":"IF(I1391=\"w\",INDEX(ID!$L$8:$L$31,FBR!$D1391+1)*INDEX(ID!$L$35:$L$46,$B1391),0)","v":0},{"$f":"IF(I1391=\"h\",INDEX(ID!$M$8:$M$31,FBR!$D1391+1)*INDEX(ID!$M$35:$M$46,$B1391),0)","v":43},{"$f":"IF(I1391=\"w\",INDEX(ID!$N$8:$N$31,FBR!$D1391+1)*INDEX(ID!$N$35:$N$46,$B1391),0)","v":0},null,25.395783774915923,0,0,0]
[1382,2,27,13,58,9,"2014-02-27",5,"h",null,{"$f":"IF(I1392=\"h\",INDEX(ID!$K$8:$K$31,FBR!$D1392+1)*INDEX(ID!$K$35:$K$46,$B1392),0)","v":44},{"$f":"IF(I1392=\"w\",INDEX(ID!$L$8:$L$31,FBR!$D1392+1)*INDEX(ID!$L$35:$L$46,$B1392),0)","v":0},{"$f":"IF(I1392=\"h\",INDEX(ID!$M$8:$M$31,FBR!$D1392+1)*INDEX(ID!$M$35:$M$46,$B1392),0)","v":44},{"$f":"IF(I1392=\"w\",INDEX(ID!$N$8:$N$31,FBR!$D1392+1)*INDEX(ID!$N$35:$N$46,$B1392),0)","v":0},null,25.986383397588384,0,0,0]
[1383,2,27,14,58,9,"2014-02-27",5,"h",null,{"$f":"IF(I1393=\"h\",INDEX(ID!$K$8:$K$31,FBR!$D1393+1)*INDEX(ID!$K$35:$K$46,$B1393),0)","v":47},{"$f":"IF(I1393=\"w\",INDEX(ID!$L$8:$L$31,FBR!$D1393+1)*INDEX(ID!$L$35:$L$46,$B1393),0)","v":0},{"$f":"IF(I1393=\"h\",INDEX(ID!$M$8:$M$31,FBR!$D1393+1)*INDEX(ID!$M$35:$M$46,$B1393),0)","v":47},{"$f":"IF(I1393=\"w\",INDEX(ID!$N$8:$N$31,FBR!$D1393+1)*INDEX(ID!$N$35:$N$46,$B1393),0)","v":0},null,27.758182265605775,0,0,0]
[1384,2,27,15,58,9,"2014-02-27",5,"h",null,{"$f":"IF(I1394=\"h\",INDEX(ID!$K$8:$K$31,FBR!$D1394+1)*INDEX(ID!$K$35:$K$46,$B1394),0)","v":50},{"$f":"IF(I1394=\"w\",INDEX(ID!$L$8:$L$31,FBR!$D1394+1)*INDEX(ID!$L$35:$L$46,$B1394),0)","v":0},{"$f":"IF(I1394=\"h\",INDEX(ID!$M$8:$M$31,FBR!$D1394+1)*INDEX(ID!$M$35:$M$46,$B1394),0)","v":50},{"$f":"IF(I1394=\"w\",INDEX(ID!$N$8:$N$31,FBR!$D1394+1)*INDEX(ID!$N$35:$N$46,$B1394),0)","v":0},null,29.529981133623163,0,0,0]
[1385,2,27,16,58,9,"2014-02-27",5,"h",null,{"$f":"IF(I1395=\"h\",INDEX(ID!$K$8:$K$31,FBR!$D1395+1)*INDEX(ID!$K$35:$K$46,$B1395),0)","v":53},{"$f":"IF(I1395=\"w\",INDEX(ID!$L$8:$L$31,FBR!$D1395+1)*INDEX(ID!$L$35:$L$46,$B1395),0)","v":0},{"$f":"IF(I1395=\"h\",INDEX(ID!$M$8:$M$31,FBR!$D1395+1)*INDEX(ID!$M$35:$M$46,$B1395),0)","v":53},{"$f":"IF(I1395=\"w\",INDEX(ID!$N$8:$N$31,FBR!$D1395+1)*INDEX(ID!$N$35:$N$46,$B1395),0)","v":0},null,31.301780001640555,0,0,0]
[1386,2,27,17,58,{"$f":"F1228+1","v":9},"2014-02-27",5,"h",null,{"$f":"IF(I1396=\"h\",INDEX(ID!$K$8:$K$31,FBR!$D1396+1)*INDEX(ID!$K$35:$K$46,$B1396),0)","v":62},{"$f":"IF(I1396=\"w\",INDEX(ID!$L$8:$L$31,FBR!$D1396+1)*INDEX(ID!$L$35:$L$46,$B1396),0)","v":0},{"$f":"IF(I1396=\"h\",INDEX(ID!$M$8:$M$31,FBR!$D1396+1)*INDEX(ID!$M$35:$M$46,$B1396),0)","v":62},{"$f":"IF(I1396=\"w\",INDEX(ID!$N$8:$N$31,FBR!$D1396+1)*INDEX(ID!$N$35:$N$46,$B1396),0)","v":0},null,36.617176605692727,0,0,0]
[1387,2,27,18,58,9,"2014-02-27",5,"h",null,{"$f":"IF(I1397=\"h\",INDEX(ID!$K$8:$K$31,FBR!$D1397+1)*INDEX(ID!$K$35:$K$46,$B1397),0)","v":65},{"$f":"IF(I1397=\"w\",INDEX(ID!$L$8:$L$31,FBR!$D1397+1)*INDEX(ID!$L$35:$L$46,$B1397),0)","v":0},{"$f":"IF(I1397=\"h\",INDEX(ID!$M$8:$M$31,FBR!$D1397+1)*INDEX(ID!$M$35:$M$46,$B1397),0)","v":65},{"$f":"IF(I1397=\"w\",INDEX(ID!$N$8:$N$31,FBR!$D1397+1)*INDEX(ID!$N$35:$N$46,$B1397),0)","v":0},null,38.388975473710111,0,0,0]
[1388,2,27,19,58,9,"2014-02-27",5,"h",null,{"$f":"IF(I1398=\"h\",INDEX(ID!$K$8:$K$31,FBR!$D1398+1)*INDEX(ID!$K$35:$K$46,$B1398),0)","v":60},{"$f":"IF(I1398=\"w\",INDEX(ID!$L$8:$L$31,FBR!$D1398+1)*INDEX(ID!$L$35:$L$46,$B1398),0)","v":0},{"$f":"IF(I1398=\"h\",INDEX(ID!$M$8:$M$31,FBR!$D1398+1)*INDEX(ID!$M$35:$M$46,$B1398),0)","v":60},{"$f":"IF(I1398=\"w\",INDEX(ID!$N$8:$N$31,FBR!$D1398+1)*INDEX(ID!$N$35:$N$46,$B1398),0)","v":0},null,35.435977360347799,0,0,0]
[1389,2,27,20,58,9,"2014-02-27",5,"h",null,{"$f":"IF(I1399=\"h\",INDEX(ID!$K$8:$K$31,FBR!$D1399+1)*INDEX(ID!$K$35:$K$46,$B1399),0)","v":53},{"$f":"IF(I1399=\"w\",INDEX(ID!$L$8:$L$31,FBR!$D1399+1)*INDEX(ID!$L$35:$L$46,$B1399),0)","v":0},{"$f":"IF(I1399=\"h\",INDEX(ID!$M$8:$M$31,FBR!$D1399+1)*INDEX(ID!$M$35:$M$46,$B1399),0)","v":53},{"$f":"IF(I1399=\"w\",INDEX(ID!$N$8:$N$31,FBR!$D1399+1)*INDEX(ID!$N$35:$N$46,$B1399),0)","v":0},null,31.301780001640555,0,0,0]
[1390,2,27,21,58,9,"2014-02-27",5,"h",null,{"$f":"IF(I1400=\"h\",INDEX(ID!$K$8:$K$31,FBR!$D1400+1)*INDEX(ID!$K$35:$K$46,$B1400),0)","v":50},{"$f":"IF(I1400=\"w\",INDEX(ID!$L$8:$L$31,FBR!$D1400+1)*INDEX(ID!$L$35:$L$46,$B1400),0)","v":0},{"$f":"IF(I1400=\"h\",INDEX(ID!$M$8:$M$31,FBR!$D1400+1)*INDEX(ID!$M$35:$M$46,$B1400),0)","v":50},{"$f":"IF(I1400=\"w\",INDEX(ID!$N$8:$N$31,FBR!$D1400+1)*INDEX(ID!$N$35:$N$46,$B1400),0)","v":0},null,29.529981133623163,0,0,0]
[1391,2,27,22,58,9,"2014-02-27",5,"h",null,{"$f":"IF(I1401=\"h\",INDEX(ID!$K$8:$K$31,FBR!$D1401+1)*INDEX(ID!$K$35:$K$46,$B1401),0)","v":45},{"$f":"IF(I1401=\"w\",INDEX(ID!$L$8:$L$31,FBR!$D1401+1)*INDEX(ID!$L$35:$L$46,$B1401),0)","v":0},{"$f":"IF(I1401=\"h\",INDEX(ID!$M$8:$M$31,FBR!$D1401+1)*INDEX(ID!$M$35:$M$46,$B1401),0)","v":45},{"$f":"IF(I1401=\"w\",INDEX(ID!$N$8:$N$31,FBR!$D1401+1)*INDEX(ID!$N$35:$N$46,$B1401),0)","v":0},null,26.576983020260847,0,0,0]
[1392,2,27,23,58,9,"2014-02-27",5,"h",null,{"$f":"IF(I1402=\"h\",INDEX(ID!$K$8:$K$31,FBR!$D1402+1)*INDEX(ID!$K$35:$K$46,$B1402),0)","v":40},{"$f":"IF(I1402=\"w\",INDEX(ID!$L$8:$L$31,FBR!$D1402+1)*INDEX(ID!$L$35:$L$46,$B1402),0)","v":0},{"$f":"IF(I1402=\"h\",INDEX(ID!$M$8:$M$31,FBR!$D1402+1)*INDEX(ID!$M$35:$M$46,$B1402),0)","v":40},{"$f":"IF(I1402=\"w\",INDEX(ID!$N$8:$N$31,FBR!$D1402+1)*INDEX(ID!$N$35:$N$46,$B1402),0)","v":0},null,23.623984906898531,0,0,0]
[1393,2,28,0,59,9,"2014-02-28",6,"w",null,{"$f":"IF(I1403=\"h\",INDEX(ID!$K$8:$K$31,FBR!$D1403+1)*INDEX(ID!$K$35:$K$46,$B1403),0)","v":0},{"$f":"IF(I1403=\"w\",INDEX(ID!$L$8:$L$31,FBR!$D1403+1)*INDEX(ID!$L$35:$L$46,$B1403),0)","v":35},{"$f":"IF(I1403=\"h\",INDEX(ID!$M$8:$M$31,FBR!$D1403+1)*INDEX(ID!$M$35:$M$46,$B1403),0)","v":0},{"$f":"IF(I1403=\"w\",INDEX(ID!$N$8:$N$31,FBR!$D1403+1)*INDEX(ID!$N$35:$N$46,$B1403),0)","v":35},null,0,20.670986793536215,0,0]
[1394,2,28,1,59,9,"2014-02-28",6,"w",null,{"$f":"IF(I1404=\"h\",INDEX(ID!$K$8:$K$31,FBR!$D1404+1)*INDEX(ID!$K$35:$K$46,$B1404),0)","v":0},{"$f":"IF(I1404=\"w\",INDEX(ID!$L$8:$L$31,FBR!$D1404+1)*INDEX(ID!$L$35:$L$46,$B1404),0)","v":30},{"$f":"IF(I1404=\"h\",INDEX(ID!$M$8:$M$31,FBR!$D1404+1)*INDEX(ID!$M$35:$M$46,$B1404),0)","v":0},{"$f":"IF(I1404=\"w\",INDEX(ID!$N$8:$N$31,FBR!$D1404+1)*INDEX(ID!$N$35:$N$46,$B1404),0)","v":30},null,0,17.717988680173899,0,0]
[1395,2,28,2,59,9,"2014-02-28",6,"w",null,{"$f":"IF(I1405=\"h\",INDEX(ID!$K$8:$K$31,FBR!$D1405+1)*INDEX(ID!$K$35:$K$46,$B1405),0)","v":0},{"$f":"IF(I1405=\"w\",INDEX(ID!$L$8:$L$31,FBR!$D1405+1)*INDEX(ID!$L$35:$L$46,$B1405),0)","v":28},{"$f":"IF(I1405=\"h\",INDEX(ID!$M$8:$M$31,FBR!$D1405+1)*INDEX(ID!$M$35:$M$46,$B1405),0)","v":0},{"$f":"IF(I1405=\"w\",INDEX(ID!$N$8:$N$31,FBR!$D1405+1)*INDEX(ID!$N$35:$N$46,$B1405),0)","v":28},null,0,16.536789434828972,0,0]
[1396,2,28,3,59,9,"2014-02-28",6,"w",null,{"$f":"IF(I1406=\"h\",INDEX(ID!$K$8:$K$31,FBR!$D1406+1)*INDEX(ID!$K$35:$K$46,$B1406),0)","v":0},{"$f":"IF(I1406=\"w\",INDEX(ID!$L$8:$L$31,FBR!$D1406+1)*INDEX(ID!$L$35:$L$46,$B1406),0)","v":27},{"$f":"IF(I1406=\"h\",INDEX(ID!$M$8:$M$31,FBR!$D1406+1)*INDEX(ID!$M$35:$M$46,$B1406),0)","v":0},{"$f":"IF(I1406=\"w\",INDEX(ID!$N$8:$N$31,FBR!$D1406+1)*INDEX(ID!$N$35:$N$46,$B1406),0)","v":27},null,0,15.94618981215651,0,0]
[1397,2,28,4,59,9,"2014-02-28",6,"w",null,{"$f":"IF(I1407=\"h\",INDEX(ID!$K$8:$K$31,FBR!$D1407+1)*INDEX(ID!$K$35:$K$46,$B1407),0)","v":0},{"$f":"IF(I1407=\"w\",INDEX(ID!$L$8:$L$31,FBR!$D1407+1)*INDEX(ID!$L$35:$L$46,$B1407),0)","v":27},{"$f":"IF(I1407=\"h\",INDEX(ID!$M$8:$M$31,FBR!$D1407+1)*INDEX(ID!$M$35:$M$46,$B1407),0)","v":0},{"$f":"IF(I1407=\"w\",INDEX(ID!$N$8:$N$31,FBR!$D1407+1)*INDEX(ID!$N$35:$N$46,$B1407),0)","v":27},null,0,15.94618981215651,0,0]
[1398,2,28,5,59,9,"2014-02-28",6,"w",null,{"$f":"IF(I1408=\"h\",INDEX(ID!$K$8:$K$31,FBR!$D1408+1)*INDEX(ID!$K$35:$K$46,$B1408),0)","v":0},{"$f":"IF(I1408=\"w\",INDEX(ID!$L$8:$L$31,FBR!$D1408+1)*INDEX(ID!$L$35:$L$46,$B1408),0)","v":27},{"$f":"IF(I1408=\"h\",INDEX(ID!$M$8:$M$31,FBR!$D1408+1)*INDEX(ID!$M$35:$M$46,$B1408),0)","v":0},{"$f":"IF(I1408=\"w\",INDEX(ID!$N$8:$N$31,FBR!$D1408+1)*INDEX(ID!$N$35:$N$46,$B1408),0)","v":27},null,0,15.94618981215651,0,0]
[1399,2,28,6,59,9,"2014-02-28",6,"w",null,{"$f":"IF(I1409=\"h\",INDEX(ID!$K$8:$K$31,FBR!$D1409+1)*INDEX(ID!$K$35:$K$46,$B1409),0)","v":0},{"$f":"IF(I1409=\"w\",INDEX(ID!$L$8:$L$31,FBR!$D1409+1)*INDEX(ID!$L$35:$L$46,$B1409),0)","v":29},{"$f":"IF(I1409=\"h\",INDEX(ID!$M$8:$M$31,FBR!$D1409+1)*INDEX(ID!$M$35:$M$46,$B1409),0)","v":0},{"$f":"IF(I1409=\"w\",INDEX(ID!$N$8:$N$31,FBR!$D1409+1)*INDEX(ID!$N$35:$N$46,$B1409),0)","v":29},null,0,17.127389057501436,0,0]
[1400,2,28,7,59,9,"2014-02-28",6,"w",null,{"$f":"IF(I1410=\"h\",INDEX(ID!$K$8:$K$31,FBR!$D1410+1)*INDEX(ID!$K$35:$K$46,$B1410),0)","v":0},{"$f":"IF(I1410=\"w\",INDEX(ID!$L$8:$L$31,FBR!$D1410+1)*INDEX(ID!$L$35:$L$46,$B1410),0)","v":32},{"$f":"IF(I1410=\"h\",INDEX(ID!$M$8:$M$31,FBR!$D1410+1)*INDEX(ID!$M$35:$M$46,$B1410),0)","v":0},{"$f":"IF(I1410=\"w\",INDEX(ID!$N$8:$N$31,FBR!$D1410+1)*INDEX(ID!$N$35:$N$46,$B1410),0)","v":32},null,0,18.899187925518824,0,0]
[1401,2,28,8,59,9,"2014-02-28",6,"w",null,{"$f":"IF(I1411=\"h\",INDEX(ID!$K$8:$K$31,FBR!$D1411+1)*INDEX(ID!$K$35:$K$46,$B1411),0)","v":0},{"$f":"IF(I1411=\"w\",INDEX(ID!$L$8:$L$31,FBR!$D1411+1)*INDEX(ID!$L$35:$L$46,$B1411),0)","v":35},{"$f":"IF(I1411=\"h\",INDEX(ID!$M$8:$M$31,FBR!$D1411+1)*INDEX(ID!$M$35:$M$46,$B1411),0)","v":0},{"$f":"IF(I1411=\"w\",INDEX(ID!$N$8:$N$31,FBR!$D1411+1)*INDEX(ID!$N$35:$N$46,$B1411),0)","v":35},null,0,20.670986793536215,0,0]
[1402,2,28,9,59,9,"2014-02-28",6,"w",null,{"$f":"IF(I1412=\"h\",INDEX(ID!$K$8:$K$31,FBR!$D1412+1)*INDEX(ID!$K$35:$K$46,$B1412),0)","v":0},{"$f":"IF(I1412=\"w\",INDEX(ID!$L$8:$L$31,FBR!$D1412+1)*INDEX(ID!$L$35:$L$46,$B1412),0)","v":38},{"$f":"IF(I1412=\"h\",INDEX(ID!$M$8:$M$31,FBR!$D1412+1)*INDEX(ID!$M$35:$M$46,$B1412),0)","v":0},{"$f":"IF(I1412=\"w\",INDEX(ID!$N$8:$N$31,FBR!$D1412+1)*INDEX(ID!$N$35:$N$46,$B1412),0)","v":38},null,0,22.442785661553604,0,0]
[1403,2,28,10,59,9,"2014-02-28",6,"w",null,{"$f":"IF(I1413=\"h\",INDEX(ID!$K$8:$K$31,FBR!$D1413+1)*INDEX(ID!$K$35:$K$46,$B1413),0)","v":0},{"$f":"IF(I1413=\"w\",INDEX(ID!$L$8:$L$31,FBR!$D1413+1)*INDEX(ID!$L$35:$L$46,$B1413),0)","v":40},{"$f":"IF(I1413=\"h\",INDEX(ID!$M$8:$M$31,FBR!$D1413+1)*INDEX(ID!$M$35:$M$46,$B1413),0)","v":0},{"$f":"IF(I1413=\"w\",INDEX(ID!$N$8:$N$31,FBR!$D1413+1)*INDEX(ID!$N$35:$N$46,$B1413),0)","v":40},null,0,23.623984906898531,0,0]
[1404,2,28,11,59,9,"2014-02-28",6,"w",null,{"$f":"IF(I1414=\"h\",INDEX(ID!$K$8:$K$31,FBR!$D1414+1)*INDEX(ID!$K$35:$K$46,$B1414),0)","v":0},{"$f":"IF(I1414=\"w\",INDEX(ID!$L$8:$L$31,FBR!$D1414+1)*INDEX(ID!$L$35:$L$46,$B1414),0)","v":42},{"$f":"IF(I1414=\"h\",INDEX(ID!$M$8:$M$31,FBR!$D1414+1)*INDEX(ID!$M$35:$M$46,$B1414),0)","v":0},{"$f":"IF(I1414=\"w\",INDEX(ID!$N$8:$N$31,FBR!$D1414+1)*INDEX(ID!$N$35:$N$46,$B1414),0)","v":42},null,0,24.805184152243459,0,0]
[1405,2,28,12,59,9,"2014-02-28",6,"w",null,{"$f":"IF(I1415=\"h\",INDEX(ID!$K$8:$K$31,FBR!$D1415+1)*INDEX(ID!$K$35:$K$46,$B1415),0)","v":0},{"$f":"IF(I1415=\"w\",INDEX(ID!$L$8:$L$31,FBR!$D1415+1)*INDEX(ID!$L$35:$L$46,$B1415),0)","v":43},{"$f":"IF(I1415=\"h\",INDEX(ID!$M$8:$M$31,FBR!$D1415+1)*INDEX(ID!$M$35:$M$46,$B1415),0)","v":0},{"$f":"IF(I1415=\"w\",INDEX(ID!$N$8:$N$31,FBR!$D1415+1)*INDEX(ID!$N$35:$N$46,$B1415),0)","v":43},null,0,25.395783774915923,0,0]
[1406,2,28,13,59,9,"2014-02-28",6,"w",null,{"$f":"IF(I1416=\"h\",INDEX(ID!$K$8:$K$31,FBR!$D1416+1)*INDEX(ID!$K$35:$K$46,$B1416),0)","v":0},{"$f":"IF(I1416=\"w\",INDEX(ID!$L$8:$L$31,FBR!$D1416+1)*INDEX(ID!$L$35:$L$46,$B1416),0)","v":44},{"$f":"IF(I1416=\"h\",INDEX(ID!$M$8:$M$31,FBR!$D1416+1)*INDEX(ID!$M$35:$M$46,$B1416),0)","v":0},{"$f":"IF(I1416=\"w\",INDEX(ID!$N$8:$N$31,FBR!$D1416+1)*INDEX(ID!$N$35:$N$46,$B1416),0)","v":44},null,0,25.986383397588384,0,0]
[1407,2,28,14,59,9,"2014-02-28",6,"w",null,{"$f":"IF(I1417=\"h\",INDEX(ID!$K$8:$K$31,FBR!$D1417+1)*INDEX(ID!$K$35:$K$46,$B1417),0)","v":0},{"$f":"IF(I1417=\"w\",INDEX(ID!$L$8:$L$31,FBR!$D1417+1)*INDEX(ID!$L$35:$L$46,$B1417),0)","v":47},{"$f":"IF(I1417=\"h\",INDEX(ID!$M$8:$M$31,FBR!$D1417+1)*INDEX(ID!$M$35:$M$46,$B1417),0)","v":0},{"$f":"IF(I1417=\"w\",INDEX(ID!$N$8:$N$31,FBR!$D1417+1)*INDEX(ID!$N$35:$N$46,$B1417),0)","v":47},null,0,27.758182265605775,0,0]
[1408,2,28,15,59,9,"2014-02-28",6,"w",null,{"$f":"IF(I1418=\"h\",INDEX(ID!$K$8:$K$31,FBR!$D1418+1)*INDEX(ID!$K$35:$K$46,$B1418),0)","v":0},{"$f":"IF(I1418=\"w\",INDEX(ID!$L$8:$L$31,FBR!$D1418+1)*INDEX(ID!$L$35:$L$46,$B1418),0)","v":50},{"$f":"IF(I1418=\"h\",INDEX(ID!$M$8:$M$31,FBR!$D1418+1)*INDEX(ID!$M$35:$M$46,$B1418),0)","v":0},{"$f":"IF(I1418=\"w\",INDEX(ID!$N$8:$N$31,FBR!$D1418+1)*INDEX(ID!$N$35:$N$46,$B1418),0)","v":50},null,0,29.529981133623163,0,0]
[1409,2,28,16,59,9,"2014-02-28",{"$f":"WEEKDAY(G1419)","v":6},{"$f":"IF(OR(H1419=6,H1419=7),\"w\",\"h\")","v":"w"},null,{"$f":"IF(I1419=\"h\",INDEX(ID!$K$8:$K$31,FBR!$D1419+1)*INDEX(ID!$K$35:$K$46,$B1419),0)","v":0},{"$f":"IF(I1419=\"w\",INDEX(ID!$L$8:$L$31,FBR!$D1419+1)*INDEX(ID!$L$35:$L$46,$B1419),0)","v":53},{"$f":"IF(I1419=\"h\",INDEX(ID!$M$8:$M$31,FBR!$D1419+1)*INDEX(ID!$M$35:$M$46,$B1419),0)","v":0},{"$f":"IF(I1419=\"w\",INDEX(ID!$N$8:$N$31,FBR!$D1419+1)*INDEX(ID!$N$35:$N$46,$B1419),0)","v":53},null,{"$f":"K1419*(indvforbrug*antalbrugere)/($K$8789+$L$8789)","v":0},{"$f":"L1419*indvforbrug*antalbrugere/($K$8789+$L$8789)","v":31.301780001640555},{"$f":"M1419*fællesforbrug/($M$8789+$N$8789)","v":0},{"$f":"N1419*fællesforbrug/($M$8789+$N$8789)","v":0}]
[{"$f":"A1419+1","v":1410},2,28,17,59,9,{"$f":"DATE(2014,B1420,C1420)","v":"2014-02-28"},6,"w",null,{"$f":"IF(I1420=\"h\",INDEX(ID!$K$8:$K$31,FBR!$D1420+1)*INDEX(ID!$K$35:$K$46,$B1420),0)","v":0},{"$f":"IF(I1420=\"w\",INDEX(ID!$L$8:$L$31,FBR!$D1420+1)*INDEX(ID!$L$35:$L$46,$B1420),0)","v":62},{"$f":"IF(I1420=\"h\",INDEX(ID!$M$8:$M$31,FBR!$D1420+1)*INDEX(ID!$M$35:$M$46,$B1420),0)","v":0},{"$f":"IF(I1420=\"w\",INDEX(ID!$N$8:$N$31,FBR!$D1420+1)*INDEX(ID!$N$35:$N$46,$B1420),0)","v":62},null,0,36.617176605692727,0,0]
[1411,2,28,18,59,9,"2014-02-28",6,"w",null,{"$f":"IF(I1421=\"h\",INDEX(ID!$K$8:$K$31,FBR!$D1421+1)*INDEX(ID!$K$35:$K$46,$B1421),0)","v":0},{"$f":"IF(I1421=\"w\",INDEX(ID!$L$8:$L$31,FBR!$D1421+1)*INDEX(ID!$L$35:$L$46,$B1421),0)","v":65},{"$f":"IF(I1421=\"h\",INDEX(ID!$M$8:$M$31,FBR!$D1421+1)*INDEX(ID!$M$35:$M$46,$B1421),0)","v":0},{"$f":"IF(I1421=\"w\",INDEX(ID!$N$8:$N$31,FBR!$D1421+1)*INDEX(ID!$N$35:$N$46,$B1421),0)","v":65},null,0,38.388975473710111,0,0]
[1412,2,28,19,59,9,"2014-02-28",6,"w",null,{"$f":"IF(I1422=\"h\",INDEX(ID!$K$8:$K$31,FBR!$D1422+1)*INDEX(ID!$K$35:$K$46,$B1422),0)","v":0},{"$f":"IF(I1422=\"w\",INDEX(ID!$L$8:$L$31,FBR!$D1422+1)*INDEX(ID!$L$35:$L$46,$B1422),0)","v":60},{"$f":"IF(I1422=\"h\",INDEX(ID!$M$8:$M$31,FBR!$D1422+1)*INDEX(ID!$M$35:$M$46,$B1422),0)","v":0},{"$f":"IF(I1422=\"w\",INDEX(ID!$N$8:$N$31,FBR!$D1422+1)*INDEX(ID!$N$35:$N$46,$B1422),0)","v":60},null,0,35.435977360347799,0,0]
[1413,2,28,20,59,9,"2014-02-28",6,"w",null,{"$f":"IF(I1423=\"h\",INDEX(ID!$K$8:$K$31,FBR!$D1423+1)*INDEX(ID!$K$35:$K$46,$B1423),0)","v":0},{"$f":"IF(I1423=\"w\",INDEX(ID!$L$8:$L$31,FBR!$D1423+1)*INDEX(ID!$L$35:$L$46,$B1423),0)","v":53},{"$f":"IF(I1423=\"h\",INDEX(ID!$M$8:$M$31,FBR!$D1423+1)*INDEX(ID!$M$35:$M$46,$B1423),0)","v":0},{"$f":"IF(I1423=\"w\",INDEX(ID!$N$8:$N$31,FBR!$D1423+1)*INDEX(ID!$N$35:$N$46,$B1423),0)","v":53},null,0,31.301780001640555,0,0]
[1414,2,28,21,59,9,"2014-02-28",6,"w",null,{"$f":"IF(I1424=\"h\",INDEX(ID!$K$8:$K$31,FBR!$D1424+1)*INDEX(ID!$K$35:$K$46,$B1424),0)","v":0},{"$f":"IF(I1424=\"w\",INDEX(ID!$L$8:$L$31,FBR!$D1424+1)*INDEX(ID!$L$35:$L$46,$B1424),0)","v":50},{"$f":"IF(I1424=\"h\",INDEX(ID!$M$8:$M$31,FBR!$D1424+1)*INDEX(ID!$M$35:$M$46,$B1424),0)","v":0},{"$f":"IF(I1424=\"w\",INDEX(ID!$N$8:$N$31,FBR!$D1424+1)*INDEX(ID!$N$35:$N$46,$B1424),0)","v":50},null,0,29.529981133623163,0,0]
[1415,2,28,22,59,9,"2014-02-28",6,"w",null,{"$f":"IF(I1425=\"h\",INDEX(ID!$K$8:$K$31,FBR!$D1425+1)*INDEX(ID!$K$35:$K$46,$B1425),0)","v":0},{"$f":"IF(I1425=\"w\",INDEX(ID!$L$8:$L$31,FBR!$D1425+1)*INDEX(ID!$L$35:$L$46,$B1425),0)","v":45},{"$f":"IF(I1425=\"h\",INDEX(ID!$M$8:$M$31,FBR!$D1425+1)*INDEX(ID!$M$35:$M$46,$B1425),0)","v":0},{"$f":"IF(I1425=\"w\",INDEX(ID!$N$8:$N$31,FBR!$D1425+1)*INDEX(ID!$N$35:$N$46,$B1425),0)","v":45},null,0,26.576983020260847,0,0]
[1416,2,28,23,59,9,"2014-02-28",6,"w",null,{"$f":"IF(I1426=\"h\",INDEX(ID!$K$8:$K$31,FBR!$D1426+1)*INDEX(ID!$K$35:$K$46,$B1426),0)","v":0},{"$f":"IF(I1426=\"w\",INDEX(ID!$L$8:$L$31,FBR!$D1426+1)*INDEX(ID!$L$35:$L$46,$B1426),0)","v":40},{"$f":"IF(I1426=\"h\",INDEX(ID!$M$8:$M$31,FBR!$D1426+1)*INDEX(ID!$M$35:$M$46,$B1426),0)","v":0},{"$f":"IF(I1426=\"w\",INDEX(ID!$N$8:$N$31,FBR!$D1426+1)*INDEX(ID!$N$35:$N$46,$B1426),0)","v":40},null,0,23.623984906898531,0,0]
[1417,3,1,0,60,9,"2014-03-01",7,"w",null,{"$f":"IF(I1427=\"h\",INDEX(ID!$K$8:$K$31,FBR!$D1427+1)*INDEX(ID!$K$35:$K$46,$B1427),0)","v":0},{"$f":"IF(I1427=\"w\",INDEX(ID!$L$8:$L$31,FBR!$D1427+1)*INDEX(ID!$L$35:$L$46,$B1427),0)","v":35},{"$f":"IF(I1427=\"h\",INDEX(ID!$M$8:$M$31,FBR!$D1427+1)*INDEX(ID!$M$35:$M$46,$B1427),0)","v":0},{"$f":"IF(I1427=\"w\",INDEX(ID!$N$8:$N$31,FBR!$D1427+1)*INDEX(ID!$N$35:$N$46,$B1427),0)","v":35},null,0,20.670986793536215,0,0]
[1418,3,1,1,60,9,"2014-03-01",7,"w",null,{"$f":"IF(I1428=\"h\",INDEX(ID!$K$8:$K$31,FBR!$D1428+1)*INDEX(ID!$K$35:$K$46,$B1428),0)","v":0},{"$f":"IF(I1428=\"w\",INDEX(ID!$L$8:$L$31,FBR!$D1428+1)*INDEX(ID!$L$35:$L$46,$B1428),0)","v":30},{"$f":"IF(I1428=\"h\",INDEX(ID!$M$8:$M$31,FBR!$D1428+1)*INDEX(ID!$M$35:$M$46,$B1428),0)","v":0},{"$f":"IF(I1428=\"w\",INDEX(ID!$N$8:$N$31,FBR!$D1428+1)*INDEX(ID!$N$35:$N$46,$B1428),0)","v":30},null,0,17.717988680173899,0,0]
[1419,3,1,2,60,9,"2014-03-01",7,"w",null,{"$f":"IF(I1429=\"h\",INDEX(ID!$K$8:$K$31,FBR!$D1429+1)*INDEX(ID!$K$35:$K$46,$B1429),0)","v":0},{"$f":"IF(I1429=\"w\",INDEX(ID!$L$8:$L$31,FBR!$D1429+1)*INDEX(ID!$L$35:$L$46,$B1429),0)","v":28},{"$f":"IF(I1429=\"h\",INDEX(ID!$M$8:$M$31,FBR!$D1429+1)*INDEX(ID!$M$35:$M$46,$B1429),0)","v":0},{"$f":"IF(I1429=\"w\",INDEX(ID!$N$8:$N$31,FBR!$D1429+1)*INDEX(ID!$N$35:$N$46,$B1429),0)","v":28},null,0,16.536789434828972,0,0]
[1420,3,1,3,60,9,"2014-03-01",7,"w",null,{"$f":"IF(I1430=\"h\",INDEX(ID!$K$8:$K$31,FBR!$D1430+1)*INDEX(ID!$K$35:$K$46,$B1430),0)","v":0},{"$f":"IF(I1430=\"w\",INDEX(ID!$L$8:$L$31,FBR!$D1430+1)*INDEX(ID!$L$35:$L$46,$B1430),0)","v":27},{"$f":"IF(I1430=\"h\",INDEX(ID!$M$8:$M$31,FBR!$D1430+1)*INDEX(ID!$M$35:$M$46,$B1430),0)","v":0},{"$f":"IF(I1430=\"w\",INDEX(ID!$N$8:$N$31,FBR!$D1430+1)*INDEX(ID!$N$35:$N$46,$B1430),0)","v":27},null,0,15.94618981215651,0,0]
[1421,3,1,4,60,9,"2014-03-01",7,"w",null,{"$f":"IF(I1431=\"h\",INDEX(ID!$K$8:$K$31,FBR!$D1431+1)*INDEX(ID!$K$35:$K$46,$B1431),0)","v":0},{"$f":"IF(I1431=\"w\",INDEX(ID!$L$8:$L$31,FBR!$D1431+1)*INDEX(ID!$L$35:$L$46,$B1431),0)","v":27},{"$f":"IF(I1431=\"h\",INDEX(ID!$M$8:$M$31,FBR!$D1431+1)*INDEX(ID!$M$35:$M$46,$B1431),0)","v":0},{"$f":"IF(I1431=\"w\",INDEX(ID!$N$8:$N$31,FBR!$D1431+1)*INDEX(ID!$N$35:$N$46,$B1431),0)","v":27},null,0,15.94618981215651,0,0]
[1422,3,1,5,60,9,"2014-03-01",7,"w",null,{"$f":"IF(I1432=\"h\",INDEX(ID!$K$8:$K$31,FBR!$D1432+1)*INDEX(ID!$K$35:$K$46,$B1432),0)","v":0},{"$f":"IF(I1432=\"w\",INDEX(ID!$L$8:$L$31,FBR!$D1432+1)*INDEX(ID!$L$35:$L$46,$B1432),0)","v":27},{"$f":"IF(I1432=\"h\",INDEX(ID!$M$8:$M$31,FBR!$D1432+1)*INDEX(ID!$M$35:$M$46,$B1432),0)","v":0},{"$f":"IF(I1432=\"w\",INDEX(ID!$N$8:$N$31,FBR!$D1432+1)*INDEX(ID!$N$35:$N$46,$B1432),0)","v":27},null,0,15.94618981215651,0,0]
[1423,3,1,6,60,9,"2014-03-01",7,"w",null,{"$f":"IF(I1433=\"h\",INDEX(ID!$K$8:$K$31,FBR!$D1433+1)*INDEX(ID!$K$35:$K$46,$B1433),0)","v":0},{"$f":"IF(I1433=\"w\",INDEX(ID!$L$8:$L$31,FBR!$D1433+1)*INDEX(ID!$L$35:$L$46,$B1433),0)","v":29},{"$f":"IF(I1433=\"h\",INDEX(ID!$M$8:$M$31,FBR!$D1433+1)*INDEX(ID!$M$35:$M$46,$B1433),0)","v":0},{"$f":"IF(I1433=\"w\",INDEX(ID!$N$8:$N$31,FBR!$D1433+1)*INDEX(ID!$N$35:$N$46,$B1433),0)","v":29},null,0,17.127389057501436,0,0]
[1424,3,1,7,60,9,"2014-03-01",7,"w",null,{"$f":"IF(I1434=\"h\",INDEX(ID!$K$8:$K$31,FBR!$D1434+1)*INDEX(ID!$K$35:$K$46,$B1434),0)","v":0},{"$f":"IF(I1434=\"w\",INDEX(ID!$L$8:$L$31,FBR!$D1434+1)*INDEX(ID!$L$35:$L$46,$B1434),0)","v":32},{"$f":"IF(I1434=\"h\",INDEX(ID!$M$8:$M$31,FBR!$D1434+1)*INDEX(ID!$M$35:$M$46,$B1434),0)","v":0},{"$f":"IF(I1434=\"w\",INDEX(ID!$N$8:$N$31,FBR!$D1434+1)*INDEX(ID!$N$35:$N$46,$B1434),0)","v":32},null,0,18.899187925518824,0,0]
[1425,3,1,8,60,9,"2014-03-01",7,"w",null,{"$f":"IF(I1435=\"h\",INDEX(ID!$K$8:$K$31,FBR!$D1435+1)*INDEX(ID!$K$35:$K$46,$B1435),0)","v":0},{"$f":"IF(I1435=\"w\",INDEX(ID!$L$8:$L$31,FBR!$D1435+1)*INDEX(ID!$L$35:$L$46,$B1435),0)","v":35},{"$f":"IF(I1435=\"h\",INDEX(ID!$M$8:$M$31,FBR!$D1435+1)*INDEX(ID!$M$35:$M$46,$B1435),0)","v":0},{"$f":"IF(I1435=\"w\",INDEX(ID!$N$8:$N$31,FBR!$D1435+1)*INDEX(ID!$N$35:$N$46,$B1435),0)","v":35},null,0,20.670986793536215,0,0]
[1426,3,1,9,60,9,"2014-03-01",7,"w",null,{"$f":"IF(I1436=\"h\",INDEX(ID!$K$8:$K$31,FBR!$D1436+1)*INDEX(ID!$K$35:$K$46,$B1436),0)","v":0},{"$f":"IF(I1436=\"w\",INDEX(ID!$L$8:$L$31,FBR!$D1436+1)*INDEX(ID!$L$35:$L$46,$B1436),0)","v":38},{"$f":"IF(I1436=\"h\",INDEX(ID!$M$8:$M$31,FBR!$D1436+1)*INDEX(ID!$M$35:$M$46,$B1436),0)","v":0},{"$f":"IF(I1436=\"w\",INDEX(ID!$N$8:$N$31,FBR!$D1436+1)*INDEX(ID!$N$35:$N$46,$B1436),0)","v":38},null,0,22.442785661553604,0,0]
[1427,3,1,10,60,9,"2014-03-01",7,"w",null,{"$f":"IF(I1437=\"h\",INDEX(ID!$K$8:$K$31,FBR!$D1437+1)*INDEX(ID!$K$35:$K$46,$B1437),0)","v":0},{"$f":"IF(I1437=\"w\",INDEX(ID!$L$8:$L$31,FBR!$D1437+1)*INDEX(ID!$L$35:$L$46,$B1437),0)","v":40},{"$f":"IF(I1437=\"h\",INDEX(ID!$M$8:$M$31,FBR!$D1437+1)*INDEX(ID!$M$35:$M$46,$B1437),0)","v":0},{"$f":"IF(I1437=\"w\",INDEX(ID!$N$8:$N$31,FBR!$D1437+1)*INDEX(ID!$N$35:$N$46,$B1437),0)","v":40},null,0,23.623984906898531,0,0]
[1428,3,1,11,60,9,"2014-03-01",7,"w",null,{"$f":"IF(I1438=\"h\",INDEX(ID!$K$8:$K$31,FBR!$D1438+1)*INDEX(ID!$K$35:$K$46,$B1438),0)","v":0},{"$f":"IF(I1438=\"w\",INDEX(ID!$L$8:$L$31,FBR!$D1438+1)*INDEX(ID!$L$35:$L$46,$B1438),0)","v":42},{"$f":"IF(I1438=\"h\",INDEX(ID!$M$8:$M$31,FBR!$D1438+1)*INDEX(ID!$M$35:$M$46,$B1438),0)","v":0},{"$f":"IF(I1438=\"w\",INDEX(ID!$N$8:$N$31,FBR!$D1438+1)*INDEX(ID!$N$35:$N$46,$B1438),0)","v":42},null,0,24.805184152243459,0,0]
[1429,3,1,12,60,9,"2014-03-01",7,"w",null,{"$f":"IF(I1439=\"h\",INDEX(ID!$K$8:$K$31,FBR!$D1439+1)*INDEX(ID!$K$35:$K$46,$B1439),0)","v":0},{"$f":"IF(I1439=\"w\",INDEX(ID!$L$8:$L$31,FBR!$D1439+1)*INDEX(ID!$L$35:$L$46,$B1439),0)","v":43},{"$f":"IF(I1439=\"h\",INDEX(ID!$M$8:$M$31,FBR!$D1439+1)*INDEX(ID!$M$35:$M$46,$B1439),0)","v":0},{"$f":"IF(I1439=\"w\",INDEX(ID!$N$8:$N$31,FBR!$D1439+1)*INDEX(ID!$N$35:$N$46,$B1439),0)","v":43},null,0,25.395783774915923,0,0]
[1430,3,1,13,60,9,"2014-03-01",7,"w",null,{"$f":"IF(I1440=\"h\",INDEX(ID!$K$8:$K$31,FBR!$D1440+1)*INDEX(ID!$K$35:$K$46,$B1440),0)","v":0},{"$f":"IF(I1440=\"w\",INDEX(ID!$L$8:$L$31,FBR!$D1440+1)*INDEX(ID!$L$35:$L$46,$B1440),0)","v":44},{"$f":"IF(I1440=\"h\",INDEX(ID!$M$8:$M$31,FBR!$D1440+1)*INDEX(ID!$M$35:$M$46,$B1440),0)","v":0},{"$f":"IF(I1440=\"w\",INDEX(ID!$N$8:$N$31,FBR!$D1440+1)*INDEX(ID!$N$35:$N$46,$B1440),0)","v":44},null,0,25.986383397588384,0,0]
[1431,3,1,14,60,9,"2014-03-01",7,"w",null,{"$f":"IF(I1441=\"h\",INDEX(ID!$K$8:$K$31,FBR!$D1441+1)*INDEX(ID!$K$35:$K$46,$B1441),0)","v":0},{"$f":"IF(I1441=\"w\",INDEX(ID!$L$8:$L$31,FBR!$D1441+1)*INDEX(ID!$L$35:$L$46,$B1441),0)","v":47},{"$f":"IF(I1441=\"h\",INDEX(ID!$M$8:$M$31,FBR!$D1441+1)*INDEX(ID!$M$35:$M$46,$B1441),0)","v":0},{"$f":"IF(I1441=\"w\",INDEX(ID!$N$8:$N$31,FBR!$D1441+1)*INDEX(ID!$N$35:$N$46,$B1441),0)","v":47},null,0,27.758182265605775,0,0]
[1432,3,1,15,60,9,"2014-03-01",7,"w",null,{"$f":"IF(I1442=\"h\",INDEX(ID!$K$8:$K$31,FBR!$D1442+1)*INDEX(ID!$K$35:$K$46,$B1442),0)","v":0},{"$f":"IF(I1442=\"w\",INDEX(ID!$L$8:$L$31,FBR!$D1442+1)*INDEX(ID!$L$35:$L$46,$B1442),0)","v":50},{"$f":"IF(I1442=\"h\",INDEX(ID!$M$8:$M$31,FBR!$D1442+1)*INDEX(ID!$M$35:$M$46,$B1442),0)","v":0},{"$f":"IF(I1442=\"w\",INDEX(ID!$N$8:$N$31,FBR!$D1442+1)*INDEX(ID!$N$35:$N$46,$B1442),0)","v":50},null,0,29.529981133623163,0,0]
[1433,3,1,16,60,9,"2014-03-01",7,"w",null,{"$f":"IF(I1443=\"h\",INDEX(ID!$K$8:$K$31,FBR!$D1443+1)*INDEX(ID!$K$35:$K$46,$B1443),0)","v":0},{"$f":"IF(I1443=\"w\",INDEX(ID!$L$8:$L$31,FBR!$D1443+1)*INDEX(ID!$L$35:$L$46,$B1443),0)","v":53},{"$f":"IF(I1443=\"h\",INDEX(ID!$M$8:$M$31,FBR!$D1443+1)*INDEX(ID!$M$35:$M$46,$B1443),0)","v":0},{"$f":"IF(I1443=\"w\",INDEX(ID!$N$8:$N$31,FBR!$D1443+1)*INDEX(ID!$N$35:$N$46,$B1443),0)","v":53},null,0,31.301780001640555,0,0]
[1434,3,1,17,{"$f":"E1420+1","v":60},9,"2014-03-01",7,"w",null,{"$f":"IF(I1444=\"h\",INDEX(ID!$K$8:$K$31,FBR!$D1444+1)*INDEX(ID!$K$35:$K$46,$B1444),0)","v":0},{"$f":"IF(I1444=\"w\",INDEX(ID!$L$8:$L$31,FBR!$D1444+1)*INDEX(ID!$L$35:$L$46,$B1444),0)","v":62},{"$f":"IF(I1444=\"h\",INDEX(ID!$M$8:$M$31,FBR!$D1444+1)*INDEX(ID!$M$35:$M$46,$B1444),0)","v":0},{"$f":"IF(I1444=\"w\",INDEX(ID!$N$8:$N$31,FBR!$D1444+1)*INDEX(ID!$N$35:$N$46,$B1444),0)","v":62},null,0,36.617176605692727,0,0]
[1435,3,1,18,60,9,"2014-03-01",7,"w",null,{"$f":"IF(I1445=\"h\",INDEX(ID!$K$8:$K$31,FBR!$D1445+1)*INDEX(ID!$K$35:$K$46,$B1445),0)","v":0},{"$f":"IF(I1445=\"w\",INDEX(ID!$L$8:$L$31,FBR!$D1445+1)*INDEX(ID!$L$35:$L$46,$B1445),0)","v":65},{"$f":"IF(I1445=\"h\",INDEX(ID!$M$8:$M$31,FBR!$D1445+1)*INDEX(ID!$M$35:$M$46,$B1445),0)","v":0},{"$f":"IF(I1445=\"w\",INDEX(ID!$N$8:$N$31,FBR!$D1445+1)*INDEX(ID!$N$35:$N$46,$B1445),0)","v":65},null,0,38.388975473710111,0,0]
[1436,3,1,19,60,9,"2014-03-01",7,"w",null,{"$f":"IF(I1446=\"h\",INDEX(ID!$K$8:$K$31,FBR!$D1446+1)*INDEX(ID!$K$35:$K$46,$B1446),0)","v":0},{"$f":"IF(I1446=\"w\",INDEX(ID!$L$8:$L$31,FBR!$D1446+1)*INDEX(ID!$L$35:$L$46,$B1446),0)","v":60},{"$f":"IF(I1446=\"h\",INDEX(ID!$M$8:$M$31,FBR!$D1446+1)*INDEX(ID!$M$35:$M$46,$B1446),0)","v":0},{"$f":"IF(I1446=\"w\",INDEX(ID!$N$8:$N$31,FBR!$D1446+1)*INDEX(ID!$N$35:$N$46,$B1446),0)","v":60},null,0,35.435977360347799,0,0]
[1437,3,1,20,60,9,"2014-03-01",7,"w",null,{"$f":"IF(I1447=\"h\",INDEX(ID!$K$8:$K$31,FBR!$D1447+1)*INDEX(ID!$K$35:$K$46,$B1447),0)","v":0},{"$f":"IF(I1447=\"w\",INDEX(ID!$L$8:$L$31,FBR!$D1447+1)*INDEX(ID!$L$35:$L$46,$B1447),0)","v":53},{"$f":"IF(I1447=\"h\",INDEX(ID!$M$8:$M$31,FBR!$D1447+1)*INDEX(ID!$M$35:$M$46,$B1447),0)","v":0},{"$f":"IF(I1447=\"w\",INDEX(ID!$N$8:$N$31,FBR!$D1447+1)*INDEX(ID!$N$35:$N$46,$B1447),0)","v":53},null,0,31.301780001640555,0,0]
[1438,3,1,21,60,9,"2014-03-01",7,"w",null,{"$f":"IF(I1448=\"h\",INDEX(ID!$K$8:$K$31,FBR!$D1448+1)*INDEX(ID!$K$35:$K$46,$B1448),0)","v":0},{"$f":"IF(I1448=\"w\",INDEX(ID!$L$8:$L$31,FBR!$D1448+1)*INDEX(ID!$L$35:$L$46,$B1448),0)","v":50},{"$f":"IF(I1448=\"h\",INDEX(ID!$M$8:$M$31,FBR!$D1448+1)*INDEX(ID!$M$35:$M$46,$B1448),0)","v":0},{"$f":"IF(I1448=\"w\",INDEX(ID!$N$8:$N$31,FBR!$D1448+1)*INDEX(ID!$N$35:$N$46,$B1448),0)","v":50},null,0,29.529981133623163,0,0]
[1439,3,1,22,60,9,"2014-03-01",7,"w",null,{"$f":"IF(I1449=\"h\",INDEX(ID!$K$8:$K$31,FBR!$D1449+1)*INDEX(ID!$K$35:$K$46,$B1449),0)","v":0},{"$f":"IF(I1449=\"w\",INDEX(ID!$L$8:$L$31,FBR!$D1449+1)*INDEX(ID!$L$35:$L$46,$B1449),0)","v":45},{"$f":"IF(I1449=\"h\",INDEX(ID!$M$8:$M$31,FBR!$D1449+1)*INDEX(ID!$M$35:$M$46,$B1449),0)","v":0},{"$f":"IF(I1449=\"w\",INDEX(ID!$N$8:$N$31,FBR!$D1449+1)*INDEX(ID!$N$35:$N$46,$B1449),0)","v":45},null,0,26.576983020260847,0,0]
[1440,3,1,23,60,9,"2014-03-01",7,"w",null,{"$f":"IF(I1450=\"h\",INDEX(ID!$K$8:$K$31,FBR!$D1450+1)*INDEX(ID!$K$35:$K$46,$B1450),0)","v":0},{"$f":"IF(I1450=\"w\",INDEX(ID!$L$8:$L$31,FBR!$D1450+1)*INDEX(ID!$L$35:$L$46,$B1450),0)","v":40},{"$f":"IF(I1450=\"h\",INDEX(ID!$M$8:$M$31,FBR!$D1450+1)*INDEX(ID!$M$35:$M$46,$B1450),0)","v":0},{"$f":"IF(I1450=\"w\",INDEX(ID!$N$8:$N$31,FBR!$D1450+1)*INDEX(ID!$N$35:$N$46,$B1450),0)","v":40},null,0,23.623984906898531,0,0]
[1441,3,2,0,61,9,"2014-03-02",1,"h",null,{"$f":"IF(I1451=\"h\",INDEX(ID!$K$8:$K$31,FBR!$D1451+1)*INDEX(ID!$K$35:$K$46,$B1451),0)","v":35},{"$f":"IF(I1451=\"w\",INDEX(ID!$L$8:$L$31,FBR!$D1451+1)*INDEX(ID!$L$35:$L$46,$B1451),0)","v":0},{"$f":"IF(I1451=\"h\",INDEX(ID!$M$8:$M$31,FBR!$D1451+1)*INDEX(ID!$M$35:$M$46,$B1451),0)","v":35},{"$f":"IF(I1451=\"w\",INDEX(ID!$N$8:$N$31,FBR!$D1451+1)*INDEX(ID!$N$35:$N$46,$B1451),0)","v":0},null,20.670986793536215,0,0,0]
[1442,3,2,1,61,9,"2014-03-02",1,"h",null,{"$f":"IF(I1452=\"h\",INDEX(ID!$K$8:$K$31,FBR!$D1452+1)*INDEX(ID!$K$35:$K$46,$B1452),0)","v":30},{"$f":"IF(I1452=\"w\",INDEX(ID!$L$8:$L$31,FBR!$D1452+1)*INDEX(ID!$L$35:$L$46,$B1452),0)","v":0},{"$f":"IF(I1452=\"h\",INDEX(ID!$M$8:$M$31,FBR!$D1452+1)*INDEX(ID!$M$35:$M$46,$B1452),0)","v":30},{"$f":"IF(I1452=\"w\",INDEX(ID!$N$8:$N$31,FBR!$D1452+1)*INDEX(ID!$N$35:$N$46,$B1452),0)","v":0},null,17.717988680173899,0,0,0]
[1443,3,2,2,61,9,"2014-03-02",1,"h",null,{"$f":"IF(I1453=\"h\",INDEX(ID!$K$8:$K$31,FBR!$D1453+1)*INDEX(ID!$K$35:$K$46,$B1453),0)","v":28},{"$f":"IF(I1453=\"w\",INDEX(ID!$L$8:$L$31,FBR!$D1453+1)*INDEX(ID!$L$35:$L$46,$B1453),0)","v":0},{"$f":"IF(I1453=\"h\",INDEX(ID!$M$8:$M$31,FBR!$D1453+1)*INDEX(ID!$M$35:$M$46,$B1453),0)","v":28},{"$f":"IF(I1453=\"w\",INDEX(ID!$N$8:$N$31,FBR!$D1453+1)*INDEX(ID!$N$35:$N$46,$B1453),0)","v":0},null,16.536789434828972,0,0,0]
[1444,3,2,3,61,9,"2014-03-02",1,"h",null,{"$f":"IF(I1454=\"h\",INDEX(ID!$K$8:$K$31,FBR!$D1454+1)*INDEX(ID!$K$35:$K$46,$B1454),0)","v":27},{"$f":"IF(I1454=\"w\",INDEX(ID!$L$8:$L$31,FBR!$D1454+1)*INDEX(ID!$L$35:$L$46,$B1454),0)","v":0},{"$f":"IF(I1454=\"h\",INDEX(ID!$M$8:$M$31,FBR!$D1454+1)*INDEX(ID!$M$35:$M$46,$B1454),0)","v":27},{"$f":"IF(I1454=\"w\",INDEX(ID!$N$8:$N$31,FBR!$D1454+1)*INDEX(ID!$N$35:$N$46,$B1454),0)","v":0},null,15.94618981215651,0,0,0]
[1445,3,2,4,61,9,"2014-03-02",1,"h",null,{"$f":"IF(I1455=\"h\",INDEX(ID!$K$8:$K$31,FBR!$D1455+1)*INDEX(ID!$K$35:$K$46,$B1455),0)","v":27},{"$f":"IF(I1455=\"w\",INDEX(ID!$L$8:$L$31,FBR!$D1455+1)*INDEX(ID!$L$35:$L$46,$B1455),0)","v":0},{"$f":"IF(I1455=\"h\",INDEX(ID!$M$8:$M$31,FBR!$D1455+1)*INDEX(ID!$M$35:$M$46,$B1455),0)","v":27},{"$f":"IF(I1455=\"w\",INDEX(ID!$N$8:$N$31,FBR!$D1455+1)*INDEX(ID!$N$35:$N$46,$B1455),0)","v":0},null,15.94618981215651,0,0,0]
[1446,3,2,5,61,9,"2014-03-02",1,"h",null,{"$f":"IF(I1456=\"h\",INDEX(ID!$K$8:$K$31,FBR!$D1456+1)*INDEX(ID!$K$35:$K$46,$B1456),0)","v":27},{"$f":"IF(I1456=\"w\",INDEX(ID!$L$8:$L$31,FBR!$D1456+1)*INDEX(ID!$L$35:$L$46,$B1456),0)","v":0},{"$f":"IF(I1456=\"h\",INDEX(ID!$M$8:$M$31,FBR!$D1456+1)*INDEX(ID!$M$35:$M$46,$B1456),0)","v":27},{"$f":"IF(I1456=\"w\",INDEX(ID!$N$8:$N$31,FBR!$D1456+1)*INDEX(ID!$N$35:$N$46,$B1456),0)","v":0},null,15.94618981215651,0,0,0]
[1447,3,2,6,61,9,"2014-03-02",1,"h",null,{"$f":"IF(I1457=\"h\",INDEX(ID!$K$8:$K$31,FBR!$D1457+1)*INDEX(ID!$K$35:$K$46,$B1457),0)","v":29},{"$f":"IF(I1457=\"w\",INDEX(ID!$L$8:$L$31,FBR!$D1457+1)*INDEX(ID!$L$35:$L$46,$B1457),0)","v":0},{"$f":"IF(I1457=\"h\",INDEX(ID!$M$8:$M$31,FBR!$D1457+1)*INDEX(ID!$M$35:$M$46,$B1457),0)","v":29},{"$f":"IF(I1457=\"w\",INDEX(ID!$N$8:$N$31,FBR!$D1457+1)*INDEX(ID!$N$35:$N$46,$B1457),0)","v":0},null,17.127389057501436,0,0,0]
[1448,3,2,7,61,9,"2014-03-02",1,"h",null,{"$f":"IF(I1458=\"h\",INDEX(ID!$K$8:$K$31,FBR!$D1458+1)*INDEX(ID!$K$35:$K$46,$B1458),0)","v":32},{"$f":"IF(I1458=\"w\",INDEX(ID!$L$8:$L$31,FBR!$D1458+1)*INDEX(ID!$L$35:$L$46,$B1458),0)","v":0},{"$f":"IF(I1458=\"h\",INDEX(ID!$M$8:$M$31,FBR!$D1458+1)*INDEX(ID!$M$35:$M$46,$B1458),0)","v":32},{"$f":"IF(I1458=\"w\",INDEX(ID!$N$8:$N$31,FBR!$D1458+1)*INDEX(ID!$N$35:$N$46,$B1458),0)","v":0},null,18.899187925518824,0,0,0]
[1449,3,2,8,61,9,"2014-03-02",1,"h",null,{"$f":"IF(I1459=\"h\",INDEX(ID!$K$8:$K$31,FBR!$D1459+1)*INDEX(ID!$K$35:$K$46,$B1459),0)","v":35},{"$f":"IF(I1459=\"w\",INDEX(ID!$L$8:$L$31,FBR!$D1459+1)*INDEX(ID!$L$35:$L$46,$B1459),0)","v":0},{"$f":"IF(I1459=\"h\",INDEX(ID!$M$8:$M$31,FBR!$D1459+1)*INDEX(ID!$M$35:$M$46,$B1459),0)","v":35},{"$f":"IF(I1459=\"w\",INDEX(ID!$N$8:$N$31,FBR!$D1459+1)*INDEX(ID!$N$35:$N$46,$B1459),0)","v":0},null,20.670986793536215,0,0,0]
[1450,3,2,9,61,{"$f":"F1292+1","v":9},"2014-03-02",1,"h",null,{"$f":"IF(I1460=\"h\",INDEX(ID!$K$8:$K$31,FBR!$D1460+1)*INDEX(ID!$K$35:$K$46,$B1460),0)","v":38},{"$f":"IF(I1460=\"w\",INDEX(ID!$L$8:$L$31,FBR!$D1460+1)*INDEX(ID!$L$35:$L$46,$B1460),0)","v":0},{"$f":"IF(I1460=\"h\",INDEX(ID!$M$8:$M$31,FBR!$D1460+1)*INDEX(ID!$M$35:$M$46,$B1460),0)","v":38},{"$f":"IF(I1460=\"w\",INDEX(ID!$N$8:$N$31,FBR!$D1460+1)*INDEX(ID!$N$35:$N$46,$B1460),0)","v":0},null,22.442785661553604,0,0,0]
[1451,3,2,10,61,9,"2014-03-02",1,"h",null,{"$f":"IF(I1461=\"h\",INDEX(ID!$K$8:$K$31,FBR!$D1461+1)*INDEX(ID!$K$35:$K$46,$B1461),0)","v":40},{"$f":"IF(I1461=\"w\",INDEX(ID!$L$8:$L$31,FBR!$D1461+1)*INDEX(ID!$L$35:$L$46,$B1461),0)","v":0},{"$f":"IF(I1461=\"h\",INDEX(ID!$M$8:$M$31,FBR!$D1461+1)*INDEX(ID!$M$35:$M$46,$B1461),0)","v":40},{"$f":"IF(I1461=\"w\",INDEX(ID!$N$8:$N$31,FBR!$D1461+1)*INDEX(ID!$N$35:$N$46,$B1461),0)","v":0},null,23.623984906898531,0,0,0]
[1452,3,2,11,61,9,"2014-03-02",1,"h",null,{"$f":"IF(I1462=\"h\",INDEX(ID!$K$8:$K$31,FBR!$D1462+1)*INDEX(ID!$K$35:$K$46,$B1462),0)","v":42},{"$f":"IF(I1462=\"w\",INDEX(ID!$L$8:$L$31,FBR!$D1462+1)*INDEX(ID!$L$35:$L$46,$B1462),0)","v":0},{"$f":"IF(I1462=\"h\",INDEX(ID!$M$8:$M$31,FBR!$D1462+1)*INDEX(ID!$M$35:$M$46,$B1462),0)","v":42},{"$f":"IF(I1462=\"w\",INDEX(ID!$N$8:$N$31,FBR!$D1462+1)*INDEX(ID!$N$35:$N$46,$B1462),0)","v":0},null,24.805184152243459,0,0,0]
[1453,3,2,12,61,9,"2014-03-02",1,"h",null,{"$f":"IF(I1463=\"h\",INDEX(ID!$K$8:$K$31,FBR!$D1463+1)*INDEX(ID!$K$35:$K$46,$B1463),0)","v":43},{"$f":"IF(I1463=\"w\",INDEX(ID!$L$8:$L$31,FBR!$D1463+1)*INDEX(ID!$L$35:$L$46,$B1463),0)","v":0},{"$f":"IF(I1463=\"h\",INDEX(ID!$M$8:$M$31,FBR!$D1463+1)*INDEX(ID!$M$35:$M$46,$B1463),0)","v":43},{"$f":"IF(I1463=\"w\",INDEX(ID!$N$8:$N$31,FBR!$D1463+1)*INDEX(ID!$N$35:$N$46,$B1463),0)","v":0},null,25.395783774915923,0,0,0]
[1454,3,2,13,61,9,"2014-03-02",1,"h",null,{"$f":"IF(I1464=\"h\",INDEX(ID!$K$8:$K$31,FBR!$D1464+1)*INDEX(ID!$K$35:$K$46,$B1464),0)","v":44},{"$f":"IF(I1464=\"w\",INDEX(ID!$L$8:$L$31,FBR!$D1464+1)*INDEX(ID!$L$35:$L$46,$B1464),0)","v":0},{"$f":"IF(I1464=\"h\",INDEX(ID!$M$8:$M$31,FBR!$D1464+1)*INDEX(ID!$M$35:$M$46,$B1464),0)","v":44},{"$f":"IF(I1464=\"w\",INDEX(ID!$N$8:$N$31,FBR!$D1464+1)*INDEX(ID!$N$35:$N$46,$B1464),0)","v":0},null,25.986383397588384,0,0,0]
[1455,3,2,14,61,9,"2014-03-02",1,"h",null,{"$f":"IF(I1465=\"h\",INDEX(ID!$K$8:$K$31,FBR!$D1465+1)*INDEX(ID!$K$35:$K$46,$B1465),0)","v":47},{"$f":"IF(I1465=\"w\",INDEX(ID!$L$8:$L$31,FBR!$D1465+1)*INDEX(ID!$L$35:$L$46,$B1465),0)","v":0},{"$f":"IF(I1465=\"h\",INDEX(ID!$M$8:$M$31,FBR!$D1465+1)*INDEX(ID!$M$35:$M$46,$B1465),0)","v":47},{"$f":"IF(I1465=\"w\",INDEX(ID!$N$8:$N$31,FBR!$D1465+1)*INDEX(ID!$N$35:$N$46,$B1465),0)","v":0},null,27.758182265605775,0,0,0]
[1456,3,2,15,61,9,"2014-03-02",1,"h",null,{"$f":"IF(I1466=\"h\",INDEX(ID!$K$8:$K$31,FBR!$D1466+1)*INDEX(ID!$K$35:$K$46,$B1466),0)","v":50},{"$f":"IF(I1466=\"w\",INDEX(ID!$L$8:$L$31,FBR!$D1466+1)*INDEX(ID!$L$35:$L$46,$B1466),0)","v":0},{"$f":"IF(I1466=\"h\",INDEX(ID!$M$8:$M$31,FBR!$D1466+1)*INDEX(ID!$M$35:$M$46,$B1466),0)","v":50},{"$f":"IF(I1466=\"w\",INDEX(ID!$N$8:$N$31,FBR!$D1466+1)*INDEX(ID!$N$35:$N$46,$B1466),0)","v":0},null,29.529981133623163,0,0,0]
[1457,3,2,16,61,9,"2014-03-02",1,"h",null,{"$f":"IF(I1467=\"h\",INDEX(ID!$K$8:$K$31,FBR!$D1467+1)*INDEX(ID!$K$35:$K$46,$B1467),0)","v":53},{"$f":"IF(I1467=\"w\",INDEX(ID!$L$8:$L$31,FBR!$D1467+1)*INDEX(ID!$L$35:$L$46,$B1467),0)","v":0},{"$f":"IF(I1467=\"h\",INDEX(ID!$M$8:$M$31,FBR!$D1467+1)*INDEX(ID!$M$35:$M$46,$B1467),0)","v":53},{"$f":"IF(I1467=\"w\",INDEX(ID!$N$8:$N$31,FBR!$D1467+1)*INDEX(ID!$N$35:$N$46,$B1467),0)","v":0},null,31.301780001640555,0,0,0]
[1458,3,2,17,61,9,"2014-03-02",1,"h",null,{"$f":"IF(I1468=\"h\",INDEX(ID!$K$8:$K$31,FBR!$D1468+1)*INDEX(ID!$K$35:$K$46,$B1468),0)","v":62},{"$f":"IF(I1468=\"w\",INDEX(ID!$L$8:$L$31,FBR!$D1468+1)*INDEX(ID!$L$35:$L$46,$B1468),0)","v":0},{"$f":"IF(I1468=\"h\",INDEX(ID!$M$8:$M$31,FBR!$D1468+1)*INDEX(ID!$M$35:$M$46,$B1468),0)","v":62},{"$f":"IF(I1468=\"w\",INDEX(ID!$N$8:$N$31,FBR!$D1468+1)*INDEX(ID!$N$35:$N$46,$B1468),0)","v":0},null,36.617176605692727,0,0,0]
[1459,3,2,18,61,9,"2014-03-02",1,"h",null,{"$f":"IF(I1469=\"h\",INDEX(ID!$K$8:$K$31,FBR!$D1469+1)*INDEX(ID!$K$35:$K$46,$B1469),0)","v":65},{"$f":"IF(I1469=\"w\",INDEX(ID!$L$8:$L$31,FBR!$D1469+1)*INDEX(ID!$L$35:$L$46,$B1469),0)","v":0},{"$f":"IF(I1469=\"h\",INDEX(ID!$M$8:$M$31,FBR!$D1469+1)*INDEX(ID!$M$35:$M$46,$B1469),0)","v":65},{"$f":"IF(I1469=\"w\",INDEX(ID!$N$8:$N$31,FBR!$D1469+1)*INDEX(ID!$N$35:$N$46,$B1469),0)","v":0},null,38.388975473710111,0,0,0]
[1460,3,2,19,61,9,"2014-03-02",1,"h",null,{"$f":"IF(I1470=\"h\",INDEX(ID!$K$8:$K$31,FBR!$D1470+1)*INDEX(ID!$K$35:$K$46,$B1470),0)","v":60},{"$f":"IF(I1470=\"w\",INDEX(ID!$L$8:$L$31,FBR!$D1470+1)*INDEX(ID!$L$35:$L$46,$B1470),0)","v":0},{"$f":"IF(I1470=\"h\",INDEX(ID!$M$8:$M$31,FBR!$D1470+1)*INDEX(ID!$M$35:$M$46,$B1470),0)","v":60},{"$f":"IF(I1470=\"w\",INDEX(ID!$N$8:$N$31,FBR!$D1470+1)*INDEX(ID!$N$35:$N$46,$B1470),0)","v":0},null,35.435977360347799,0,0,0]
[1461,3,2,20,61,9,"2014-03-02",1,"h",null,{"$f":"IF(I1471=\"h\",INDEX(ID!$K$8:$K$31,FBR!$D1471+1)*INDEX(ID!$K$35:$K$46,$B1471),0)","v":53},{"$f":"IF(I1471=\"w\",INDEX(ID!$L$8:$L$31,FBR!$D1471+1)*INDEX(ID!$L$35:$L$46,$B1471),0)","v":0},{"$f":"IF(I1471=\"h\",INDEX(ID!$M$8:$M$31,FBR!$D1471+1)*INDEX(ID!$M$35:$M$46,$B1471),0)","v":53},{"$f":"IF(I1471=\"w\",INDEX(ID!$N$8:$N$31,FBR!$D1471+1)*INDEX(ID!$N$35:$N$46,$B1471),0)","v":0},null,31.301780001640555,0,0,0]
[1462,3,2,21,61,9,"2014-03-02",1,"h",null,{"$f":"IF(I1472=\"h\",INDEX(ID!$K$8:$K$31,FBR!$D1472+1)*INDEX(ID!$K$35:$K$46,$B1472),0)","v":50},{"$f":"IF(I1472=\"w\",INDEX(ID!$L$8:$L$31,FBR!$D1472+1)*INDEX(ID!$L$35:$L$46,$B1472),0)","v":0},{"$f":"IF(I1472=\"h\",INDEX(ID!$M$8:$M$31,FBR!$D1472+1)*INDEX(ID!$M$35:$M$46,$B1472),0)","v":50},{"$f":"IF(I1472=\"w\",INDEX(ID!$N$8:$N$31,FBR!$D1472+1)*INDEX(ID!$N$35:$N$46,$B1472),0)","v":0},null,29.529981133623163,0,0,0]
[1463,3,2,22,61,9,"2014-03-02",1,"h",null,{"$f":"IF(I1473=\"h\",INDEX(ID!$K$8:$K$31,FBR!$D1473+1)*INDEX(ID!$K$35:$K$46,$B1473),0)","v":45},{"$f":"IF(I1473=\"w\",INDEX(ID!$L$8:$L$31,FBR!$D1473+1)*INDEX(ID!$L$35:$L$46,$B1473),0)","v":0},{"$f":"IF(I1473=\"h\",INDEX(ID!$M$8:$M$31,FBR!$D1473+1)*INDEX(ID!$M$35:$M$46,$B1473),0)","v":45},{"$f":"IF(I1473=\"w\",INDEX(ID!$N$8:$N$31,FBR!$D1473+1)*INDEX(ID!$N$35:$N$46,$B1473),0)","v":0},null,26.576983020260847,0,0,0]
[1464,3,2,23,61,9,"2014-03-02",1,"h",null,{"$f":"IF(I1474=\"h\",INDEX(ID!$K$8:$K$31,FBR!$D1474+1)*INDEX(ID!$K$35:$K$46,$B1474),0)","v":40},{"$f":"IF(I1474=\"w\",INDEX(ID!$L$8:$L$31,FBR!$D1474+1)*INDEX(ID!$L$35:$L$46,$B1474),0)","v":0},{"$f":"IF(I1474=\"h\",INDEX(ID!$M$8:$M$31,FBR!$D1474+1)*INDEX(ID!$M$35:$M$46,$B1474),0)","v":40},{"$f":"IF(I1474=\"w\",INDEX(ID!$N$8:$N$31,FBR!$D1474+1)*INDEX(ID!$N$35:$N$46,$B1474),0)","v":0},null,23.623984906898531,0,0,0]
[1465,3,3,0,62,9,"2014-03-03",2,"h",null,{"$f":"IF(I1475=\"h\",INDEX(ID!$K$8:$K$31,FBR!$D1475+1)*INDEX(ID!$K$35:$K$46,$B1475),0)","v":35},{"$f":"IF(I1475=\"w\",INDEX(ID!$L$8:$L$31,FBR!$D1475+1)*INDEX(ID!$L$35:$L$46,$B1475),0)","v":0},{"$f":"IF(I1475=\"h\",INDEX(ID!$M$8:$M$31,FBR!$D1475+1)*INDEX(ID!$M$35:$M$46,$B1475),0)","v":35},{"$f":"IF(I1475=\"w\",INDEX(ID!$N$8:$N$31,FBR!$D1475+1)*INDEX(ID!$N$35:$N$46,$B1475),0)","v":0},null,20.670986793536215,0,0,0]
[1466,3,3,1,62,9,"2014-03-03",2,"h",null,{"$f":"IF(I1476=\"h\",INDEX(ID!$K$8:$K$31,FBR!$D1476+1)*INDEX(ID!$K$35:$K$46,$B1476),0)","v":30},{"$f":"IF(I1476=\"w\",INDEX(ID!$L$8:$L$31,FBR!$D1476+1)*INDEX(ID!$L$35:$L$46,$B1476),0)","v":0},{"$f":"IF(I1476=\"h\",INDEX(ID!$M$8:$M$31,FBR!$D1476+1)*INDEX(ID!$M$35:$M$46,$B1476),0)","v":30},{"$f":"IF(I1476=\"w\",INDEX(ID!$N$8:$N$31,FBR!$D1476+1)*INDEX(ID!$N$35:$N$46,$B1476),0)","v":0},null,17.717988680173899,0,0,0]
[1467,3,3,2,62,9,"2014-03-03",2,"h",null,{"$f":"IF(I1477=\"h\",INDEX(ID!$K$8:$K$31,FBR!$D1477+1)*INDEX(ID!$K$35:$K$46,$B1477),0)","v":28},{"$f":"IF(I1477=\"w\",INDEX(ID!$L$8:$L$31,FBR!$D1477+1)*INDEX(ID!$L$35:$L$46,$B1477),0)","v":0},{"$f":"IF(I1477=\"h\",INDEX(ID!$M$8:$M$31,FBR!$D1477+1)*INDEX(ID!$M$35:$M$46,$B1477),0)","v":28},{"$f":"IF(I1477=\"w\",INDEX(ID!$N$8:$N$31,FBR!$D1477+1)*INDEX(ID!$N$35:$N$46,$B1477),0)","v":0},null,16.536789434828972,0,0,0]
[1468,3,3,3,62,9,"2014-03-03",2,"h",null,{"$f":"IF(I1478=\"h\",INDEX(ID!$K$8:$K$31,FBR!$D1478+1)*INDEX(ID!$K$35:$K$46,$B1478),0)","v":27},{"$f":"IF(I1478=\"w\",INDEX(ID!$L$8:$L$31,FBR!$D1478+1)*INDEX(ID!$L$35:$L$46,$B1478),0)","v":0},{"$f":"IF(I1478=\"h\",INDEX(ID!$M$8:$M$31,FBR!$D1478+1)*INDEX(ID!$M$35:$M$46,$B1478),0)","v":27},{"$f":"IF(I1478=\"w\",INDEX(ID!$N$8:$N$31,FBR!$D1478+1)*INDEX(ID!$N$35:$N$46,$B1478),0)","v":0},null,15.94618981215651,0,0,0]
[1469,3,3,4,62,9,"2014-03-03",2,"h",null,{"$f":"IF(I1479=\"h\",INDEX(ID!$K$8:$K$31,FBR!$D1479+1)*INDEX(ID!$K$35:$K$46,$B1479),0)","v":27},{"$f":"IF(I1479=\"w\",INDEX(ID!$L$8:$L$31,FBR!$D1479+1)*INDEX(ID!$L$35:$L$46,$B1479),0)","v":0},{"$f":"IF(I1479=\"h\",INDEX(ID!$M$8:$M$31,FBR!$D1479+1)*INDEX(ID!$M$35:$M$46,$B1479),0)","v":27},{"$f":"IF(I1479=\"w\",INDEX(ID!$N$8:$N$31,FBR!$D1479+1)*INDEX(ID!$N$35:$N$46,$B1479),0)","v":0},null,15.94618981215651,0,0,0]
[1470,3,3,5,62,9,"2014-03-03",2,"h",null,{"$f":"IF(I1480=\"h\",INDEX(ID!$K$8:$K$31,FBR!$D1480+1)*INDEX(ID!$K$35:$K$46,$B1480),0)","v":27},{"$f":"IF(I1480=\"w\",INDEX(ID!$L$8:$L$31,FBR!$D1480+1)*INDEX(ID!$L$35:$L$46,$B1480),0)","v":0},{"$f":"IF(I1480=\"h\",INDEX(ID!$M$8:$M$31,FBR!$D1480+1)*INDEX(ID!$M$35:$M$46,$B1480),0)","v":27},{"$f":"IF(I1480=\"w\",INDEX(ID!$N$8:$N$31,FBR!$D1480+1)*INDEX(ID!$N$35:$N$46,$B1480),0)","v":0},null,15.94618981215651,0,0,0]
[1471,3,3,6,62,9,"2014-03-03",2,"h",null,{"$f":"IF(I1481=\"h\",INDEX(ID!$K$8:$K$31,FBR!$D1481+1)*INDEX(ID!$K$35:$K$46,$B1481),0)","v":29},{"$f":"IF(I1481=\"w\",INDEX(ID!$L$8:$L$31,FBR!$D1481+1)*INDEX(ID!$L$35:$L$46,$B1481),0)","v":0},{"$f":"IF(I1481=\"h\",INDEX(ID!$M$8:$M$31,FBR!$D1481+1)*INDEX(ID!$M$35:$M$46,$B1481),0)","v":29},{"$f":"IF(I1481=\"w\",INDEX(ID!$N$8:$N$31,FBR!$D1481+1)*INDEX(ID!$N$35:$N$46,$B1481),0)","v":0},null,17.127389057501436,0,0,0]
[1472,3,3,7,62,9,"2014-03-03",2,"h",null,{"$f":"IF(I1482=\"h\",INDEX(ID!$K$8:$K$31,FBR!$D1482+1)*INDEX(ID!$K$35:$K$46,$B1482),0)","v":32},{"$f":"IF(I1482=\"w\",INDEX(ID!$L$8:$L$31,FBR!$D1482+1)*INDEX(ID!$L$35:$L$46,$B1482),0)","v":0},{"$f":"IF(I1482=\"h\",INDEX(ID!$M$8:$M$31,FBR!$D1482+1)*INDEX(ID!$M$35:$M$46,$B1482),0)","v":32},{"$f":"IF(I1482=\"w\",INDEX(ID!$N$8:$N$31,FBR!$D1482+1)*INDEX(ID!$N$35:$N$46,$B1482),0)","v":0},null,18.899187925518824,0,0,0]
[1473,3,3,8,62,9,"2014-03-03",{"$f":"WEEKDAY(G1483)","v":2},{"$f":"IF(OR(H1483=6,H1483=7),\"w\",\"h\")","v":"h"},null,{"$f":"IF(I1483=\"h\",INDEX(ID!$K$8:$K$31,FBR!$D1483+1)*INDEX(ID!$K$35:$K$46,$B1483),0)","v":35},{"$f":"IF(I1483=\"w\",INDEX(ID!$L$8:$L$31,FBR!$D1483+1)*INDEX(ID!$L$35:$L$46,$B1483),0)","v":0},{"$f":"IF(I1483=\"h\",INDEX(ID!$M$8:$M$31,FBR!$D1483+1)*INDEX(ID!$M$35:$M$46,$B1483),0)","v":35},{"$f":"IF(I1483=\"w\",INDEX(ID!$N$8:$N$31,FBR!$D1483+1)*INDEX(ID!$N$35:$N$46,$B1483),0)","v":0},null,{"$f":"K1483*(indvforbrug*antalbrugere)/($K$8789+$L$8789)","v":20.670986793536215},{"$f":"L1483*indvforbrug*antalbrugere/($K$8789+$L$8789)","v":0},{"$f":"M1483*fællesforbrug/($M$8789+$N$8789)","v":0},{"$f":"N1483*fællesforbrug/($M$8789+$N$8789)","v":0}]
[{"$f":"A1483+1","v":1474},3,3,9,62,9,{"$f":"DATE(2014,B1484,C1484)","v":"2014-03-03"},2,"h",null,{"$f":"IF(I1484=\"h\",INDEX(ID!$K$8:$K$31,FBR!$D1484+1)*INDEX(ID!$K$35:$K$46,$B1484),0)","v":38},{"$f":"IF(I1484=\"w\",INDEX(ID!$L$8:$L$31,FBR!$D1484+1)*INDEX(ID!$L$35:$L$46,$B1484),0)","v":0},{"$f":"IF(I1484=\"h\",INDEX(ID!$M$8:$M$31,FBR!$D1484+1)*INDEX(ID!$M$35:$M$46,$B1484),0)","v":38},{"$f":"IF(I1484=\"w\",INDEX(ID!$N$8:$N$31,FBR!$D1484+1)*INDEX(ID!$N$35:$N$46,$B1484),0)","v":0},null,22.442785661553604,0,0,0]
[1475,3,3,10,62,9,"2014-03-03",2,"h",null,{"$f":"IF(I1485=\"h\",INDEX(ID!$K$8:$K$31,FBR!$D1485+1)*INDEX(ID!$K$35:$K$46,$B1485),0)","v":40},{"$f":"IF(I1485=\"w\",INDEX(ID!$L$8:$L$31,FBR!$D1485+1)*INDEX(ID!$L$35:$L$46,$B1485),0)","v":0},{"$f":"IF(I1485=\"h\",INDEX(ID!$M$8:$M$31,FBR!$D1485+1)*INDEX(ID!$M$35:$M$46,$B1485),0)","v":40},{"$f":"IF(I1485=\"w\",INDEX(ID!$N$8:$N$31,FBR!$D1485+1)*INDEX(ID!$N$35:$N$46,$B1485),0)","v":0},null,23.623984906898531,0,0,0]
[1476,3,3,11,62,9,"2014-03-03",2,"h",null,{"$f":"IF(I1486=\"h\",INDEX(ID!$K$8:$K$31,FBR!$D1486+1)*INDEX(ID!$K$35:$K$46,$B1486),0)","v":42},{"$f":"IF(I1486=\"w\",INDEX(ID!$L$8:$L$31,FBR!$D1486+1)*INDEX(ID!$L$35:$L$46,$B1486),0)","v":0},{"$f":"IF(I1486=\"h\",INDEX(ID!$M$8:$M$31,FBR!$D1486+1)*INDEX(ID!$M$35:$M$46,$B1486),0)","v":42},{"$f":"IF(I1486=\"w\",INDEX(ID!$N$8:$N$31,FBR!$D1486+1)*INDEX(ID!$N$35:$N$46,$B1486),0)","v":0},null,24.805184152243459,0,0,0]
[1477,3,3,12,62,9,"2014-03-03",2,"h",null,{"$f":"IF(I1487=\"h\",INDEX(ID!$K$8:$K$31,FBR!$D1487+1)*INDEX(ID!$K$35:$K$46,$B1487),0)","v":43},{"$f":"IF(I1487=\"w\",INDEX(ID!$L$8:$L$31,FBR!$D1487+1)*INDEX(ID!$L$35:$L$46,$B1487),0)","v":0},{"$f":"IF(I1487=\"h\",INDEX(ID!$M$8:$M$31,FBR!$D1487+1)*INDEX(ID!$M$35:$M$46,$B1487),0)","v":43},{"$f":"IF(I1487=\"w\",INDEX(ID!$N$8:$N$31,FBR!$D1487+1)*INDEX(ID!$N$35:$N$46,$B1487),0)","v":0},null,25.395783774915923,0,0,0]
[1478,3,3,13,62,9,"2014-03-03",2,"h",null,{"$f":"IF(I1488=\"h\",INDEX(ID!$K$8:$K$31,FBR!$D1488+1)*INDEX(ID!$K$35:$K$46,$B1488),0)","v":44},{"$f":"IF(I1488=\"w\",INDEX(ID!$L$8:$L$31,FBR!$D1488+1)*INDEX(ID!$L$35:$L$46,$B1488),0)","v":0},{"$f":"IF(I1488=\"h\",INDEX(ID!$M$8:$M$31,FBR!$D1488+1)*INDEX(ID!$M$35:$M$46,$B1488),0)","v":44},{"$f":"IF(I1488=\"w\",INDEX(ID!$N$8:$N$31,FBR!$D1488+1)*INDEX(ID!$N$35:$N$46,$B1488),0)","v":0},null,25.986383397588384,0,0,0]
[1479,3,3,14,62,9,"2014-03-03",2,"h",null,{"$f":"IF(I1489=\"h\",INDEX(ID!$K$8:$K$31,FBR!$D1489+1)*INDEX(ID!$K$35:$K$46,$B1489),0)","v":47},{"$f":"IF(I1489=\"w\",INDEX(ID!$L$8:$L$31,FBR!$D1489+1)*INDEX(ID!$L$35:$L$46,$B1489),0)","v":0},{"$f":"IF(I1489=\"h\",INDEX(ID!$M$8:$M$31,FBR!$D1489+1)*INDEX(ID!$M$35:$M$46,$B1489),0)","v":47},{"$f":"IF(I1489=\"w\",INDEX(ID!$N$8:$N$31,FBR!$D1489+1)*INDEX(ID!$N$35:$N$46,$B1489),0)","v":0},null,27.758182265605775,0,0,0]
[1480,3,3,15,62,9,"2014-03-03",2,"h",null,{"$f":"IF(I1490=\"h\",INDEX(ID!$K$8:$K$31,FBR!$D1490+1)*INDEX(ID!$K$35:$K$46,$B1490),0)","v":50},{"$f":"IF(I1490=\"w\",INDEX(ID!$L$8:$L$31,FBR!$D1490+1)*INDEX(ID!$L$35:$L$46,$B1490),0)","v":0},{"$f":"IF(I1490=\"h\",INDEX(ID!$M$8:$M$31,FBR!$D1490+1)*INDEX(ID!$M$35:$M$46,$B1490),0)","v":50},{"$f":"IF(I1490=\"w\",INDEX(ID!$N$8:$N$31,FBR!$D1490+1)*INDEX(ID!$N$35:$N$46,$B1490),0)","v":0},null,29.529981133623163,0,0,0]
[1481,3,3,16,62,9,"2014-03-03",2,"h",null,{"$f":"IF(I1491=\"h\",INDEX(ID!$K$8:$K$31,FBR!$D1491+1)*INDEX(ID!$K$35:$K$46,$B1491),0)","v":53},{"$f":"IF(I1491=\"w\",INDEX(ID!$L$8:$L$31,FBR!$D1491+1)*INDEX(ID!$L$35:$L$46,$B1491),0)","v":0},{"$f":"IF(I1491=\"h\",INDEX(ID!$M$8:$M$31,FBR!$D1491+1)*INDEX(ID!$M$35:$M$46,$B1491),0)","v":53},{"$f":"IF(I1491=\"w\",INDEX(ID!$N$8:$N$31,FBR!$D1491+1)*INDEX(ID!$N$35:$N$46,$B1491),0)","v":0},null,31.301780001640555,0,0,0]
[1482,3,3,17,62,9,"2014-03-03",2,"h",null,{"$f":"IF(I1492=\"h\",INDEX(ID!$K$8:$K$31,FBR!$D1492+1)*INDEX(ID!$K$35:$K$46,$B1492),0)","v":62},{"$f":"IF(I1492=\"w\",INDEX(ID!$L$8:$L$31,FBR!$D1492+1)*INDEX(ID!$L$35:$L$46,$B1492),0)","v":0},{"$f":"IF(I1492=\"h\",INDEX(ID!$M$8:$M$31,FBR!$D1492+1)*INDEX(ID!$M$35:$M$46,$B1492),0)","v":62},{"$f":"IF(I1492=\"w\",INDEX(ID!$N$8:$N$31,FBR!$D1492+1)*INDEX(ID!$N$35:$N$46,$B1492),0)","v":0},null,36.617176605692727,0,0,0]
[1483,3,3,18,62,9,"2014-03-03",2,"h",null,{"$f":"IF(I1493=\"h\",INDEX(ID!$K$8:$K$31,FBR!$D1493+1)*INDEX(ID!$K$35:$K$46,$B1493),0)","v":65},{"$f":"IF(I1493=\"w\",INDEX(ID!$L$8:$L$31,FBR!$D1493+1)*INDEX(ID!$L$35:$L$46,$B1493),0)","v":0},{"$f":"IF(I1493=\"h\",INDEX(ID!$M$8:$M$31,FBR!$D1493+1)*INDEX(ID!$M$35:$M$46,$B1493),0)","v":65},{"$f":"IF(I1493=\"w\",INDEX(ID!$N$8:$N$31,FBR!$D1493+1)*INDEX(ID!$N$35:$N$46,$B1493),0)","v":0},null,38.388975473710111,0,0,0]
[1484,3,3,19,62,9,"2014-03-03",2,"h",null,{"$f":"IF(I1494=\"h\",INDEX(ID!$K$8:$K$31,FBR!$D1494+1)*INDEX(ID!$K$35:$K$46,$B1494),0)","v":60},{"$f":"IF(I1494=\"w\",INDEX(ID!$L$8:$L$31,FBR!$D1494+1)*INDEX(ID!$L$35:$L$46,$B1494),0)","v":0},{"$f":"IF(I1494=\"h\",INDEX(ID!$M$8:$M$31,FBR!$D1494+1)*INDEX(ID!$M$35:$M$46,$B1494),0)","v":60},{"$f":"IF(I1494=\"w\",INDEX(ID!$N$8:$N$31,FBR!$D1494+1)*INDEX(ID!$N$35:$N$46,$B1494),0)","v":0},null,35.435977360347799,0,0,0]
[1485,3,3,20,62,9,"2014-03-03",2,"h",null,{"$f":"IF(I1495=\"h\",INDEX(ID!$K$8:$K$31,FBR!$D1495+1)*INDEX(ID!$K$35:$K$46,$B1495),0)","v":53},{"$f":"IF(I1495=\"w\",INDEX(ID!$L$8:$L$31,FBR!$D1495+1)*INDEX(ID!$L$35:$L$46,$B1495),0)","v":0},{"$f":"IF(I1495=\"h\",INDEX(ID!$M$8:$M$31,FBR!$D1495+1)*INDEX(ID!$M$35:$M$46,$B1495),0)","v":53},{"$f":"IF(I1495=\"w\",INDEX(ID!$N$8:$N$31,FBR!$D1495+1)*INDEX(ID!$N$35:$N$46,$B1495),0)","v":0},null,31.301780001640555,0,0,0]
[1486,3,3,21,62,9,"2014-03-03",2,"h",null,{"$f":"IF(I1496=\"h\",INDEX(ID!$K$8:$K$31,FBR!$D1496+1)*INDEX(ID!$K$35:$K$46,$B1496),0)","v":50},{"$f":"IF(I1496=\"w\",INDEX(ID!$L$8:$L$31,FBR!$D1496+1)*INDEX(ID!$L$35:$L$46,$B1496),0)","v":0},{"$f":"IF(I1496=\"h\",INDEX(ID!$M$8:$M$31,FBR!$D1496+1)*INDEX(ID!$M$35:$M$46,$B1496),0)","v":50},{"$f":"IF(I1496=\"w\",INDEX(ID!$N$8:$N$31,FBR!$D1496+1)*INDEX(ID!$N$35:$N$46,$B1496),0)","v":0},null,29.529981133623163,0,0,0]
[1487,3,3,22,62,9,"2014-03-03",2,"h",null,{"$f":"IF(I1497=\"h\",INDEX(ID!$K$8:$K$31,FBR!$D1497+1)*INDEX(ID!$K$35:$K$46,$B1497),0)","v":45},{"$f":"IF(I1497=\"w\",INDEX(ID!$L$8:$L$31,FBR!$D1497+1)*INDEX(ID!$L$35:$L$46,$B1497),0)","v":0},{"$f":"IF(I1497=\"h\",INDEX(ID!$M$8:$M$31,FBR!$D1497+1)*INDEX(ID!$M$35:$M$46,$B1497),0)","v":45},{"$f":"IF(I1497=\"w\",INDEX(ID!$N$8:$N$31,FBR!$D1497+1)*INDEX(ID!$N$35:$N$46,$B1497),0)","v":0},null,26.576983020260847,0,0,0]
[1488,3,3,23,62,9,"2014-03-03",2,"h",null,{"$f":"IF(I1498=\"h\",INDEX(ID!$K$8:$K$31,FBR!$D1498+1)*INDEX(ID!$K$35:$K$46,$B1498),0)","v":40},{"$f":"IF(I1498=\"w\",INDEX(ID!$L$8:$L$31,FBR!$D1498+1)*INDEX(ID!$L$35:$L$46,$B1498),0)","v":0},{"$f":"IF(I1498=\"h\",INDEX(ID!$M$8:$M$31,FBR!$D1498+1)*INDEX(ID!$M$35:$M$46,$B1498),0)","v":40},{"$f":"IF(I1498=\"w\",INDEX(ID!$N$8:$N$31,FBR!$D1498+1)*INDEX(ID!$N$35:$N$46,$B1498),0)","v":0},null,23.623984906898531,0,0,0]
[1489,3,4,0,63,9,"2014-03-04",3,"h",null,{"$f":"IF(I1499=\"h\",INDEX(ID!$K$8:$K$31,FBR!$D1499+1)*INDEX(ID!$K$35:$K$46,$B1499),0)","v":35},{"$f":"IF(I1499=\"w\",INDEX(ID!$L$8:$L$31,FBR!$D1499+1)*INDEX(ID!$L$35:$L$46,$B1499),0)","v":0},{"$f":"IF(I1499=\"h\",INDEX(ID!$M$8:$M$31,FBR!$D1499+1)*INDEX(ID!$M$35:$M$46,$B1499),0)","v":35},{"$f":"IF(I1499=\"w\",INDEX(ID!$N$8:$N$31,FBR!$D1499+1)*INDEX(ID!$N$35:$N$46,$B1499),0)","v":0},null,20.670986793536215,0,0,0]
[1490,3,4,1,63,9,"2014-03-04",3,"h",null,{"$f":"IF(I1500=\"h\",INDEX(ID!$K$8:$K$31,FBR!$D1500+1)*INDEX(ID!$K$35:$K$46,$B1500),0)","v":30},{"$f":"IF(I1500=\"w\",INDEX(ID!$L$8:$L$31,FBR!$D1500+1)*INDEX(ID!$L$35:$L$46,$B1500),0)","v":0},{"$f":"IF(I1500=\"h\",INDEX(ID!$M$8:$M$31,FBR!$D1500+1)*INDEX(ID!$M$35:$M$46,$B1500),0)","v":30},{"$f":"IF(I1500=\"w\",INDEX(ID!$N$8:$N$31,FBR!$D1500+1)*INDEX(ID!$N$35:$N$46,$B1500),0)","v":0},null,17.717988680173899,0,0,0]
[1491,3,4,2,63,9,"2014-03-04",3,"h",null,{"$f":"IF(I1501=\"h\",INDEX(ID!$K$8:$K$31,FBR!$D1501+1)*INDEX(ID!$K$35:$K$46,$B1501),0)","v":28},{"$f":"IF(I1501=\"w\",INDEX(ID!$L$8:$L$31,FBR!$D1501+1)*INDEX(ID!$L$35:$L$46,$B1501),0)","v":0},{"$f":"IF(I1501=\"h\",INDEX(ID!$M$8:$M$31,FBR!$D1501+1)*INDEX(ID!$M$35:$M$46,$B1501),0)","v":28},{"$f":"IF(I1501=\"w\",INDEX(ID!$N$8:$N$31,FBR!$D1501+1)*INDEX(ID!$N$35:$N$46,$B1501),0)","v":0},null,16.536789434828972,0,0,0]
[1492,3,4,3,63,9,"2014-03-04",3,"h",null,{"$f":"IF(I1502=\"h\",INDEX(ID!$K$8:$K$31,FBR!$D1502+1)*INDEX(ID!$K$35:$K$46,$B1502),0)","v":27},{"$f":"IF(I1502=\"w\",INDEX(ID!$L$8:$L$31,FBR!$D1502+1)*INDEX(ID!$L$35:$L$46,$B1502),0)","v":0},{"$f":"IF(I1502=\"h\",INDEX(ID!$M$8:$M$31,FBR!$D1502+1)*INDEX(ID!$M$35:$M$46,$B1502),0)","v":27},{"$f":"IF(I1502=\"w\",INDEX(ID!$N$8:$N$31,FBR!$D1502+1)*INDEX(ID!$N$35:$N$46,$B1502),0)","v":0},null,15.94618981215651,0,0,0]
[1493,3,4,4,63,9,"2014-03-04",3,"h",null,{"$f":"IF(I1503=\"h\",INDEX(ID!$K$8:$K$31,FBR!$D1503+1)*INDEX(ID!$K$35:$K$46,$B1503),0)","v":27},{"$f":"IF(I1503=\"w\",INDEX(ID!$L$8:$L$31,FBR!$D1503+1)*INDEX(ID!$L$35:$L$46,$B1503),0)","v":0},{"$f":"IF(I1503=\"h\",INDEX(ID!$M$8:$M$31,FBR!$D1503+1)*INDEX(ID!$M$35:$M$46,$B1503),0)","v":27},{"$f":"IF(I1503=\"w\",INDEX(ID!$N$8:$N$31,FBR!$D1503+1)*INDEX(ID!$N$35:$N$46,$B1503),0)","v":0},null,15.94618981215651,0,0,0]
[1494,3,4,5,63,9,"2014-03-04",3,"h",null,{"$f":"IF(I1504=\"h\",INDEX(ID!$K$8:$K$31,FBR!$D1504+1)*INDEX(ID!$K$35:$K$46,$B1504),0)","v":27},{"$f":"IF(I1504=\"w\",INDEX(ID!$L$8:$L$31,FBR!$D1504+1)*INDEX(ID!$L$35:$L$46,$B1504),0)","v":0},{"$f":"IF(I1504=\"h\",INDEX(ID!$M$8:$M$31,FBR!$D1504+1)*INDEX(ID!$M$35:$M$46,$B1504),0)","v":27},{"$f":"IF(I1504=\"w\",INDEX(ID!$N$8:$N$31,FBR!$D1504+1)*INDEX(ID!$N$35:$N$46,$B1504),0)","v":0},null,15.94618981215651,0,0,0]
[1495,3,4,6,63,9,"2014-03-04",3,"h",null,{"$f":"IF(I1505=\"h\",INDEX(ID!$K$8:$K$31,FBR!$D1505+1)*INDEX(ID!$K$35:$K$46,$B1505),0)","v":29},{"$f":"IF(I1505=\"w\",INDEX(ID!$L$8:$L$31,FBR!$D1505+1)*INDEX(ID!$L$35:$L$46,$B1505),0)","v":0},{"$f":"IF(I1505=\"h\",INDEX(ID!$M$8:$M$31,FBR!$D1505+1)*INDEX(ID!$M$35:$M$46,$B1505),0)","v":29},{"$f":"IF(I1505=\"w\",INDEX(ID!$N$8:$N$31,FBR!$D1505+1)*INDEX(ID!$N$35:$N$46,$B1505),0)","v":0},null,17.127389057501436,0,0,0]
[1496,3,4,7,63,9,"2014-03-04",3,"h",null,{"$f":"IF(I1506=\"h\",INDEX(ID!$K$8:$K$31,FBR!$D1506+1)*INDEX(ID!$K$35:$K$46,$B1506),0)","v":32},{"$f":"IF(I1506=\"w\",INDEX(ID!$L$8:$L$31,FBR!$D1506+1)*INDEX(ID!$L$35:$L$46,$B1506),0)","v":0},{"$f":"IF(I1506=\"h\",INDEX(ID!$M$8:$M$31,FBR!$D1506+1)*INDEX(ID!$M$35:$M$46,$B1506),0)","v":32},{"$f":"IF(I1506=\"w\",INDEX(ID!$N$8:$N$31,FBR!$D1506+1)*INDEX(ID!$N$35:$N$46,$B1506),0)","v":0},null,18.899187925518824,0,0,0]
[1497,3,4,8,63,9,"2014-03-04",3,"h",null,{"$f":"IF(I1507=\"h\",INDEX(ID!$K$8:$K$31,FBR!$D1507+1)*INDEX(ID!$K$35:$K$46,$B1507),0)","v":35},{"$f":"IF(I1507=\"w\",INDEX(ID!$L$8:$L$31,FBR!$D1507+1)*INDEX(ID!$L$35:$L$46,$B1507),0)","v":0},{"$f":"IF(I1507=\"h\",INDEX(ID!$M$8:$M$31,FBR!$D1507+1)*INDEX(ID!$M$35:$M$46,$B1507),0)","v":35},{"$f":"IF(I1507=\"w\",INDEX(ID!$N$8:$N$31,FBR!$D1507+1)*INDEX(ID!$N$35:$N$46,$B1507),0)","v":0},null,20.670986793536215,0,0,0]
[1498,3,4,9,{"$f":"E1484+1","v":63},9,"2014-03-04",3,"h",null,{"$f":"IF(I1508=\"h\",INDEX(ID!$K$8:$K$31,FBR!$D1508+1)*INDEX(ID!$K$35:$K$46,$B1508),0)","v":38},{"$f":"IF(I1508=\"w\",INDEX(ID!$L$8:$L$31,FBR!$D1508+1)*INDEX(ID!$L$35:$L$46,$B1508),0)","v":0},{"$f":"IF(I1508=\"h\",INDEX(ID!$M$8:$M$31,FBR!$D1508+1)*INDEX(ID!$M$35:$M$46,$B1508),0)","v":38},{"$f":"IF(I1508=\"w\",INDEX(ID!$N$8:$N$31,FBR!$D1508+1)*INDEX(ID!$N$35:$N$46,$B1508),0)","v":0},null,22.442785661553604,0,0,0]
[1499,3,4,10,63,9,"2014-03-04",3,"h",null,{"$f":"IF(I1509=\"h\",INDEX(ID!$K$8:$K$31,FBR!$D1509+1)*INDEX(ID!$K$35:$K$46,$B1509),0)","v":40},{"$f":"IF(I1509=\"w\",INDEX(ID!$L$8:$L$31,FBR!$D1509+1)*INDEX(ID!$L$35:$L$46,$B1509),0)","v":0},{"$f":"IF(I1509=\"h\",INDEX(ID!$M$8:$M$31,FBR!$D1509+1)*INDEX(ID!$M$35:$M$46,$B1509),0)","v":40},{"$f":"IF(I1509=\"w\",INDEX(ID!$N$8:$N$31,FBR!$D1509+1)*INDEX(ID!$N$35:$N$46,$B1509),0)","v":0},null,23.623984906898531,0,0,0]
[1500,3,4,11,63,9,"2014-03-04",3,"h",null,{"$f":"IF(I1510=\"h\",INDEX(ID!$K$8:$K$31,FBR!$D1510+1)*INDEX(ID!$K$35:$K$46,$B1510),0)","v":42},{"$f":"IF(I1510=\"w\",INDEX(ID!$L$8:$L$31,FBR!$D1510+1)*INDEX(ID!$L$35:$L$46,$B1510),0)","v":0},{"$f":"IF(I1510=\"h\",INDEX(ID!$M$8:$M$31,FBR!$D1510+1)*INDEX(ID!$M$35:$M$46,$B1510),0)","v":42},{"$f":"IF(I1510=\"w\",INDEX(ID!$N$8:$N$31,FBR!$D1510+1)*INDEX(ID!$N$35:$N$46,$B1510),0)","v":0},null,24.805184152243459,0,0,0]
[1501,3,4,12,63,9,"2014-03-04",3,"h",null,{"$f":"IF(I1511=\"h\",INDEX(ID!$K$8:$K$31,FBR!$D1511+1)*INDEX(ID!$K$35:$K$46,$B1511),0)","v":43},{"$f":"IF(I1511=\"w\",INDEX(ID!$L$8:$L$31,FBR!$D1511+1)*INDEX(ID!$L$35:$L$46,$B1511),0)","v":0},{"$f":"IF(I1511=\"h\",INDEX(ID!$M$8:$M$31,FBR!$D1511+1)*INDEX(ID!$M$35:$M$46,$B1511),0)","v":43},{"$f":"IF(I1511=\"w\",INDEX(ID!$N$8:$N$31,FBR!$D1511+1)*INDEX(ID!$N$35:$N$46,$B1511),0)","v":0},null,25.395783774915923,0,0,0]
[1502,3,4,13,63,9,"2014-03-04",3,"h",null,{"$f":"IF(I1512=\"h\",INDEX(ID!$K$8:$K$31,FBR!$D1512+1)*INDEX(ID!$K$35:$K$46,$B1512),0)","v":44},{"$f":"IF(I1512=\"w\",INDEX(ID!$L$8:$L$31,FBR!$D1512+1)*INDEX(ID!$L$35:$L$46,$B1512),0)","v":0},{"$f":"IF(I1512=\"h\",INDEX(ID!$M$8:$M$31,FBR!$D1512+1)*INDEX(ID!$M$35:$M$46,$B1512),0)","v":44},{"$f":"IF(I1512=\"w\",INDEX(ID!$N$8:$N$31,FBR!$D1512+1)*INDEX(ID!$N$35:$N$46,$B1512),0)","v":0},null,25.986383397588384,0,0,0]
[1503,3,4,14,63,9,"2014-03-04",3,"h",null,{"$f":"IF(I1513=\"h\",INDEX(ID!$K$8:$K$31,FBR!$D1513+1)*INDEX(ID!$K$35:$K$46,$B1513),0)","v":47},{"$f":"IF(I1513=\"w\",INDEX(ID!$L$8:$L$31,FBR!$D1513+1)*INDEX(ID!$L$35:$L$46,$B1513),0)","v":0},{"$f":"IF(I1513=\"h\",INDEX(ID!$M$8:$M$31,FBR!$D1513+1)*INDEX(ID!$M$35:$M$46,$B1513),0)","v":47},{"$f":"IF(I1513=\"w\",INDEX(ID!$N$8:$N$31,FBR!$D1513+1)*INDEX(ID!$N$35:$N$46,$B1513),0)","v":0},null,27.758182265605775,0,0,0]
[1504,3,4,15,63,9,"2014-03-04",3,"h",null,{"$f":"IF(I1514=\"h\",INDEX(ID!$K$8:$K$31,FBR!$D1514+1)*INDEX(ID!$K$35:$K$46,$B1514),0)","v":50},{"$f":"IF(I1514=\"w\",INDEX(ID!$L$8:$L$31,FBR!$D1514+1)*INDEX(ID!$L$35:$L$46,$B1514),0)","v":0},{"$f":"IF(I1514=\"h\",INDEX(ID!$M$8:$M$31,FBR!$D1514+1)*INDEX(ID!$M$35:$M$46,$B1514),0)","v":50},{"$f":"IF(I1514=\"w\",INDEX(ID!$N$8:$N$31,FBR!$D1514+1)*INDEX(ID!$N$35:$N$46,$B1514),0)","v":0},null,29.529981133623163,0,0,0]
[1505,3,4,16,63,9,"2014-03-04",3,"h",null,{"$f":"IF(I1515=\"h\",INDEX(ID!$K$8:$K$31,FBR!$D1515+1)*INDEX(ID!$K$35:$K$46,$B1515),0)","v":53},{"$f":"IF(I1515=\"w\",INDEX(ID!$L$8:$L$31,FBR!$D1515+1)*INDEX(ID!$L$35:$L$46,$B1515),0)","v":0},{"$f":"IF(I1515=\"h\",INDEX(ID!$M$8:$M$31,FBR!$D1515+1)*INDEX(ID!$M$35:$M$46,$B1515),0)","v":53},{"$f":"IF(I1515=\"w\",INDEX(ID!$N$8:$N$31,FBR!$D1515+1)*INDEX(ID!$N$35:$N$46,$B1515),0)","v":0},null,31.301780001640555,0,0,0]
[1506,3,4,17,63,9,"2014-03-04",3,"h",null,{"$f":"IF(I1516=\"h\",INDEX(ID!$K$8:$K$31,FBR!$D1516+1)*INDEX(ID!$K$35:$K$46,$B1516),0)","v":62},{"$f":"IF(I1516=\"w\",INDEX(ID!$L$8:$L$31,FBR!$D1516+1)*INDEX(ID!$L$35:$L$46,$B1516),0)","v":0},{"$f":"IF(I1516=\"h\",INDEX(ID!$M$8:$M$31,FBR!$D1516+1)*INDEX(ID!$M$35:$M$46,$B1516),0)","v":62},{"$f":"IF(I1516=\"w\",INDEX(ID!$N$8:$N$31,FBR!$D1516+1)*INDEX(ID!$N$35:$N$46,$B1516),0)","v":0},null,36.617176605692727,0,0,0]
[1507,3,4,18,63,9,"2014-03-04",3,"h",null,{"$f":"IF(I1517=\"h\",INDEX(ID!$K$8:$K$31,FBR!$D1517+1)*INDEX(ID!$K$35:$K$46,$B1517),0)","v":65},{"$f":"IF(I1517=\"w\",INDEX(ID!$L$8:$L$31,FBR!$D1517+1)*INDEX(ID!$L$35:$L$46,$B1517),0)","v":0},{"$f":"IF(I1517=\"h\",INDEX(ID!$M$8:$M$31,FBR!$D1517+1)*INDEX(ID!$M$35:$M$46,$B1517),0)","v":65},{"$f":"IF(I1517=\"w\",INDEX(ID!$N$8:$N$31,FBR!$D1517+1)*INDEX(ID!$N$35:$N$46,$B1517),0)","v":0},null,38.388975473710111,0,0,0]
[1508,3,4,19,63,9,"2014-03-04",3,"h",null,{"$f":"IF(I1518=\"h\",INDEX(ID!$K$8:$K$31,FBR!$D1518+1)*INDEX(ID!$K$35:$K$46,$B1518),0)","v":60},{"$f":"IF(I1518=\"w\",INDEX(ID!$L$8:$L$31,FBR!$D1518+1)*INDEX(ID!$L$35:$L$46,$B1518),0)","v":0},{"$f":"IF(I1518=\"h\",INDEX(ID!$M$8:$M$31,FBR!$D1518+1)*INDEX(ID!$M$35:$M$46,$B1518),0)","v":60},{"$f":"IF(I1518=\"w\",INDEX(ID!$N$8:$N$31,FBR!$D1518+1)*INDEX(ID!$N$35:$N$46,$B1518),0)","v":0},null,35.435977360347799,0,0,0]
[1509,3,4,20,63,9,"2014-03-04",3,"h",null,{"$f":"IF(I1519=\"h\",INDEX(ID!$K$8:$K$31,FBR!$D1519+1)*INDEX(ID!$K$35:$K$46,$B1519),0)","v":53},{"$f":"IF(I1519=\"w\",INDEX(ID!$L$8:$L$31,FBR!$D1519+1)*INDEX(ID!$L$35:$L$46,$B1519),0)","v":0},{"$f":"IF(I1519=\"h\",INDEX(ID!$M$8:$M$31,FBR!$D1519+1)*INDEX(ID!$M$35:$M$46,$B1519),0)","v":53},{"$f":"IF(I1519=\"w\",INDEX(ID!$N$8:$N$31,FBR!$D1519+1)*INDEX(ID!$N$35:$N$46,$B1519),0)","v":0},null,31.301780001640555,0,0,0]
[1510,3,4,21,63,9,"2014-03-04",3,"h",null,{"$f":"IF(I1520=\"h\",INDEX(ID!$K$8:$K$31,FBR!$D1520+1)*INDEX(ID!$K$35:$K$46,$B1520),0)","v":50},{"$f":"IF(I1520=\"w\",INDEX(ID!$L$8:$L$31,FBR!$D1520+1)*INDEX(ID!$L$35:$L$46,$B1520),0)","v":0},{"$f":"IF(I1520=\"h\",INDEX(ID!$M$8:$M$31,FBR!$D1520+1)*INDEX(ID!$M$35:$M$46,$B1520),0)","v":50},{"$f":"IF(I1520=\"w\",INDEX(ID!$N$8:$N$31,FBR!$D1520+1)*INDEX(ID!$N$35:$N$46,$B1520),0)","v":0},null,29.529981133623163,0,0,0]
[1511,3,4,22,63,9,"2014-03-04",3,"h",null,{"$f":"IF(I1521=\"h\",INDEX(ID!$K$8:$K$31,FBR!$D1521+1)*INDEX(ID!$K$35:$K$46,$B1521),0)","v":45},{"$f":"IF(I1521=\"w\",INDEX(ID!$L$8:$L$31,FBR!$D1521+1)*INDEX(ID!$L$35:$L$46,$B1521),0)","v":0},{"$f":"IF(I1521=\"h\",INDEX(ID!$M$8:$M$31,FBR!$D1521+1)*INDEX(ID!$M$35:$M$46,$B1521),0)","v":45},{"$f":"IF(I1521=\"w\",INDEX(ID!$N$8:$N$31,FBR!$D1521+1)*INDEX(ID!$N$35:$N$46,$B1521),0)","v":0},null,26.576983020260847,0,0,0]
[1512,3,4,23,63,9,"2014-03-04",3,"h",null,{"$f":"IF(I1522=\"h\",INDEX(ID!$K$8:$K$31,FBR!$D1522+1)*INDEX(ID!$K$35:$K$46,$B1522),0)","v":40},{"$f":"IF(I1522=\"w\",INDEX(ID!$L$8:$L$31,FBR!$D1522+1)*INDEX(ID!$L$35:$L$46,$B1522),0)","v":0},{"$f":"IF(I1522=\"h\",INDEX(ID!$M$8:$M$31,FBR!$D1522+1)*INDEX(ID!$M$35:$M$46,$B1522),0)","v":40},{"$f":"IF(I1522=\"w\",INDEX(ID!$N$8:$N$31,FBR!$D1522+1)*INDEX(ID!$N$35:$N$46,$B1522),0)","v":0},null,23.623984906898531,0,0,0]
[1513,3,5,0,64,10,"2014-03-05",4,"h",null,{"$f":"IF(I1523=\"h\",INDEX(ID!$K$8:$K$31,FBR!$D1523+1)*INDEX(ID!$K$35:$K$46,$B1523),0)","v":35},{"$f":"IF(I1523=\"w\",INDEX(ID!$L$8:$L$31,FBR!$D1523+1)*INDEX(ID!$L$35:$L$46,$B1523),0)","v":0},{"$f":"IF(I1523=\"h\",INDEX(ID!$M$8:$M$31,FBR!$D1523+1)*INDEX(ID!$M$35:$M$46,$B1523),0)","v":35},{"$f":"IF(I1523=\"w\",INDEX(ID!$N$8:$N$31,FBR!$D1523+1)*INDEX(ID!$N$35:$N$46,$B1523),0)","v":0},null,20.670986793536215,0,0,0]
[1514,3,5,1,64,{"$f":"F1356+1","v":10},"2014-03-05",4,"h",null,{"$f":"IF(I1524=\"h\",INDEX(ID!$K$8:$K$31,FBR!$D1524+1)*INDEX(ID!$K$35:$K$46,$B1524),0)","v":30},{"$f":"IF(I1524=\"w\",INDEX(ID!$L$8:$L$31,FBR!$D1524+1)*INDEX(ID!$L$35:$L$46,$B1524),0)","v":0},{"$f":"IF(I1524=\"h\",INDEX(ID!$M$8:$M$31,FBR!$D1524+1)*INDEX(ID!$M$35:$M$46,$B1524),0)","v":30},{"$f":"IF(I1524=\"w\",INDEX(ID!$N$8:$N$31,FBR!$D1524+1)*INDEX(ID!$N$35:$N$46,$B1524),0)","v":0},null,17.717988680173899,0,0,0]
[1515,3,5,2,64,10,"2014-03-05",4,"h",null,{"$f":"IF(I1525=\"h\",INDEX(ID!$K$8:$K$31,FBR!$D1525+1)*INDEX(ID!$K$35:$K$46,$B1525),0)","v":28},{"$f":"IF(I1525=\"w\",INDEX(ID!$L$8:$L$31,FBR!$D1525+1)*INDEX(ID!$L$35:$L$46,$B1525),0)","v":0},{"$f":"IF(I1525=\"h\",INDEX(ID!$M$8:$M$31,FBR!$D1525+1)*INDEX(ID!$M$35:$M$46,$B1525),0)","v":28},{"$f":"IF(I1525=\"w\",INDEX(ID!$N$8:$N$31,FBR!$D1525+1)*INDEX(ID!$N$35:$N$46,$B1525),0)","v":0},null,16.536789434828972,0,0,0]
[1516,3,5,3,64,10,"2014-03-05",4,"h",null,{"$f":"IF(I1526=\"h\",INDEX(ID!$K$8:$K$31,FBR!$D1526+1)*INDEX(ID!$K$35:$K$46,$B1526),0)","v":27},{"$f":"IF(I1526=\"w\",INDEX(ID!$L$8:$L$31,FBR!$D1526+1)*INDEX(ID!$L$35:$L$46,$B1526),0)","v":0},{"$f":"IF(I1526=\"h\",INDEX(ID!$M$8:$M$31,FBR!$D1526+1)*INDEX(ID!$M$35:$M$46,$B1526),0)","v":27},{"$f":"IF(I1526=\"w\",INDEX(ID!$N$8:$N$31,FBR!$D1526+1)*INDEX(ID!$N$35:$N$46,$B1526),0)","v":0},null,15.94618981215651,0,0,0]
[1517,3,5,4,64,10,"2014-03-05",4,"h",null,{"$f":"IF(I1527=\"h\",INDEX(ID!$K$8:$K$31,FBR!$D1527+1)*INDEX(ID!$K$35:$K$46,$B1527),0)","v":27},{"$f":"IF(I1527=\"w\",INDEX(ID!$L$8:$L$31,FBR!$D1527+1)*INDEX(ID!$L$35:$L$46,$B1527),0)","v":0},{"$f":"IF(I1527=\"h\",INDEX(ID!$M$8:$M$31,FBR!$D1527+1)*INDEX(ID!$M$35:$M$46,$B1527),0)","v":27},{"$f":"IF(I1527=\"w\",INDEX(ID!$N$8:$N$31,FBR!$D1527+1)*INDEX(ID!$N$35:$N$46,$B1527),0)","v":0},null,15.94618981215651,0,0,0]
[1518,3,5,5,64,10,"2014-03-05",4,"h",null,{"$f":"IF(I1528=\"h\",INDEX(ID!$K$8:$K$31,FBR!$D1528+1)*INDEX(ID!$K$35:$K$46,$B1528),0)","v":27},{"$f":"IF(I1528=\"w\",INDEX(ID!$L$8:$L$31,FBR!$D1528+1)*INDEX(ID!$L$35:$L$46,$B1528),0)","v":0},{"$f":"IF(I1528=\"h\",INDEX(ID!$M$8:$M$31,FBR!$D1528+1)*INDEX(ID!$M$35:$M$46,$B1528),0)","v":27},{"$f":"IF(I1528=\"w\",INDEX(ID!$N$8:$N$31,FBR!$D1528+1)*INDEX(ID!$N$35:$N$46,$B1528),0)","v":0},null,15.94618981215651,0,0,0]
[1519,3,5,6,64,10,"2014-03-05",4,"h",null,{"$f":"IF(I1529=\"h\",INDEX(ID!$K$8:$K$31,FBR!$D1529+1)*INDEX(ID!$K$35:$K$46,$B1529),0)","v":29},{"$f":"IF(I1529=\"w\",INDEX(ID!$L$8:$L$31,FBR!$D1529+1)*INDEX(ID!$L$35:$L$46,$B1529),0)","v":0},{"$f":"IF(I1529=\"h\",INDEX(ID!$M$8:$M$31,FBR!$D1529+1)*INDEX(ID!$M$35:$M$46,$B1529),0)","v":29},{"$f":"IF(I1529=\"w\",INDEX(ID!$N$8:$N$31,FBR!$D1529+1)*INDEX(ID!$N$35:$N$46,$B1529),0)","v":0},null,17.127389057501436,0,0,0]
[1520,3,5,7,64,10,"2014-03-05",4,"h",null,{"$f":"IF(I1530=\"h\",INDEX(ID!$K$8:$K$31,FBR!$D1530+1)*INDEX(ID!$K$35:$K$46,$B1530),0)","v":32},{"$f":"IF(I1530=\"w\",INDEX(ID!$L$8:$L$31,FBR!$D1530+1)*INDEX(ID!$L$35:$L$46,$B1530),0)","v":0},{"$f":"IF(I1530=\"h\",INDEX(ID!$M$8:$M$31,FBR!$D1530+1)*INDEX(ID!$M$35:$M$46,$B1530),0)","v":32},{"$f":"IF(I1530=\"w\",INDEX(ID!$N$8:$N$31,FBR!$D1530+1)*INDEX(ID!$N$35:$N$46,$B1530),0)","v":0},null,18.899187925518824,0,0,0]
[1521,3,5,8,64,10,"2014-03-05",4,"h",null,{"$f":"IF(I1531=\"h\",INDEX(ID!$K$8:$K$31,FBR!$D1531+1)*INDEX(ID!$K$35:$K$46,$B1531),0)","v":35},{"$f":"IF(I1531=\"w\",INDEX(ID!$L$8:$L$31,FBR!$D1531+1)*INDEX(ID!$L$35:$L$46,$B1531),0)","v":0},{"$f":"IF(I1531=\"h\",INDEX(ID!$M$8:$M$31,FBR!$D1531+1)*INDEX(ID!$M$35:$M$46,$B1531),0)","v":35},{"$f":"IF(I1531=\"w\",INDEX(ID!$N$8:$N$31,FBR!$D1531+1)*INDEX(ID!$N$35:$N$46,$B1531),0)","v":0},null,20.670986793536215,0,0,0]
[1522,3,5,9,64,10,"2014-03-05",4,"h",null,{"$f":"IF(I1532=\"h\",INDEX(ID!$K$8:$K$31,FBR!$D1532+1)*INDEX(ID!$K$35:$K$46,$B1532),0)","v":38},{"$f":"IF(I1532=\"w\",INDEX(ID!$L$8:$L$31,FBR!$D1532+1)*INDEX(ID!$L$35:$L$46,$B1532),0)","v":0},{"$f":"IF(I1532=\"h\",INDEX(ID!$M$8:$M$31,FBR!$D1532+1)*INDEX(ID!$M$35:$M$46,$B1532),0)","v":38},{"$f":"IF(I1532=\"w\",INDEX(ID!$N$8:$N$31,FBR!$D1532+1)*INDEX(ID!$N$35:$N$46,$B1532),0)","v":0},null,22.442785661553604,0,0,0]
[1523,3,5,10,64,10,"2014-03-05",4,"h",null,{"$f":"IF(I1533=\"h\",INDEX(ID!$K$8:$K$31,FBR!$D1533+1)*INDEX(ID!$K$35:$K$46,$B1533),0)","v":40},{"$f":"IF(I1533=\"w\",INDEX(ID!$L$8:$L$31,FBR!$D1533+1)*INDEX(ID!$L$35:$L$46,$B1533),0)","v":0},{"$f":"IF(I1533=\"h\",INDEX(ID!$M$8:$M$31,FBR!$D1533+1)*INDEX(ID!$M$35:$M$46,$B1533),0)","v":40},{"$f":"IF(I1533=\"w\",INDEX(ID!$N$8:$N$31,FBR!$D1533+1)*INDEX(ID!$N$35:$N$46,$B1533),0)","v":0},null,23.623984906898531,0,0,0]
[1524,3,5,11,64,10,"2014-03-05",4,"h",null,{"$f":"IF(I1534=\"h\",INDEX(ID!$K$8:$K$31,FBR!$D1534+1)*INDEX(ID!$K$35:$K$46,$B1534),0)","v":42},{"$f":"IF(I1534=\"w\",INDEX(ID!$L$8:$L$31,FBR!$D1534+1)*INDEX(ID!$L$35:$L$46,$B1534),0)","v":0},{"$f":"IF(I1534=\"h\",INDEX(ID!$M$8:$M$31,FBR!$D1534+1)*INDEX(ID!$M$35:$M$46,$B1534),0)","v":42},{"$f":"IF(I1534=\"w\",INDEX(ID!$N$8:$N$31,FBR!$D1534+1)*INDEX(ID!$N$35:$N$46,$B1534),0)","v":0},null,24.805184152243459,0,0,0]
[1525,3,5,12,64,10,"2014-03-05",4,"h",null,{"$f":"IF(I1535=\"h\",INDEX(ID!$K$8:$K$31,FBR!$D1535+1)*INDEX(ID!$K$35:$K$46,$B1535),0)","v":43},{"$f":"IF(I1535=\"w\",INDEX(ID!$L$8:$L$31,FBR!$D1535+1)*INDEX(ID!$L$35:$L$46,$B1535),0)","v":0},{"$f":"IF(I1535=\"h\",INDEX(ID!$M$8:$M$31,FBR!$D1535+1)*INDEX(ID!$M$35:$M$46,$B1535),0)","v":43},{"$f":"IF(I1535=\"w\",INDEX(ID!$N$8:$N$31,FBR!$D1535+1)*INDEX(ID!$N$35:$N$46,$B1535),0)","v":0},null,25.395783774915923,0,0,0]
[1526,3,5,13,64,10,"2014-03-05",4,"h",null,{"$f":"IF(I1536=\"h\",INDEX(ID!$K$8:$K$31,FBR!$D1536+1)*INDEX(ID!$K$35:$K$46,$B1536),0)","v":44},{"$f":"IF(I1536=\"w\",INDEX(ID!$L$8:$L$31,FBR!$D1536+1)*INDEX(ID!$L$35:$L$46,$B1536),0)","v":0},{"$f":"IF(I1536=\"h\",INDEX(ID!$M$8:$M$31,FBR!$D1536+1)*INDEX(ID!$M$35:$M$46,$B1536),0)","v":44},{"$f":"IF(I1536=\"w\",INDEX(ID!$N$8:$N$31,FBR!$D1536+1)*INDEX(ID!$N$35:$N$46,$B1536),0)","v":0},null,25.986383397588384,0,0,0]
[1527,3,5,14,64,10,"2014-03-05",4,"h",null,{"$f":"IF(I1537=\"h\",INDEX(ID!$K$8:$K$31,FBR!$D1537+1)*INDEX(ID!$K$35:$K$46,$B1537),0)","v":47},{"$f":"IF(I1537=\"w\",INDEX(ID!$L$8:$L$31,FBR!$D1537+1)*INDEX(ID!$L$35:$L$46,$B1537),0)","v":0},{"$f":"IF(I1537=\"h\",INDEX(ID!$M$8:$M$31,FBR!$D1537+1)*INDEX(ID!$M$35:$M$46,$B1537),0)","v":47},{"$f":"IF(I1537=\"w\",INDEX(ID!$N$8:$N$31,FBR!$D1537+1)*INDEX(ID!$N$35:$N$46,$B1537),0)","v":0},null,27.758182265605775,0,0,0]
[1528,3,5,15,64,10,"2014-03-05",4,"h",null,{"$f":"IF(I1538=\"h\",INDEX(ID!$K$8:$K$31,FBR!$D1538+1)*INDEX(ID!$K$35:$K$46,$B1538),0)","v":50},{"$f":"IF(I1538=\"w\",INDEX(ID!$L$8:$L$31,FBR!$D1538+1)*INDEX(ID!$L$35:$L$46,$B1538),0)","v":0},{"$f":"IF(I1538=\"h\",INDEX(ID!$M$8:$M$31,FBR!$D1538+1)*INDEX(ID!$M$35:$M$46,$B1538),0)","v":50},{"$f":"IF(I1538=\"w\",INDEX(ID!$N$8:$N$31,FBR!$D1538+1)*INDEX(ID!$N$35:$N$46,$B1538),0)","v":0},null,29.529981133623163,0,0,0]
[1529,3,5,16,64,10,"2014-03-05",4,"h",null,{"$f":"IF(I1539=\"h\",INDEX(ID!$K$8:$K$31,FBR!$D1539+1)*INDEX(ID!$K$35:$K$46,$B1539),0)","v":53},{"$f":"IF(I1539=\"w\",INDEX(ID!$L$8:$L$31,FBR!$D1539+1)*INDEX(ID!$L$35:$L$46,$B1539),0)","v":0},{"$f":"IF(I1539=\"h\",INDEX(ID!$M$8:$M$31,FBR!$D1539+1)*INDEX(ID!$M$35:$M$46,$B1539),0)","v":53},{"$f":"IF(I1539=\"w\",INDEX(ID!$N$8:$N$31,FBR!$D1539+1)*INDEX(ID!$N$35:$N$46,$B1539),0)","v":0},null,31.301780001640555,0,0,0]
[1530,3,5,17,64,10,"2014-03-05",4,"h",null,{"$f":"IF(I1540=\"h\",INDEX(ID!$K$8:$K$31,FBR!$D1540+1)*INDEX(ID!$K$35:$K$46,$B1540),0)","v":62},{"$f":"IF(I1540=\"w\",INDEX(ID!$L$8:$L$31,FBR!$D1540+1)*INDEX(ID!$L$35:$L$46,$B1540),0)","v":0},{"$f":"IF(I1540=\"h\",INDEX(ID!$M$8:$M$31,FBR!$D1540+1)*INDEX(ID!$M$35:$M$46,$B1540),0)","v":62},{"$f":"IF(I1540=\"w\",INDEX(ID!$N$8:$N$31,FBR!$D1540+1)*INDEX(ID!$N$35:$N$46,$B1540),0)","v":0},null,36.617176605692727,0,0,0]
[1531,3,5,18,64,10,"2014-03-05",4,"h",null,{"$f":"IF(I1541=\"h\",INDEX(ID!$K$8:$K$31,FBR!$D1541+1)*INDEX(ID!$K$35:$K$46,$B1541),0)","v":65},{"$f":"IF(I1541=\"w\",INDEX(ID!$L$8:$L$31,FBR!$D1541+1)*INDEX(ID!$L$35:$L$46,$B1541),0)","v":0},{"$f":"IF(I1541=\"h\",INDEX(ID!$M$8:$M$31,FBR!$D1541+1)*INDEX(ID!$M$35:$M$46,$B1541),0)","v":65},{"$f":"IF(I1541=\"w\",INDEX(ID!$N$8:$N$31,FBR!$D1541+1)*INDEX(ID!$N$35:$N$46,$B1541),0)","v":0},null,38.388975473710111,0,0,0]
[1532,3,5,19,64,10,"2014-03-05",4,"h",null,{"$f":"IF(I1542=\"h\",INDEX(ID!$K$8:$K$31,FBR!$D1542+1)*INDEX(ID!$K$35:$K$46,$B1542),0)","v":60},{"$f":"IF(I1542=\"w\",INDEX(ID!$L$8:$L$31,FBR!$D1542+1)*INDEX(ID!$L$35:$L$46,$B1542),0)","v":0},{"$f":"IF(I1542=\"h\",INDEX(ID!$M$8:$M$31,FBR!$D1542+1)*INDEX(ID!$M$35:$M$46,$B1542),0)","v":60},{"$f":"IF(I1542=\"w\",INDEX(ID!$N$8:$N$31,FBR!$D1542+1)*INDEX(ID!$N$35:$N$46,$B1542),0)","v":0},null,35.435977360347799,0,0,0]
[1533,3,5,20,64,10,"2014-03-05",4,"h",null,{"$f":"IF(I1543=\"h\",INDEX(ID!$K$8:$K$31,FBR!$D1543+1)*INDEX(ID!$K$35:$K$46,$B1543),0)","v":53},{"$f":"IF(I1543=\"w\",INDEX(ID!$L$8:$L$31,FBR!$D1543+1)*INDEX(ID!$L$35:$L$46,$B1543),0)","v":0},{"$f":"IF(I1543=\"h\",INDEX(ID!$M$8:$M$31,FBR!$D1543+1)*INDEX(ID!$M$35:$M$46,$B1543),0)","v":53},{"$f":"IF(I1543=\"w\",INDEX(ID!$N$8:$N$31,FBR!$D1543+1)*INDEX(ID!$N$35:$N$46,$B1543),0)","v":0},null,31.301780001640555,0,0,0]
[1534,3,5,21,64,10,"2014-03-05",4,"h",null,{"$f":"IF(I1544=\"h\",INDEX(ID!$K$8:$K$31,FBR!$D1544+1)*INDEX(ID!$K$35:$K$46,$B1544),0)","v":50},{"$f":"IF(I1544=\"w\",INDEX(ID!$L$8:$L$31,FBR!$D1544+1)*INDEX(ID!$L$35:$L$46,$B1544),0)","v":0},{"$f":"IF(I1544=\"h\",INDEX(ID!$M$8:$M$31,FBR!$D1544+1)*INDEX(ID!$M$35:$M$46,$B1544),0)","v":50},{"$f":"IF(I1544=\"w\",INDEX(ID!$N$8:$N$31,FBR!$D1544+1)*INDEX(ID!$N$35:$N$46,$B1544),0)","v":0},null,29.529981133623163,0,0,0]
[1535,3,5,22,64,10,"2014-03-05",4,"h",null,{"$f":"IF(I1545=\"h\",INDEX(ID!$K$8:$K$31,FBR!$D1545+1)*INDEX(ID!$K$35:$K$46,$B1545),0)","v":45},{"$f":"IF(I1545=\"w\",INDEX(ID!$L$8:$L$31,FBR!$D1545+1)*INDEX(ID!$L$35:$L$46,$B1545),0)","v":0},{"$f":"IF(I1545=\"h\",INDEX(ID!$M$8:$M$31,FBR!$D1545+1)*INDEX(ID!$M$35:$M$46,$B1545),0)","v":45},{"$f":"IF(I1545=\"w\",INDEX(ID!$N$8:$N$31,FBR!$D1545+1)*INDEX(ID!$N$35:$N$46,$B1545),0)","v":0},null,26.576983020260847,0,0,0]
[1536,3,5,23,64,10,"2014-03-05",4,"h",null,{"$f":"IF(I1546=\"h\",INDEX(ID!$K$8:$K$31,FBR!$D1546+1)*INDEX(ID!$K$35:$K$46,$B1546),0)","v":40},{"$f":"IF(I1546=\"w\",INDEX(ID!$L$8:$L$31,FBR!$D1546+1)*INDEX(ID!$L$35:$L$46,$B1546),0)","v":0},{"$f":"IF(I1546=\"h\",INDEX(ID!$M$8:$M$31,FBR!$D1546+1)*INDEX(ID!$M$35:$M$46,$B1546),0)","v":40},{"$f":"IF(I1546=\"w\",INDEX(ID!$N$8:$N$31,FBR!$D1546+1)*INDEX(ID!$N$35:$N$46,$B1546),0)","v":0},null,23.623984906898531,0,0,0]
[1537,3,6,0,65,10,"2014-03-06",{"$f":"WEEKDAY(G1547)","v":5},{"$f":"IF(OR(H1547=6,H1547=7),\"w\",\"h\")","v":"h"},null,{"$f":"IF(I1547=\"h\",INDEX(ID!$K$8:$K$31,FBR!$D1547+1)*INDEX(ID!$K$35:$K$46,$B1547),0)","v":35},{"$f":"IF(I1547=\"w\",INDEX(ID!$L$8:$L$31,FBR!$D1547+1)*INDEX(ID!$L$35:$L$46,$B1547),0)","v":0},{"$f":"IF(I1547=\"h\",INDEX(ID!$M$8:$M$31,FBR!$D1547+1)*INDEX(ID!$M$35:$M$46,$B1547),0)","v":35},{"$f":"IF(I1547=\"w\",INDEX(ID!$N$8:$N$31,FBR!$D1547+1)*INDEX(ID!$N$35:$N$46,$B1547),0)","v":0},null,{"$f":"K1547*(indvforbrug*antalbrugere)/($K$8789+$L$8789)","v":20.670986793536215},{"$f":"L1547*indvforbrug*antalbrugere/($K$8789+$L$8789)","v":0},{"$f":"M1547*fællesforbrug/($M$8789+$N$8789)","v":0},{"$f":"N1547*fællesforbrug/($M$8789+$N$8789)","v":0}]
[{"$f":"A1547+1","v":1538},3,6,1,65,10,{"$f":"DATE(2014,B1548,C1548)","v":"2014-03-06"},5,"h",null,{"$f":"IF(I1548=\"h\",INDEX(ID!$K$8:$K$31,FBR!$D1548+1)*INDEX(ID!$K$35:$K$46,$B1548),0)","v":30},{"$f":"IF(I1548=\"w\",INDEX(ID!$L$8:$L$31,FBR!$D1548+1)*INDEX(ID!$L$35:$L$46,$B1548),0)","v":0},{"$f":"IF(I1548=\"h\",INDEX(ID!$M$8:$M$31,FBR!$D1548+1)*INDEX(ID!$M$35:$M$46,$B1548),0)","v":30},{"$f":"IF(I1548=\"w\",INDEX(ID!$N$8:$N$31,FBR!$D1548+1)*INDEX(ID!$N$35:$N$46,$B1548),0)","v":0},null,17.717988680173899,0,0,0]
[1539,3,6,2,65,10,"2014-03-06",5,"h",null,{"$f":"IF(I1549=\"h\",INDEX(ID!$K$8:$K$31,FBR!$D1549+1)*INDEX(ID!$K$35:$K$46,$B1549),0)","v":28},{"$f":"IF(I1549=\"w\",INDEX(ID!$L$8:$L$31,FBR!$D1549+1)*INDEX(ID!$L$35:$L$46,$B1549),0)","v":0},{"$f":"IF(I1549=\"h\",INDEX(ID!$M$8:$M$31,FBR!$D1549+1)*INDEX(ID!$M$35:$M$46,$B1549),0)","v":28},{"$f":"IF(I1549=\"w\",INDEX(ID!$N$8:$N$31,FBR!$D1549+1)*INDEX(ID!$N$35:$N$46,$B1549),0)","v":0},null,16.536789434828972,0,0,0]
[1540,3,6,3,65,10,"2014-03-06",5,"h",null,{"$f":"IF(I1550=\"h\",INDEX(ID!$K$8:$K$31,FBR!$D1550+1)*INDEX(ID!$K$35:$K$46,$B1550),0)","v":27},{"$f":"IF(I1550=\"w\",INDEX(ID!$L$8:$L$31,FBR!$D1550+1)*INDEX(ID!$L$35:$L$46,$B1550),0)","v":0},{"$f":"IF(I1550=\"h\",INDEX(ID!$M$8:$M$31,FBR!$D1550+1)*INDEX(ID!$M$35:$M$46,$B1550),0)","v":27},{"$f":"IF(I1550=\"w\",INDEX(ID!$N$8:$N$31,FBR!$D1550+1)*INDEX(ID!$N$35:$N$46,$B1550),0)","v":0},null,15.94618981215651,0,0,0]
[1541,3,6,4,65,10,"2014-03-06",5,"h",null,{"$f":"IF(I1551=\"h\",INDEX(ID!$K$8:$K$31,FBR!$D1551+1)*INDEX(ID!$K$35:$K$46,$B1551),0)","v":27},{"$f":"IF(I1551=\"w\",INDEX(ID!$L$8:$L$31,FBR!$D1551+1)*INDEX(ID!$L$35:$L$46,$B1551),0)","v":0},{"$f":"IF(I1551=\"h\",INDEX(ID!$M$8:$M$31,FBR!$D1551+1)*INDEX(ID!$M$35:$M$46,$B1551),0)","v":27},{"$f":"IF(I1551=\"w\",INDEX(ID!$N$8:$N$31,FBR!$D1551+1)*INDEX(ID!$N$35:$N$46,$B1551),0)","v":0},null,15.94618981215651,0,0,0]
[1542,3,6,5,65,10,"2014-03-06",5,"h",null,{"$f":"IF(I1552=\"h\",INDEX(ID!$K$8:$K$31,FBR!$D1552+1)*INDEX(ID!$K$35:$K$46,$B1552),0)","v":27},{"$f":"IF(I1552=\"w\",INDEX(ID!$L$8:$L$31,FBR!$D1552+1)*INDEX(ID!$L$35:$L$46,$B1552),0)","v":0},{"$f":"IF(I1552=\"h\",INDEX(ID!$M$8:$M$31,FBR!$D1552+1)*INDEX(ID!$M$35:$M$46,$B1552),0)","v":27},{"$f":"IF(I1552=\"w\",INDEX(ID!$N$8:$N$31,FBR!$D1552+1)*INDEX(ID!$N$35:$N$46,$B1552),0)","v":0},null,15.94618981215651,0,0,0]
[1543,3,6,6,65,10,"2014-03-06",5,"h",null,{"$f":"IF(I1553=\"h\",INDEX(ID!$K$8:$K$31,FBR!$D1553+1)*INDEX(ID!$K$35:$K$46,$B1553),0)","v":29},{"$f":"IF(I1553=\"w\",INDEX(ID!$L$8:$L$31,FBR!$D1553+1)*INDEX(ID!$L$35:$L$46,$B1553),0)","v":0},{"$f":"IF(I1553=\"h\",INDEX(ID!$M$8:$M$31,FBR!$D1553+1)*INDEX(ID!$M$35:$M$46,$B1553),0)","v":29},{"$f":"IF(I1553=\"w\",INDEX(ID!$N$8:$N$31,FBR!$D1553+1)*INDEX(ID!$N$35:$N$46,$B1553),0)","v":0},null,17.127389057501436,0,0,0]
[1544,3,6,7,65,10,"2014-03-06",5,"h",null,{"$f":"IF(I1554=\"h\",INDEX(ID!$K$8:$K$31,FBR!$D1554+1)*INDEX(ID!$K$35:$K$46,$B1554),0)","v":32},{"$f":"IF(I1554=\"w\",INDEX(ID!$L$8:$L$31,FBR!$D1554+1)*INDEX(ID!$L$35:$L$46,$B1554),0)","v":0},{"$f":"IF(I1554=\"h\",INDEX(ID!$M$8:$M$31,FBR!$D1554+1)*INDEX(ID!$M$35:$M$46,$B1554),0)","v":32},{"$f":"IF(I1554=\"w\",INDEX(ID!$N$8:$N$31,FBR!$D1554+1)*INDEX(ID!$N$35:$N$46,$B1554),0)","v":0},null,18.899187925518824,0,0,0]
[1545,3,6,8,65,10,"2014-03-06",5,"h",null,{"$f":"IF(I1555=\"h\",INDEX(ID!$K$8:$K$31,FBR!$D1555+1)*INDEX(ID!$K$35:$K$46,$B1555),0)","v":35},{"$f":"IF(I1555=\"w\",INDEX(ID!$L$8:$L$31,FBR!$D1555+1)*INDEX(ID!$L$35:$L$46,$B1555),0)","v":0},{"$f":"IF(I1555=\"h\",INDEX(ID!$M$8:$M$31,FBR!$D1555+1)*INDEX(ID!$M$35:$M$46,$B1555),0)","v":35},{"$f":"IF(I1555=\"w\",INDEX(ID!$N$8:$N$31,FBR!$D1555+1)*INDEX(ID!$N$35:$N$46,$B1555),0)","v":0},null,20.670986793536215,0,0,0]
[1546,3,6,9,65,10,"2014-03-06",5,"h",null,{"$f":"IF(I1556=\"h\",INDEX(ID!$K$8:$K$31,FBR!$D1556+1)*INDEX(ID!$K$35:$K$46,$B1556),0)","v":38},{"$f":"IF(I1556=\"w\",INDEX(ID!$L$8:$L$31,FBR!$D1556+1)*INDEX(ID!$L$35:$L$46,$B1556),0)","v":0},{"$f":"IF(I1556=\"h\",INDEX(ID!$M$8:$M$31,FBR!$D1556+1)*INDEX(ID!$M$35:$M$46,$B1556),0)","v":38},{"$f":"IF(I1556=\"w\",INDEX(ID!$N$8:$N$31,FBR!$D1556+1)*INDEX(ID!$N$35:$N$46,$B1556),0)","v":0},null,22.442785661553604,0,0,0]
[1547,3,6,10,65,10,"2014-03-06",5,"h",null,{"$f":"IF(I1557=\"h\",INDEX(ID!$K$8:$K$31,FBR!$D1557+1)*INDEX(ID!$K$35:$K$46,$B1557),0)","v":40},{"$f":"IF(I1557=\"w\",INDEX(ID!$L$8:$L$31,FBR!$D1557+1)*INDEX(ID!$L$35:$L$46,$B1557),0)","v":0},{"$f":"IF(I1557=\"h\",INDEX(ID!$M$8:$M$31,FBR!$D1557+1)*INDEX(ID!$M$35:$M$46,$B1557),0)","v":40},{"$f":"IF(I1557=\"w\",INDEX(ID!$N$8:$N$31,FBR!$D1557+1)*INDEX(ID!$N$35:$N$46,$B1557),0)","v":0},null,23.623984906898531,0,0,0]
[1548,3,6,11,65,10,"2014-03-06",5,"h",null,{"$f":"IF(I1558=\"h\",INDEX(ID!$K$8:$K$31,FBR!$D1558+1)*INDEX(ID!$K$35:$K$46,$B1558),0)","v":42},{"$f":"IF(I1558=\"w\",INDEX(ID!$L$8:$L$31,FBR!$D1558+1)*INDEX(ID!$L$35:$L$46,$B1558),0)","v":0},{"$f":"IF(I1558=\"h\",INDEX(ID!$M$8:$M$31,FBR!$D1558+1)*INDEX(ID!$M$35:$M$46,$B1558),0)","v":42},{"$f":"IF(I1558=\"w\",INDEX(ID!$N$8:$N$31,FBR!$D1558+1)*INDEX(ID!$N$35:$N$46,$B1558),0)","v":0},null,24.805184152243459,0,0,0]
[1549,3,6,12,65,10,"2014-03-06",5,"h",null,{"$f":"IF(I1559=\"h\",INDEX(ID!$K$8:$K$31,FBR!$D1559+1)*INDEX(ID!$K$35:$K$46,$B1559),0)","v":43},{"$f":"IF(I1559=\"w\",INDEX(ID!$L$8:$L$31,FBR!$D1559+1)*INDEX(ID!$L$35:$L$46,$B1559),0)","v":0},{"$f":"IF(I1559=\"h\",INDEX(ID!$M$8:$M$31,FBR!$D1559+1)*INDEX(ID!$M$35:$M$46,$B1559),0)","v":43},{"$f":"IF(I1559=\"w\",INDEX(ID!$N$8:$N$31,FBR!$D1559+1)*INDEX(ID!$N$35:$N$46,$B1559),0)","v":0},null,25.395783774915923,0,0,0]
[1550,3,6,13,65,10,"2014-03-06",5,"h",null,{"$f":"IF(I1560=\"h\",INDEX(ID!$K$8:$K$31,FBR!$D1560+1)*INDEX(ID!$K$35:$K$46,$B1560),0)","v":44},{"$f":"IF(I1560=\"w\",INDEX(ID!$L$8:$L$31,FBR!$D1560+1)*INDEX(ID!$L$35:$L$46,$B1560),0)","v":0},{"$f":"IF(I1560=\"h\",INDEX(ID!$M$8:$M$31,FBR!$D1560+1)*INDEX(ID!$M$35:$M$46,$B1560),0)","v":44},{"$f":"IF(I1560=\"w\",INDEX(ID!$N$8:$N$31,FBR!$D1560+1)*INDEX(ID!$N$35:$N$46,$B1560),0)","v":0},null,25.986383397588384,0,0,0]
[1551,3,6,14,65,10,"2014-03-06",5,"h",null,{"$f":"IF(I1561=\"h\",INDEX(ID!$K$8:$K$31,FBR!$D1561+1)*INDEX(ID!$K$35:$K$46,$B1561),0)","v":47},{"$f":"IF(I1561=\"w\",INDEX(ID!$L$8:$L$31,FBR!$D1561+1)*INDEX(ID!$L$35:$L$46,$B1561),0)","v":0},{"$f":"IF(I1561=\"h\",INDEX(ID!$M$8:$M$31,FBR!$D1561+1)*INDEX(ID!$M$35:$M$46,$B1561),0)","v":47},{"$f":"IF(I1561=\"w\",INDEX(ID!$N$8:$N$31,FBR!$D1561+1)*INDEX(ID!$N$35:$N$46,$B1561),0)","v":0},null,27.758182265605775,0,0,0]
[1552,3,6,15,65,10,"2014-03-06",5,"h",null,{"$f":"IF(I1562=\"h\",INDEX(ID!$K$8:$K$31,FBR!$D1562+1)*INDEX(ID!$K$35:$K$46,$B1562),0)","v":50},{"$f":"IF(I1562=\"w\",INDEX(ID!$L$8:$L$31,FBR!$D1562+1)*INDEX(ID!$L$35:$L$46,$B1562),0)","v":0},{"$f":"IF(I1562=\"h\",INDEX(ID!$M$8:$M$31,FBR!$D1562+1)*INDEX(ID!$M$35:$M$46,$B1562),0)","v":50},{"$f":"IF(I1562=\"w\",INDEX(ID!$N$8:$N$31,FBR!$D1562+1)*INDEX(ID!$N$35:$N$46,$B1562),0)","v":0},null,29.529981133623163,0,0,0]
[1553,3,6,16,65,10,"2014-03-06",5,"h",null,{"$f":"IF(I1563=\"h\",INDEX(ID!$K$8:$K$31,FBR!$D1563+1)*INDEX(ID!$K$35:$K$46,$B1563),0)","v":53},{"$f":"IF(I1563=\"w\",INDEX(ID!$L$8:$L$31,FBR!$D1563+1)*INDEX(ID!$L$35:$L$46,$B1563),0)","v":0},{"$f":"IF(I1563=\"h\",INDEX(ID!$M$8:$M$31,FBR!$D1563+1)*INDEX(ID!$M$35:$M$46,$B1563),0)","v":53},{"$f":"IF(I1563=\"w\",INDEX(ID!$N$8:$N$31,FBR!$D1563+1)*INDEX(ID!$N$35:$N$46,$B1563),0)","v":0},null,31.301780001640555,0,0,0]
[1554,3,6,17,65,10,"2014-03-06",5,"h",null,{"$f":"IF(I1564=\"h\",INDEX(ID!$K$8:$K$31,FBR!$D1564+1)*INDEX(ID!$K$35:$K$46,$B1564),0)","v":62},{"$f":"IF(I1564=\"w\",INDEX(ID!$L$8:$L$31,FBR!$D1564+1)*INDEX(ID!$L$35:$L$46,$B1564),0)","v":0},{"$f":"IF(I1564=\"h\",INDEX(ID!$M$8:$M$31,FBR!$D1564+1)*INDEX(ID!$M$35:$M$46,$B1564),0)","v":62},{"$f":"IF(I1564=\"w\",INDEX(ID!$N$8:$N$31,FBR!$D1564+1)*INDEX(ID!$N$35:$N$46,$B1564),0)","v":0},null,36.617176605692727,0,0,0]
[1555,3,6,18,65,10,"2014-03-06",5,"h",null,{"$f":"IF(I1565=\"h\",INDEX(ID!$K$8:$K$31,FBR!$D1565+1)*INDEX(ID!$K$35:$K$46,$B1565),0)","v":65},{"$f":"IF(I1565=\"w\",INDEX(ID!$L$8:$L$31,FBR!$D1565+1)*INDEX(ID!$L$35:$L$46,$B1565),0)","v":0},{"$f":"IF(I1565=\"h\",INDEX(ID!$M$8:$M$31,FBR!$D1565+1)*INDEX(ID!$M$35:$M$46,$B1565),0)","v":65},{"$f":"IF(I1565=\"w\",INDEX(ID!$N$8:$N$31,FBR!$D1565+1)*INDEX(ID!$N$35:$N$46,$B1565),0)","v":0},null,38.388975473710111,0,0,0]
[1556,3,6,19,65,10,"2014-03-06",5,"h",null,{"$f":"IF(I1566=\"h\",INDEX(ID!$K$8:$K$31,FBR!$D1566+1)*INDEX(ID!$K$35:$K$46,$B1566),0)","v":60},{"$f":"IF(I1566=\"w\",INDEX(ID!$L$8:$L$31,FBR!$D1566+1)*INDEX(ID!$L$35:$L$46,$B1566),0)","v":0},{"$f":"IF(I1566=\"h\",INDEX(ID!$M$8:$M$31,FBR!$D1566+1)*INDEX(ID!$M$35:$M$46,$B1566),0)","v":60},{"$f":"IF(I1566=\"w\",INDEX(ID!$N$8:$N$31,FBR!$D1566+1)*INDEX(ID!$N$35:$N$46,$B1566),0)","v":0},null,35.435977360347799,0,0,0]
[1557,3,6,20,65,10,"2014-03-06",5,"h",null,{"$f":"IF(I1567=\"h\",INDEX(ID!$K$8:$K$31,FBR!$D1567+1)*INDEX(ID!$K$35:$K$46,$B1567),0)","v":53},{"$f":"IF(I1567=\"w\",INDEX(ID!$L$8:$L$31,FBR!$D1567+1)*INDEX(ID!$L$35:$L$46,$B1567),0)","v":0},{"$f":"IF(I1567=\"h\",INDEX(ID!$M$8:$M$31,FBR!$D1567+1)*INDEX(ID!$M$35:$M$46,$B1567),0)","v":53},{"$f":"IF(I1567=\"w\",INDEX(ID!$N$8:$N$31,FBR!$D1567+1)*INDEX(ID!$N$35:$N$46,$B1567),0)","v":0},null,31.301780001640555,0,0,0]
[1558,3,6,21,65,10,"2014-03-06",5,"h",null,{"$f":"IF(I1568=\"h\",INDEX(ID!$K$8:$K$31,FBR!$D1568+1)*INDEX(ID!$K$35:$K$46,$B1568),0)","v":50},{"$f":"IF(I1568=\"w\",INDEX(ID!$L$8:$L$31,FBR!$D1568+1)*INDEX(ID!$L$35:$L$46,$B1568),0)","v":0},{"$f":"IF(I1568=\"h\",INDEX(ID!$M$8:$M$31,FBR!$D1568+1)*INDEX(ID!$M$35:$M$46,$B1568),0)","v":50},{"$f":"IF(I1568=\"w\",INDEX(ID!$N$8:$N$31,FBR!$D1568+1)*INDEX(ID!$N$35:$N$46,$B1568),0)","v":0},null,29.529981133623163,0,0,0]
[1559,3,6,22,65,10,"2014-03-06",5,"h",null,{"$f":"IF(I1569=\"h\",INDEX(ID!$K$8:$K$31,FBR!$D1569+1)*INDEX(ID!$K$35:$K$46,$B1569),0)","v":45},{"$f":"IF(I1569=\"w\",INDEX(ID!$L$8:$L$31,FBR!$D1569+1)*INDEX(ID!$L$35:$L$46,$B1569),0)","v":0},{"$f":"IF(I1569=\"h\",INDEX(ID!$M$8:$M$31,FBR!$D1569+1)*INDEX(ID!$M$35:$M$46,$B1569),0)","v":45},{"$f":"IF(I1569=\"w\",INDEX(ID!$N$8:$N$31,FBR!$D1569+1)*INDEX(ID!$N$35:$N$46,$B1569),0)","v":0},null,26.576983020260847,0,0,0]
[1560,3,6,23,65,10,"2014-03-06",5,"h",null,{"$f":"IF(I1570=\"h\",INDEX(ID!$K$8:$K$31,FBR!$D1570+1)*INDEX(ID!$K$35:$K$46,$B1570),0)","v":40},{"$f":"IF(I1570=\"w\",INDEX(ID!$L$8:$L$31,FBR!$D1570+1)*INDEX(ID!$L$35:$L$46,$B1570),0)","v":0},{"$f":"IF(I1570=\"h\",INDEX(ID!$M$8:$M$31,FBR!$D1570+1)*INDEX(ID!$M$35:$M$46,$B1570),0)","v":40},{"$f":"IF(I1570=\"w\",INDEX(ID!$N$8:$N$31,FBR!$D1570+1)*INDEX(ID!$N$35:$N$46,$B1570),0)","v":0},null,23.623984906898531,0,0,0]
[1561,3,7,0,66,10,"2014-03-07",6,"w",null,{"$f":"IF(I1571=\"h\",INDEX(ID!$K$8:$K$31,FBR!$D1571+1)*INDEX(ID!$K$35:$K$46,$B1571),0)","v":0},{"$f":"IF(I1571=\"w\",INDEX(ID!$L$8:$L$31,FBR!$D1571+1)*INDEX(ID!$L$35:$L$46,$B1571),0)","v":35},{"$f":"IF(I1571=\"h\",INDEX(ID!$M$8:$M$31,FBR!$D1571+1)*INDEX(ID!$M$35:$M$46,$B1571),0)","v":0},{"$f":"IF(I1571=\"w\",INDEX(ID!$N$8:$N$31,FBR!$D1571+1)*INDEX(ID!$N$35:$N$46,$B1571),0)","v":35},null,0,20.670986793536215,0,0]
[1562,3,7,1,{"$f":"E1548+1","v":66},10,"2014-03-07",6,"w",null,{"$f":"IF(I1572=\"h\",INDEX(ID!$K$8:$K$31,FBR!$D1572+1)*INDEX(ID!$K$35:$K$46,$B1572),0)","v":0},{"$f":"IF(I1572=\"w\",INDEX(ID!$L$8:$L$31,FBR!$D1572+1)*INDEX(ID!$L$35:$L$46,$B1572),0)","v":30},{"$f":"IF(I1572=\"h\",INDEX(ID!$M$8:$M$31,FBR!$D1572+1)*INDEX(ID!$M$35:$M$46,$B1572),0)","v":0},{"$f":"IF(I1572=\"w\",INDEX(ID!$N$8:$N$31,FBR!$D1572+1)*INDEX(ID!$N$35:$N$46,$B1572),0)","v":30},null,0,17.717988680173899,0,0]
[1563,3,7,2,66,10,"2014-03-07",6,"w",null,{"$f":"IF(I1573=\"h\",INDEX(ID!$K$8:$K$31,FBR!$D1573+1)*INDEX(ID!$K$35:$K$46,$B1573),0)","v":0},{"$f":"IF(I1573=\"w\",INDEX(ID!$L$8:$L$31,FBR!$D1573+1)*INDEX(ID!$L$35:$L$46,$B1573),0)","v":28},{"$f":"IF(I1573=\"h\",INDEX(ID!$M$8:$M$31,FBR!$D1573+1)*INDEX(ID!$M$35:$M$46,$B1573),0)","v":0},{"$f":"IF(I1573=\"w\",INDEX(ID!$N$8:$N$31,FBR!$D1573+1)*INDEX(ID!$N$35:$N$46,$B1573),0)","v":28},null,0,16.536789434828972,0,0]
[1564,3,7,3,66,10,"2014-03-07",6,"w",null,{"$f":"IF(I1574=\"h\",INDEX(ID!$K$8:$K$31,FBR!$D1574+1)*INDEX(ID!$K$35:$K$46,$B1574),0)","v":0},{"$f":"IF(I1574=\"w\",INDEX(ID!$L$8:$L$31,FBR!$D1574+1)*INDEX(ID!$L$35:$L$46,$B1574),0)","v":27},{"$f":"IF(I1574=\"h\",INDEX(ID!$M$8:$M$31,FBR!$D1574+1)*INDEX(ID!$M$35:$M$46,$B1574),0)","v":0},{"$f":"IF(I1574=\"w\",INDEX(ID!$N$8:$N$31,FBR!$D1574+1)*INDEX(ID!$N$35:$N$46,$B1574),0)","v":27},null,0,15.94618981215651,0,0]
[1565,3,7,4,66,10,"2014-03-07",6,"w",null,{"$f":"IF(I1575=\"h\",INDEX(ID!$K$8:$K$31,FBR!$D1575+1)*INDEX(ID!$K$35:$K$46,$B1575),0)","v":0},{"$f":"IF(I1575=\"w\",INDEX(ID!$L$8:$L$31,FBR!$D1575+1)*INDEX(ID!$L$35:$L$46,$B1575),0)","v":27},{"$f":"IF(I1575=\"h\",INDEX(ID!$M$8:$M$31,FBR!$D1575+1)*INDEX(ID!$M$35:$M$46,$B1575),0)","v":0},{"$f":"IF(I1575=\"w\",INDEX(ID!$N$8:$N$31,FBR!$D1575+1)*INDEX(ID!$N$35:$N$46,$B1575),0)","v":27},null,0,15.94618981215651,0,0]
[1566,3,7,5,66,10,"2014-03-07",6,"w",null,{"$f":"IF(I1576=\"h\",INDEX(ID!$K$8:$K$31,FBR!$D1576+1)*INDEX(ID!$K$35:$K$46,$B1576),0)","v":0},{"$f":"IF(I1576=\"w\",INDEX(ID!$L$8:$L$31,FBR!$D1576+1)*INDEX(ID!$L$35:$L$46,$B1576),0)","v":27},{"$f":"IF(I1576=\"h\",INDEX(ID!$M$8:$M$31,FBR!$D1576+1)*INDEX(ID!$M$35:$M$46,$B1576),0)","v":0},{"$f":"IF(I1576=\"w\",INDEX(ID!$N$8:$N$31,FBR!$D1576+1)*INDEX(ID!$N$35:$N$46,$B1576),0)","v":27},null,0,15.94618981215651,0,0]
[1567,3,7,6,66,10,"2014-03-07",6,"w",null,{"$f":"IF(I1577=\"h\",INDEX(ID!$K$8:$K$31,FBR!$D1577+1)*INDEX(ID!$K$35:$K$46,$B1577),0)","v":0},{"$f":"IF(I1577=\"w\",INDEX(ID!$L$8:$L$31,FBR!$D1577+1)*INDEX(ID!$L$35:$L$46,$B1577),0)","v":29},{"$f":"IF(I1577=\"h\",INDEX(ID!$M$8:$M$31,FBR!$D1577+1)*INDEX(ID!$M$35:$M$46,$B1577),0)","v":0},{"$f":"IF(I1577=\"w\",INDEX(ID!$N$8:$N$31,FBR!$D1577+1)*INDEX(ID!$N$35:$N$46,$B1577),0)","v":29},null,0,17.127389057501436,0,0]
[1568,3,7,7,66,10,"2014-03-07",6,"w",null,{"$f":"IF(I1578=\"h\",INDEX(ID!$K$8:$K$31,FBR!$D1578+1)*INDEX(ID!$K$35:$K$46,$B1578),0)","v":0},{"$f":"IF(I1578=\"w\",INDEX(ID!$L$8:$L$31,FBR!$D1578+1)*INDEX(ID!$L$35:$L$46,$B1578),0)","v":32},{"$f":"IF(I1578=\"h\",INDEX(ID!$M$8:$M$31,FBR!$D1578+1)*INDEX(ID!$M$35:$M$46,$B1578),0)","v":0},{"$f":"IF(I1578=\"w\",INDEX(ID!$N$8:$N$31,FBR!$D1578+1)*INDEX(ID!$N$35:$N$46,$B1578),0)","v":32},null,0,18.899187925518824,0,0]
[1569,3,7,8,66,10,"2014-03-07",6,"w",null,{"$f":"IF(I1579=\"h\",INDEX(ID!$K$8:$K$31,FBR!$D1579+1)*INDEX(ID!$K$35:$K$46,$B1579),0)","v":0},{"$f":"IF(I1579=\"w\",INDEX(ID!$L$8:$L$31,FBR!$D1579+1)*INDEX(ID!$L$35:$L$46,$B1579),0)","v":35},{"$f":"IF(I1579=\"h\",INDEX(ID!$M$8:$M$31,FBR!$D1579+1)*INDEX(ID!$M$35:$M$46,$B1579),0)","v":0},{"$f":"IF(I1579=\"w\",INDEX(ID!$N$8:$N$31,FBR!$D1579+1)*INDEX(ID!$N$35:$N$46,$B1579),0)","v":35},null,0,20.670986793536215,0,0]
[1570,3,7,9,66,10,"2014-03-07",6,"w",null,{"$f":"IF(I1580=\"h\",INDEX(ID!$K$8:$K$31,FBR!$D1580+1)*INDEX(ID!$K$35:$K$46,$B1580),0)","v":0},{"$f":"IF(I1580=\"w\",INDEX(ID!$L$8:$L$31,FBR!$D1580+1)*INDEX(ID!$L$35:$L$46,$B1580),0)","v":38},{"$f":"IF(I1580=\"h\",INDEX(ID!$M$8:$M$31,FBR!$D1580+1)*INDEX(ID!$M$35:$M$46,$B1580),0)","v":0},{"$f":"IF(I1580=\"w\",INDEX(ID!$N$8:$N$31,FBR!$D1580+1)*INDEX(ID!$N$35:$N$46,$B1580),0)","v":38},null,0,22.442785661553604,0,0]
[1571,3,7,10,66,10,"2014-03-07",6,"w",null,{"$f":"IF(I1581=\"h\",INDEX(ID!$K$8:$K$31,FBR!$D1581+1)*INDEX(ID!$K$35:$K$46,$B1581),0)","v":0},{"$f":"IF(I1581=\"w\",INDEX(ID!$L$8:$L$31,FBR!$D1581+1)*INDEX(ID!$L$35:$L$46,$B1581),0)","v":40},{"$f":"IF(I1581=\"h\",INDEX(ID!$M$8:$M$31,FBR!$D1581+1)*INDEX(ID!$M$35:$M$46,$B1581),0)","v":0},{"$f":"IF(I1581=\"w\",INDEX(ID!$N$8:$N$31,FBR!$D1581+1)*INDEX(ID!$N$35:$N$46,$B1581),0)","v":40},null,0,23.623984906898531,0,0]
[1572,3,7,11,66,10,"2014-03-07",6,"w",null,{"$f":"IF(I1582=\"h\",INDEX(ID!$K$8:$K$31,FBR!$D1582+1)*INDEX(ID!$K$35:$K$46,$B1582),0)","v":0},{"$f":"IF(I1582=\"w\",INDEX(ID!$L$8:$L$31,FBR!$D1582+1)*INDEX(ID!$L$35:$L$46,$B1582),0)","v":42},{"$f":"IF(I1582=\"h\",INDEX(ID!$M$8:$M$31,FBR!$D1582+1)*INDEX(ID!$M$35:$M$46,$B1582),0)","v":0},{"$f":"IF(I1582=\"w\",INDEX(ID!$N$8:$N$31,FBR!$D1582+1)*INDEX(ID!$N$35:$N$46,$B1582),0)","v":42},null,0,24.805184152243459,0,0]
[1573,3,7,12,66,10,"2014-03-07",6,"w",null,{"$f":"IF(I1583=\"h\",INDEX(ID!$K$8:$K$31,FBR!$D1583+1)*INDEX(ID!$K$35:$K$46,$B1583),0)","v":0},{"$f":"IF(I1583=\"w\",INDEX(ID!$L$8:$L$31,FBR!$D1583+1)*INDEX(ID!$L$35:$L$46,$B1583),0)","v":43},{"$f":"IF(I1583=\"h\",INDEX(ID!$M$8:$M$31,FBR!$D1583+1)*INDEX(ID!$M$35:$M$46,$B1583),0)","v":0},{"$f":"IF(I1583=\"w\",INDEX(ID!$N$8:$N$31,FBR!$D1583+1)*INDEX(ID!$N$35:$N$46,$B1583),0)","v":43},null,0,25.395783774915923,0,0]
[1574,3,7,13,66,10,"2014-03-07",6,"w",null,{"$f":"IF(I1584=\"h\",INDEX(ID!$K$8:$K$31,FBR!$D1584+1)*INDEX(ID!$K$35:$K$46,$B1584),0)","v":0},{"$f":"IF(I1584=\"w\",INDEX(ID!$L$8:$L$31,FBR!$D1584+1)*INDEX(ID!$L$35:$L$46,$B1584),0)","v":44},{"$f":"IF(I1584=\"h\",INDEX(ID!$M$8:$M$31,FBR!$D1584+1)*INDEX(ID!$M$35:$M$46,$B1584),0)","v":0},{"$f":"IF(I1584=\"w\",INDEX(ID!$N$8:$N$31,FBR!$D1584+1)*INDEX(ID!$N$35:$N$46,$B1584),0)","v":44},null,0,25.986383397588384,0,0]
[1575,3,7,14,66,10,"2014-03-07",6,"w",null,{"$f":"IF(I1585=\"h\",INDEX(ID!$K$8:$K$31,FBR!$D1585+1)*INDEX(ID!$K$35:$K$46,$B1585),0)","v":0},{"$f":"IF(I1585=\"w\",INDEX(ID!$L$8:$L$31,FBR!$D1585+1)*INDEX(ID!$L$35:$L$46,$B1585),0)","v":47},{"$f":"IF(I1585=\"h\",INDEX(ID!$M$8:$M$31,FBR!$D1585+1)*INDEX(ID!$M$35:$M$46,$B1585),0)","v":0},{"$f":"IF(I1585=\"w\",INDEX(ID!$N$8:$N$31,FBR!$D1585+1)*INDEX(ID!$N$35:$N$46,$B1585),0)","v":47},null,0,27.758182265605775,0,0]
[1576,3,7,15,66,10,"2014-03-07",6,"w",null,{"$f":"IF(I1586=\"h\",INDEX(ID!$K$8:$K$31,FBR!$D1586+1)*INDEX(ID!$K$35:$K$46,$B1586),0)","v":0},{"$f":"IF(I1586=\"w\",INDEX(ID!$L$8:$L$31,FBR!$D1586+1)*INDEX(ID!$L$35:$L$46,$B1586),0)","v":50},{"$f":"IF(I1586=\"h\",INDEX(ID!$M$8:$M$31,FBR!$D1586+1)*INDEX(ID!$M$35:$M$46,$B1586),0)","v":0},{"$f":"IF(I1586=\"w\",INDEX(ID!$N$8:$N$31,FBR!$D1586+1)*INDEX(ID!$N$35:$N$46,$B1586),0)","v":50},null,0,29.529981133623163,0,0]
[1577,3,7,16,66,10,"2014-03-07",6,"w",null,{"$f":"IF(I1587=\"h\",INDEX(ID!$K$8:$K$31,FBR!$D1587+1)*INDEX(ID!$K$35:$K$46,$B1587),0)","v":0},{"$f":"IF(I1587=\"w\",INDEX(ID!$L$8:$L$31,FBR!$D1587+1)*INDEX(ID!$L$35:$L$46,$B1587),0)","v":53},{"$f":"IF(I1587=\"h\",INDEX(ID!$M$8:$M$31,FBR!$D1587+1)*INDEX(ID!$M$35:$M$46,$B1587),0)","v":0},{"$f":"IF(I1587=\"w\",INDEX(ID!$N$8:$N$31,FBR!$D1587+1)*INDEX(ID!$N$35:$N$46,$B1587),0)","v":53},null,0,31.301780001640555,0,0]
[1578,3,7,17,66,{"$f":"F1420+1","v":10},"2014-03-07",6,"w",null,{"$f":"IF(I1588=\"h\",INDEX(ID!$K$8:$K$31,FBR!$D1588+1)*INDEX(ID!$K$35:$K$46,$B1588),0)","v":0},{"$f":"IF(I1588=\"w\",INDEX(ID!$L$8:$L$31,FBR!$D1588+1)*INDEX(ID!$L$35:$L$46,$B1588),0)","v":62},{"$f":"IF(I1588=\"h\",INDEX(ID!$M$8:$M$31,FBR!$D1588+1)*INDEX(ID!$M$35:$M$46,$B1588),0)","v":0},{"$f":"IF(I1588=\"w\",INDEX(ID!$N$8:$N$31,FBR!$D1588+1)*INDEX(ID!$N$35:$N$46,$B1588),0)","v":62},null,0,36.617176605692727,0,0]
[1579,3,7,18,66,10,"2014-03-07",6,"w",null,{"$f":"IF(I1589=\"h\",INDEX(ID!$K$8:$K$31,FBR!$D1589+1)*INDEX(ID!$K$35:$K$46,$B1589),0)","v":0},{"$f":"IF(I1589=\"w\",INDEX(ID!$L$8:$L$31,FBR!$D1589+1)*INDEX(ID!$L$35:$L$46,$B1589),0)","v":65},{"$f":"IF(I1589=\"h\",INDEX(ID!$M$8:$M$31,FBR!$D1589+1)*INDEX(ID!$M$35:$M$46,$B1589),0)","v":0},{"$f":"IF(I1589=\"w\",INDEX(ID!$N$8:$N$31,FBR!$D1589+1)*INDEX(ID!$N$35:$N$46,$B1589),0)","v":65},null,0,38.388975473710111,0,0]
[1580,3,7,19,66,10,"2014-03-07",6,"w",null,{"$f":"IF(I1590=\"h\",INDEX(ID!$K$8:$K$31,FBR!$D1590+1)*INDEX(ID!$K$35:$K$46,$B1590),0)","v":0},{"$f":"IF(I1590=\"w\",INDEX(ID!$L$8:$L$31,FBR!$D1590+1)*INDEX(ID!$L$35:$L$46,$B1590),0)","v":60},{"$f":"IF(I1590=\"h\",INDEX(ID!$M$8:$M$31,FBR!$D1590+1)*INDEX(ID!$M$35:$M$46,$B1590),0)","v":0},{"$f":"IF(I1590=\"w\",INDEX(ID!$N$8:$N$31,FBR!$D1590+1)*INDEX(ID!$N$35:$N$46,$B1590),0)","v":60},null,0,35.435977360347799,0,0]
[1581,3,7,20,66,10,"2014-03-07",6,"w",null,{"$f":"IF(I1591=\"h\",INDEX(ID!$K$8:$K$31,FBR!$D1591+1)*INDEX(ID!$K$35:$K$46,$B1591),0)","v":0},{"$f":"IF(I1591=\"w\",INDEX(ID!$L$8:$L$31,FBR!$D1591+1)*INDEX(ID!$L$35:$L$46,$B1591),0)","v":53},{"$f":"IF(I1591=\"h\",INDEX(ID!$M$8:$M$31,FBR!$D1591+1)*INDEX(ID!$M$35:$M$46,$B1591),0)","v":0},{"$f":"IF(I1591=\"w\",INDEX(ID!$N$8:$N$31,FBR!$D1591+1)*INDEX(ID!$N$35:$N$46,$B1591),0)","v":53},null,0,31.301780001640555,0,0]
[1582,3,7,21,66,10,"2014-03-07",6,"w",null,{"$f":"IF(I1592=\"h\",INDEX(ID!$K$8:$K$31,FBR!$D1592+1)*INDEX(ID!$K$35:$K$46,$B1592),0)","v":0},{"$f":"IF(I1592=\"w\",INDEX(ID!$L$8:$L$31,FBR!$D1592+1)*INDEX(ID!$L$35:$L$46,$B1592),0)","v":50},{"$f":"IF(I1592=\"h\",INDEX(ID!$M$8:$M$31,FBR!$D1592+1)*INDEX(ID!$M$35:$M$46,$B1592),0)","v":0},{"$f":"IF(I1592=\"w\",INDEX(ID!$N$8:$N$31,FBR!$D1592+1)*INDEX(ID!$N$35:$N$46,$B1592),0)","v":50},null,0,29.529981133623163,0,0]
[1583,3,7,22,66,10,"2014-03-07",6,"w",null,{"$f":"IF(I1593=\"h\",INDEX(ID!$K$8:$K$31,FBR!$D1593+1)*INDEX(ID!$K$35:$K$46,$B1593),0)","v":0},{"$f":"IF(I1593=\"w\",INDEX(ID!$L$8:$L$31,FBR!$D1593+1)*INDEX(ID!$L$35:$L$46,$B1593),0)","v":45},{"$f":"IF(I1593=\"h\",INDEX(ID!$M$8:$M$31,FBR!$D1593+1)*INDEX(ID!$M$35:$M$46,$B1593),0)","v":0},{"$f":"IF(I1593=\"w\",INDEX(ID!$N$8:$N$31,FBR!$D1593+1)*INDEX(ID!$N$35:$N$46,$B1593),0)","v":45},null,0,26.576983020260847,0,0]
[1584,3,7,23,66,10,"2014-03-07",6,"w",null,{"$f":"IF(I1594=\"h\",INDEX(ID!$K$8:$K$31,FBR!$D1594+1)*INDEX(ID!$K$35:$K$46,$B1594),0)","v":0},{"$f":"IF(I1594=\"w\",INDEX(ID!$L$8:$L$31,FBR!$D1594+1)*INDEX(ID!$L$35:$L$46,$B1594),0)","v":40},{"$f":"IF(I1594=\"h\",INDEX(ID!$M$8:$M$31,FBR!$D1594+1)*INDEX(ID!$M$35:$M$46,$B1594),0)","v":0},{"$f":"IF(I1594=\"w\",INDEX(ID!$N$8:$N$31,FBR!$D1594+1)*INDEX(ID!$N$35:$N$46,$B1594),0)","v":40},null,0,23.623984906898531,0,0]
[1585,3,8,0,67,10,"2014-03-08",7,"w",null,{"$f":"IF(I1595=\"h\",INDEX(ID!$K$8:$K$31,FBR!$D1595+1)*INDEX(ID!$K$35:$K$46,$B1595),0)","v":0},{"$f":"IF(I1595=\"w\",INDEX(ID!$L$8:$L$31,FBR!$D1595+1)*INDEX(ID!$L$35:$L$46,$B1595),0)","v":35},{"$f":"IF(I1595=\"h\",INDEX(ID!$M$8:$M$31,FBR!$D1595+1)*INDEX(ID!$M$35:$M$46,$B1595),0)","v":0},{"$f":"IF(I1595=\"w\",INDEX(ID!$N$8:$N$31,FBR!$D1595+1)*INDEX(ID!$N$35:$N$46,$B1595),0)","v":35},null,0,20.670986793536215,0,0]
[1586,3,8,1,67,10,"2014-03-08",7,"w",null,{"$f":"IF(I1596=\"h\",INDEX(ID!$K$8:$K$31,FBR!$D1596+1)*INDEX(ID!$K$35:$K$46,$B1596),0)","v":0},{"$f":"IF(I1596=\"w\",INDEX(ID!$L$8:$L$31,FBR!$D1596+1)*INDEX(ID!$L$35:$L$46,$B1596),0)","v":30},{"$f":"IF(I1596=\"h\",INDEX(ID!$M$8:$M$31,FBR!$D1596+1)*INDEX(ID!$M$35:$M$46,$B1596),0)","v":0},{"$f":"IF(I1596=\"w\",INDEX(ID!$N$8:$N$31,FBR!$D1596+1)*INDEX(ID!$N$35:$N$46,$B1596),0)","v":30},null,0,17.717988680173899,0,0]
[1587,3,8,2,67,10,"2014-03-08",7,"w",null,{"$f":"IF(I1597=\"h\",INDEX(ID!$K$8:$K$31,FBR!$D1597+1)*INDEX(ID!$K$35:$K$46,$B1597),0)","v":0},{"$f":"IF(I1597=\"w\",INDEX(ID!$L$8:$L$31,FBR!$D1597+1)*INDEX(ID!$L$35:$L$46,$B1597),0)","v":28},{"$f":"IF(I1597=\"h\",INDEX(ID!$M$8:$M$31,FBR!$D1597+1)*INDEX(ID!$M$35:$M$46,$B1597),0)","v":0},{"$f":"IF(I1597=\"w\",INDEX(ID!$N$8:$N$31,FBR!$D1597+1)*INDEX(ID!$N$35:$N$46,$B1597),0)","v":28},null,0,16.536789434828972,0,0]
[1588,3,8,3,67,10,"2014-03-08",7,"w",null,{"$f":"IF(I1598=\"h\",INDEX(ID!$K$8:$K$31,FBR!$D1598+1)*INDEX(ID!$K$35:$K$46,$B1598),0)","v":0},{"$f":"IF(I1598=\"w\",INDEX(ID!$L$8:$L$31,FBR!$D1598+1)*INDEX(ID!$L$35:$L$46,$B1598),0)","v":27},{"$f":"IF(I1598=\"h\",INDEX(ID!$M$8:$M$31,FBR!$D1598+1)*INDEX(ID!$M$35:$M$46,$B1598),0)","v":0},{"$f":"IF(I1598=\"w\",INDEX(ID!$N$8:$N$31,FBR!$D1598+1)*INDEX(ID!$N$35:$N$46,$B1598),0)","v":27},null,0,15.94618981215651,0,0]
[1589,3,8,4,67,10,"2014-03-08",7,"w",null,{"$f":"IF(I1599=\"h\",INDEX(ID!$K$8:$K$31,FBR!$D1599+1)*INDEX(ID!$K$35:$K$46,$B1599),0)","v":0},{"$f":"IF(I1599=\"w\",INDEX(ID!$L$8:$L$31,FBR!$D1599+1)*INDEX(ID!$L$35:$L$46,$B1599),0)","v":27},{"$f":"IF(I1599=\"h\",INDEX(ID!$M$8:$M$31,FBR!$D1599+1)*INDEX(ID!$M$35:$M$46,$B1599),0)","v":0},{"$f":"IF(I1599=\"w\",INDEX(ID!$N$8:$N$31,FBR!$D1599+1)*INDEX(ID!$N$35:$N$46,$B1599),0)","v":27},null,0,15.94618981215651,0,0]
[1590,3,8,5,67,10,"2014-03-08",7,"w",null,{"$f":"IF(I1600=\"h\",INDEX(ID!$K$8:$K$31,FBR!$D1600+1)*INDEX(ID!$K$35:$K$46,$B1600),0)","v":0},{"$f":"IF(I1600=\"w\",INDEX(ID!$L$8:$L$31,FBR!$D1600+1)*INDEX(ID!$L$35:$L$46,$B1600),0)","v":27},{"$f":"IF(I1600=\"h\",INDEX(ID!$M$8:$M$31,FBR!$D1600+1)*INDEX(ID!$M$35:$M$46,$B1600),0)","v":0},{"$f":"IF(I1600=\"w\",INDEX(ID!$N$8:$N$31,FBR!$D1600+1)*INDEX(ID!$N$35:$N$46,$B1600),0)","v":27},null,0,15.94618981215651,0,0]
[1591,3,8,6,67,10,"2014-03-08",7,"w",null,{"$f":"IF(I1601=\"h\",INDEX(ID!$K$8:$K$31,FBR!$D1601+1)*INDEX(ID!$K$35:$K$46,$B1601),0)","v":0},{"$f":"IF(I1601=\"w\",INDEX(ID!$L$8:$L$31,FBR!$D1601+1)*INDEX(ID!$L$35:$L$46,$B1601),0)","v":29},{"$f":"IF(I1601=\"h\",INDEX(ID!$M$8:$M$31,FBR!$D1601+1)*INDEX(ID!$M$35:$M$46,$B1601),0)","v":0},{"$f":"IF(I1601=\"w\",INDEX(ID!$N$8:$N$31,FBR!$D1601+1)*INDEX(ID!$N$35:$N$46,$B1601),0)","v":29},null,0,17.127389057501436,0,0]
[1592,3,8,7,67,10,"2014-03-08",7,"w",null,{"$f":"IF(I1602=\"h\",INDEX(ID!$K$8:$K$31,FBR!$D1602+1)*INDEX(ID!$K$35:$K$46,$B1602),0)","v":0},{"$f":"IF(I1602=\"w\",INDEX(ID!$L$8:$L$31,FBR!$D1602+1)*INDEX(ID!$L$35:$L$46,$B1602),0)","v":32},{"$f":"IF(I1602=\"h\",INDEX(ID!$M$8:$M$31,FBR!$D1602+1)*INDEX(ID!$M$35:$M$46,$B1602),0)","v":0},{"$f":"IF(I1602=\"w\",INDEX(ID!$N$8:$N$31,FBR!$D1602+1)*INDEX(ID!$N$35:$N$46,$B1602),0)","v":32},null,0,18.899187925518824,0,0]
[1593,3,8,8,67,10,"2014-03-08",7,"w",null,{"$f":"IF(I1603=\"h\",INDEX(ID!$K$8:$K$31,FBR!$D1603+1)*INDEX(ID!$K$35:$K$46,$B1603),0)","v":0},{"$f":"IF(I1603=\"w\",INDEX(ID!$L$8:$L$31,FBR!$D1603+1)*INDEX(ID!$L$35:$L$46,$B1603),0)","v":35},{"$f":"IF(I1603=\"h\",INDEX(ID!$M$8:$M$31,FBR!$D1603+1)*INDEX(ID!$M$35:$M$46,$B1603),0)","v":0},{"$f":"IF(I1603=\"w\",INDEX(ID!$N$8:$N$31,FBR!$D1603+1)*INDEX(ID!$N$35:$N$46,$B1603),0)","v":35},null,0,20.670986793536215,0,0]
[1594,3,8,9,67,10,"2014-03-08",7,"w",null,{"$f":"IF(I1604=\"h\",INDEX(ID!$K$8:$K$31,FBR!$D1604+1)*INDEX(ID!$K$35:$K$46,$B1604),0)","v":0},{"$f":"IF(I1604=\"w\",INDEX(ID!$L$8:$L$31,FBR!$D1604+1)*INDEX(ID!$L$35:$L$46,$B1604),0)","v":38},{"$f":"IF(I1604=\"h\",INDEX(ID!$M$8:$M$31,FBR!$D1604+1)*INDEX(ID!$M$35:$M$46,$B1604),0)","v":0},{"$f":"IF(I1604=\"w\",INDEX(ID!$N$8:$N$31,FBR!$D1604+1)*INDEX(ID!$N$35:$N$46,$B1604),0)","v":38},null,0,22.442785661553604,0,0]
[1595,3,8,10,67,10,"2014-03-08",7,"w",null,{"$f":"IF(I1605=\"h\",INDEX(ID!$K$8:$K$31,FBR!$D1605+1)*INDEX(ID!$K$35:$K$46,$B1605),0)","v":0},{"$f":"IF(I1605=\"w\",INDEX(ID!$L$8:$L$31,FBR!$D1605+1)*INDEX(ID!$L$35:$L$46,$B1605),0)","v":40},{"$f":"IF(I1605=\"h\",INDEX(ID!$M$8:$M$31,FBR!$D1605+1)*INDEX(ID!$M$35:$M$46,$B1605),0)","v":0},{"$f":"IF(I1605=\"w\",INDEX(ID!$N$8:$N$31,FBR!$D1605+1)*INDEX(ID!$N$35:$N$46,$B1605),0)","v":40},null,0,23.623984906898531,0,0]
[1596,3,8,11,67,10,"2014-03-08",7,"w",null,{"$f":"IF(I1606=\"h\",INDEX(ID!$K$8:$K$31,FBR!$D1606+1)*INDEX(ID!$K$35:$K$46,$B1606),0)","v":0},{"$f":"IF(I1606=\"w\",INDEX(ID!$L$8:$L$31,FBR!$D1606+1)*INDEX(ID!$L$35:$L$46,$B1606),0)","v":42},{"$f":"IF(I1606=\"h\",INDEX(ID!$M$8:$M$31,FBR!$D1606+1)*INDEX(ID!$M$35:$M$46,$B1606),0)","v":0},{"$f":"IF(I1606=\"w\",INDEX(ID!$N$8:$N$31,FBR!$D1606+1)*INDEX(ID!$N$35:$N$46,$B1606),0)","v":42},null,0,24.805184152243459,0,0]
[1597,3,8,12,67,10,"2014-03-08",7,"w",null,{"$f":"IF(I1607=\"h\",INDEX(ID!$K$8:$K$31,FBR!$D1607+1)*INDEX(ID!$K$35:$K$46,$B1607),0)","v":0},{"$f":"IF(I1607=\"w\",INDEX(ID!$L$8:$L$31,FBR!$D1607+1)*INDEX(ID!$L$35:$L$46,$B1607),0)","v":43},{"$f":"IF(I1607=\"h\",INDEX(ID!$M$8:$M$31,FBR!$D1607+1)*INDEX(ID!$M$35:$M$46,$B1607),0)","v":0},{"$f":"IF(I1607=\"w\",INDEX(ID!$N$8:$N$31,FBR!$D1607+1)*INDEX(ID!$N$35:$N$46,$B1607),0)","v":43},null,0,25.395783774915923,0,0]
[1598,3,8,13,67,10,"2014-03-08",7,"w",null,{"$f":"IF(I1608=\"h\",INDEX(ID!$K$8:$K$31,FBR!$D1608+1)*INDEX(ID!$K$35:$K$46,$B1608),0)","v":0},{"$f":"IF(I1608=\"w\",INDEX(ID!$L$8:$L$31,FBR!$D1608+1)*INDEX(ID!$L$35:$L$46,$B1608),0)","v":44},{"$f":"IF(I1608=\"h\",INDEX(ID!$M$8:$M$31,FBR!$D1608+1)*INDEX(ID!$M$35:$M$46,$B1608),0)","v":0},{"$f":"IF(I1608=\"w\",INDEX(ID!$N$8:$N$31,FBR!$D1608+1)*INDEX(ID!$N$35:$N$46,$B1608),0)","v":44},null,0,25.986383397588384,0,0]
[1599,3,8,14,67,10,"2014-03-08",7,"w",null,{"$f":"IF(I1609=\"h\",INDEX(ID!$K$8:$K$31,FBR!$D1609+1)*INDEX(ID!$K$35:$K$46,$B1609),0)","v":0},{"$f":"IF(I1609=\"w\",INDEX(ID!$L$8:$L$31,FBR!$D1609+1)*INDEX(ID!$L$35:$L$46,$B1609),0)","v":47},{"$f":"IF(I1609=\"h\",INDEX(ID!$M$8:$M$31,FBR!$D1609+1)*INDEX(ID!$M$35:$M$46,$B1609),0)","v":0},{"$f":"IF(I1609=\"w\",INDEX(ID!$N$8:$N$31,FBR!$D1609+1)*INDEX(ID!$N$35:$N$46,$B1609),0)","v":47},null,0,27.758182265605775,0,0]
[1600,3,8,15,67,10,"2014-03-08",7,"w",null,{"$f":"IF(I1610=\"h\",INDEX(ID!$K$8:$K$31,FBR!$D1610+1)*INDEX(ID!$K$35:$K$46,$B1610),0)","v":0},{"$f":"IF(I1610=\"w\",INDEX(ID!$L$8:$L$31,FBR!$D1610+1)*INDEX(ID!$L$35:$L$46,$B1610),0)","v":50},{"$f":"IF(I1610=\"h\",INDEX(ID!$M$8:$M$31,FBR!$D1610+1)*INDEX(ID!$M$35:$M$46,$B1610),0)","v":0},{"$f":"IF(I1610=\"w\",INDEX(ID!$N$8:$N$31,FBR!$D1610+1)*INDEX(ID!$N$35:$N$46,$B1610),0)","v":50},null,0,29.529981133623163,0,0]
[1601,3,8,16,67,10,"2014-03-08",{"$f":"WEEKDAY(G1611)","v":7},{"$f":"IF(OR(H1611=6,H1611=7),\"w\",\"h\")","v":"w"},null,{"$f":"IF(I1611=\"h\",INDEX(ID!$K$8:$K$31,FBR!$D1611+1)*INDEX(ID!$K$35:$K$46,$B1611),0)","v":0},{"$f":"IF(I1611=\"w\",INDEX(ID!$L$8:$L$31,FBR!$D1611+1)*INDEX(ID!$L$35:$L$46,$B1611),0)","v":53},{"$f":"IF(I1611=\"h\",INDEX(ID!$M$8:$M$31,FBR!$D1611+1)*INDEX(ID!$M$35:$M$46,$B1611),0)","v":0},{"$f":"IF(I1611=\"w\",INDEX(ID!$N$8:$N$31,FBR!$D1611+1)*INDEX(ID!$N$35:$N$46,$B1611),0)","v":53},null,{"$f":"K1611*(indvforbrug*antalbrugere)/($K$8789+$L$8789)","v":0},{"$f":"L1611*indvforbrug*antalbrugere/($K$8789+$L$8789)","v":31.301780001640555},{"$f":"M1611*fællesforbrug/($M$8789+$N$8789)","v":0},{"$f":"N1611*fællesforbrug/($M$8789+$N$8789)","v":0}]
[{"$f":"A1611+1","v":1602},3,8,17,67,10,{"$f":"DATE(2014,B1612,C1612)","v":"2014-03-08"},7,"w",null,{"$f":"IF(I1612=\"h\",INDEX(ID!$K$8:$K$31,FBR!$D1612+1)*INDEX(ID!$K$35:$K$46,$B1612),0)","v":0},{"$f":"IF(I1612=\"w\",INDEX(ID!$L$8:$L$31,FBR!$D1612+1)*INDEX(ID!$L$35:$L$46,$B1612),0)","v":62},{"$f":"IF(I1612=\"h\",INDEX(ID!$M$8:$M$31,FBR!$D1612+1)*INDEX(ID!$M$35:$M$46,$B1612),0)","v":0},{"$f":"IF(I1612=\"w\",INDEX(ID!$N$8:$N$31,FBR!$D1612+1)*INDEX(ID!$N$35:$N$46,$B1612),0)","v":62},null,0,36.617176605692727,0,0]
[1603,3,8,18,67,10,"2014-03-08",7,"w",null,{"$f":"IF(I1613=\"h\",INDEX(ID!$K$8:$K$31,FBR!$D1613+1)*INDEX(ID!$K$35:$K$46,$B1613),0)","v":0},{"$f":"IF(I1613=\"w\",INDEX(ID!$L$8:$L$31,FBR!$D1613+1)*INDEX(ID!$L$35:$L$46,$B1613),0)","v":65},{"$f":"IF(I1613=\"h\",INDEX(ID!$M$8:$M$31,FBR!$D1613+1)*INDEX(ID!$M$35:$M$46,$B1613),0)","v":0},{"$f":"IF(I1613=\"w\",INDEX(ID!$N$8:$N$31,FBR!$D1613+1)*INDEX(ID!$N$35:$N$46,$B1613),0)","v":65},null,0,38.388975473710111,0,0]
[1604,3,8,19,67,10,"2014-03-08",7,"w",null,{"$f":"IF(I1614=\"h\",INDEX(ID!$K$8:$K$31,FBR!$D1614+1)*INDEX(ID!$K$35:$K$46,$B1614),0)","v":0},{"$f":"IF(I1614=\"w\",INDEX(ID!$L$8:$L$31,FBR!$D1614+1)*INDEX(ID!$L$35:$L$46,$B1614),0)","v":60},{"$f":"IF(I1614=\"h\",INDEX(ID!$M$8:$M$31,FBR!$D1614+1)*INDEX(ID!$M$35:$M$46,$B1614),0)","v":0},{"$f":"IF(I1614=\"w\",INDEX(ID!$N$8:$N$31,FBR!$D1614+1)*INDEX(ID!$N$35:$N$46,$B1614),0)","v":60},null,0,35.435977360347799,0,0]
[1605,3,8,20,67,10,"2014-03-08",7,"w",null,{"$f":"IF(I1615=\"h\",INDEX(ID!$K$8:$K$31,FBR!$D1615+1)*INDEX(ID!$K$35:$K$46,$B1615),0)","v":0},{"$f":"IF(I1615=\"w\",INDEX(ID!$L$8:$L$31,FBR!$D1615+1)*INDEX(ID!$L$35:$L$46,$B1615),0)","v":53},{"$f":"IF(I1615=\"h\",INDEX(ID!$M$8:$M$31,FBR!$D1615+1)*INDEX(ID!$M$35:$M$46,$B1615),0)","v":0},{"$f":"IF(I1615=\"w\",INDEX(ID!$N$8:$N$31,FBR!$D1615+1)*INDEX(ID!$N$35:$N$46,$B1615),0)","v":53},null,0,31.301780001640555,0,0]
[1606,3,8,21,67,10,"2014-03-08",7,"w",null,{"$f":"IF(I1616=\"h\",INDEX(ID!$K$8:$K$31,FBR!$D1616+1)*INDEX(ID!$K$35:$K$46,$B1616),0)","v":0},{"$f":"IF(I1616=\"w\",INDEX(ID!$L$8:$L$31,FBR!$D1616+1)*INDEX(ID!$L$35:$L$46,$B1616),0)","v":50},{"$f":"IF(I1616=\"h\",INDEX(ID!$M$8:$M$31,FBR!$D1616+1)*INDEX(ID!$M$35:$M$46,$B1616),0)","v":0},{"$f":"IF(I1616=\"w\",INDEX(ID!$N$8:$N$31,FBR!$D1616+1)*INDEX(ID!$N$35:$N$46,$B1616),0)","v":50},null,0,29.529981133623163,0,0]
[1607,3,8,22,67,10,"2014-03-08",7,"w",null,{"$f":"IF(I1617=\"h\",INDEX(ID!$K$8:$K$31,FBR!$D1617+1)*INDEX(ID!$K$35:$K$46,$B1617),0)","v":0},{"$f":"IF(I1617=\"w\",INDEX(ID!$L$8:$L$31,FBR!$D1617+1)*INDEX(ID!$L$35:$L$46,$B1617),0)","v":45},{"$f":"IF(I1617=\"h\",INDEX(ID!$M$8:$M$31,FBR!$D1617+1)*INDEX(ID!$M$35:$M$46,$B1617),0)","v":0},{"$f":"IF(I1617=\"w\",INDEX(ID!$N$8:$N$31,FBR!$D1617+1)*INDEX(ID!$N$35:$N$46,$B1617),0)","v":45},null,0,26.576983020260847,0,0]
[1608,3,8,23,67,10,"2014-03-08",7,"w",null,{"$f":"IF(I1618=\"h\",INDEX(ID!$K$8:$K$31,FBR!$D1618+1)*INDEX(ID!$K$35:$K$46,$B1618),0)","v":0},{"$f":"IF(I1618=\"w\",INDEX(ID!$L$8:$L$31,FBR!$D1618+1)*INDEX(ID!$L$35:$L$46,$B1618),0)","v":40},{"$f":"IF(I1618=\"h\",INDEX(ID!$M$8:$M$31,FBR!$D1618+1)*INDEX(ID!$M$35:$M$46,$B1618),0)","v":0},{"$f":"IF(I1618=\"w\",INDEX(ID!$N$8:$N$31,FBR!$D1618+1)*INDEX(ID!$N$35:$N$46,$B1618),0)","v":40},null,0,23.623984906898531,0,0]
[1609,3,9,0,68,10,"2014-03-09",1,"h",null,{"$f":"IF(I1619=\"h\",INDEX(ID!$K$8:$K$31,FBR!$D1619+1)*INDEX(ID!$K$35:$K$46,$B1619),0)","v":35},{"$f":"IF(I1619=\"w\",INDEX(ID!$L$8:$L$31,FBR!$D1619+1)*INDEX(ID!$L$35:$L$46,$B1619),0)","v":0},{"$f":"IF(I1619=\"h\",INDEX(ID!$M$8:$M$31,FBR!$D1619+1)*INDEX(ID!$M$35:$M$46,$B1619),0)","v":35},{"$f":"IF(I1619=\"w\",INDEX(ID!$N$8:$N$31,FBR!$D1619+1)*INDEX(ID!$N$35:$N$46,$B1619),0)","v":0},null,20.670986793536215,0,0,0]
[1610,3,9,1,68,10,"2014-03-09",1,"h",null,{"$f":"IF(I1620=\"h\",INDEX(ID!$K$8:$K$31,FBR!$D1620+1)*INDEX(ID!$K$35:$K$46,$B1620),0)","v":30},{"$f":"IF(I1620=\"w\",INDEX(ID!$L$8:$L$31,FBR!$D1620+1)*INDEX(ID!$L$35:$L$46,$B1620),0)","v":0},{"$f":"IF(I1620=\"h\",INDEX(ID!$M$8:$M$31,FBR!$D1620+1)*INDEX(ID!$M$35:$M$46,$B1620),0)","v":30},{"$f":"IF(I1620=\"w\",INDEX(ID!$N$8:$N$31,FBR!$D1620+1)*INDEX(ID!$N$35:$N$46,$B1620),0)","v":0},null,17.717988680173899,0,0,0]
[1611,3,9,2,68,10,"2014-03-09",1,"h",null,{"$f":"IF(I1621=\"h\",INDEX(ID!$K$8:$K$31,FBR!$D1621+1)*INDEX(ID!$K$35:$K$46,$B1621),0)","v":28},{"$f":"IF(I1621=\"w\",INDEX(ID!$L$8:$L$31,FBR!$D1621+1)*INDEX(ID!$L$35:$L$46,$B1621),0)","v":0},{"$f":"IF(I1621=\"h\",INDEX(ID!$M$8:$M$31,FBR!$D1621+1)*INDEX(ID!$M$35:$M$46,$B1621),0)","v":28},{"$f":"IF(I1621=\"w\",INDEX(ID!$N$8:$N$31,FBR!$D1621+1)*INDEX(ID!$N$35:$N$46,$B1621),0)","v":0},null,16.536789434828972,0,0,0]
[1612,3,9,3,68,10,"2014-03-09",1,"h",null,{"$f":"IF(I1622=\"h\",INDEX(ID!$K$8:$K$31,FBR!$D1622+1)*INDEX(ID!$K$35:$K$46,$B1622),0)","v":27},{"$f":"IF(I1622=\"w\",INDEX(ID!$L$8:$L$31,FBR!$D1622+1)*INDEX(ID!$L$35:$L$46,$B1622),0)","v":0},{"$f":"IF(I1622=\"h\",INDEX(ID!$M$8:$M$31,FBR!$D1622+1)*INDEX(ID!$M$35:$M$46,$B1622),0)","v":27},{"$f":"IF(I1622=\"w\",INDEX(ID!$N$8:$N$31,FBR!$D1622+1)*INDEX(ID!$N$35:$N$46,$B1622),0)","v":0},null,15.94618981215651,0,0,0]
[1613,3,9,4,68,10,"2014-03-09",1,"h",null,{"$f":"IF(I1623=\"h\",INDEX(ID!$K$8:$K$31,FBR!$D1623+1)*INDEX(ID!$K$35:$K$46,$B1623),0)","v":27},{"$f":"IF(I1623=\"w\",INDEX(ID!$L$8:$L$31,FBR!$D1623+1)*INDEX(ID!$L$35:$L$46,$B1623),0)","v":0},{"$f":"IF(I1623=\"h\",INDEX(ID!$M$8:$M$31,FBR!$D1623+1)*INDEX(ID!$M$35:$M$46,$B1623),0)","v":27},{"$f":"IF(I1623=\"w\",INDEX(ID!$N$8:$N$31,FBR!$D1623+1)*INDEX(ID!$N$35:$N$46,$B1623),0)","v":0},null,15.94618981215651,0,0,0]
[1614,3,9,5,68,10,"2014-03-09",1,"h",null,{"$f":"IF(I1624=\"h\",INDEX(ID!$K$8:$K$31,FBR!$D1624+1)*INDEX(ID!$K$35:$K$46,$B1624),0)","v":27},{"$f":"IF(I1624=\"w\",INDEX(ID!$L$8:$L$31,FBR!$D1624+1)*INDEX(ID!$L$35:$L$46,$B1624),0)","v":0},{"$f":"IF(I1624=\"h\",INDEX(ID!$M$8:$M$31,FBR!$D1624+1)*INDEX(ID!$M$35:$M$46,$B1624),0)","v":27},{"$f":"IF(I1624=\"w\",INDEX(ID!$N$8:$N$31,FBR!$D1624+1)*INDEX(ID!$N$35:$N$46,$B1624),0)","v":0},null,15.94618981215651,0,0,0]
[1615,3,9,6,68,10,"2014-03-09",1,"h",null,{"$f":"IF(I1625=\"h\",INDEX(ID!$K$8:$K$31,FBR!$D1625+1)*INDEX(ID!$K$35:$K$46,$B1625),0)","v":29},{"$f":"IF(I1625=\"w\",INDEX(ID!$L$8:$L$31,FBR!$D1625+1)*INDEX(ID!$L$35:$L$46,$B1625),0)","v":0},{"$f":"IF(I1625=\"h\",INDEX(ID!$M$8:$M$31,FBR!$D1625+1)*INDEX(ID!$M$35:$M$46,$B1625),0)","v":29},{"$f":"IF(I1625=\"w\",INDEX(ID!$N$8:$N$31,FBR!$D1625+1)*INDEX(ID!$N$35:$N$46,$B1625),0)","v":0},null,17.127389057501436,0,0,0]
[1616,3,9,7,68,10,"2014-03-09",1,"h",null,{"$f":"IF(I1626=\"h\",INDEX(ID!$K$8:$K$31,FBR!$D1626+1)*INDEX(ID!$K$35:$K$46,$B1626),0)","v":32},{"$f":"IF(I1626=\"w\",INDEX(ID!$L$8:$L$31,FBR!$D1626+1)*INDEX(ID!$L$35:$L$46,$B1626),0)","v":0},{"$f":"IF(I1626=\"h\",INDEX(ID!$M$8:$M$31,FBR!$D1626+1)*INDEX(ID!$M$35:$M$46,$B1626),0)","v":32},{"$f":"IF(I1626=\"w\",INDEX(ID!$N$8:$N$31,FBR!$D1626+1)*INDEX(ID!$N$35:$N$46,$B1626),0)","v":0},null,18.899187925518824,0,0,0]
[1617,3,9,8,68,10,"2014-03-09",1,"h",null,{"$f":"IF(I1627=\"h\",INDEX(ID!$K$8:$K$31,FBR!$D1627+1)*INDEX(ID!$K$35:$K$46,$B1627),0)","v":35},{"$f":"IF(I1627=\"w\",INDEX(ID!$L$8:$L$31,FBR!$D1627+1)*INDEX(ID!$L$35:$L$46,$B1627),0)","v":0},{"$f":"IF(I1627=\"h\",INDEX(ID!$M$8:$M$31,FBR!$D1627+1)*INDEX(ID!$M$35:$M$46,$B1627),0)","v":35},{"$f":"IF(I1627=\"w\",INDEX(ID!$N$8:$N$31,FBR!$D1627+1)*INDEX(ID!$N$35:$N$46,$B1627),0)","v":0},null,20.670986793536215,0,0,0]
[1618,3,9,9,68,10,"2014-03-09",1,"h",null,{"$f":"IF(I1628=\"h\",INDEX(ID!$K$8:$K$31,FBR!$D1628+1)*INDEX(ID!$K$35:$K$46,$B1628),0)","v":38},{"$f":"IF(I1628=\"w\",INDEX(ID!$L$8:$L$31,FBR!$D1628+1)*INDEX(ID!$L$35:$L$46,$B1628),0)","v":0},{"$f":"IF(I1628=\"h\",INDEX(ID!$M$8:$M$31,FBR!$D1628+1)*INDEX(ID!$M$35:$M$46,$B1628),0)","v":38},{"$f":"IF(I1628=\"w\",INDEX(ID!$N$8:$N$31,FBR!$D1628+1)*INDEX(ID!$N$35:$N$46,$B1628),0)","v":0},null,22.442785661553604,0,0,0]
[1619,3,9,10,68,10,"2014-03-09",1,"h",null,{"$f":"IF(I1629=\"h\",INDEX(ID!$K$8:$K$31,FBR!$D1629+1)*INDEX(ID!$K$35:$K$46,$B1629),0)","v":40},{"$f":"IF(I1629=\"w\",INDEX(ID!$L$8:$L$31,FBR!$D1629+1)*INDEX(ID!$L$35:$L$46,$B1629),0)","v":0},{"$f":"IF(I1629=\"h\",INDEX(ID!$M$8:$M$31,FBR!$D1629+1)*INDEX(ID!$M$35:$M$46,$B1629),0)","v":40},{"$f":"IF(I1629=\"w\",INDEX(ID!$N$8:$N$31,FBR!$D1629+1)*INDEX(ID!$N$35:$N$46,$B1629),0)","v":0},null,23.623984906898531,0,0,0]
[1620,3,9,11,68,10,"2014-03-09",1,"h",null,{"$f":"IF(I1630=\"h\",INDEX(ID!$K$8:$K$31,FBR!$D1630+1)*INDEX(ID!$K$35:$K$46,$B1630),0)","v":42},{"$f":"IF(I1630=\"w\",INDEX(ID!$L$8:$L$31,FBR!$D1630+1)*INDEX(ID!$L$35:$L$46,$B1630),0)","v":0},{"$f":"IF(I1630=\"h\",INDEX(ID!$M$8:$M$31,FBR!$D1630+1)*INDEX(ID!$M$35:$M$46,$B1630),0)","v":42},{"$f":"IF(I1630=\"w\",INDEX(ID!$N$8:$N$31,FBR!$D1630+1)*INDEX(ID!$N$35:$N$46,$B1630),0)","v":0},null,24.805184152243459,0,0,0]
[1621,3,9,12,68,10,"2014-03-09",1,"h",null,{"$f":"IF(I1631=\"h\",INDEX(ID!$K$8:$K$31,FBR!$D1631+1)*INDEX(ID!$K$35:$K$46,$B1631),0)","v":43},{"$f":"IF(I1631=\"w\",INDEX(ID!$L$8:$L$31,FBR!$D1631+1)*INDEX(ID!$L$35:$L$46,$B1631),0)","v":0},{"$f":"IF(I1631=\"h\",INDEX(ID!$M$8:$M$31,FBR!$D1631+1)*INDEX(ID!$M$35:$M$46,$B1631),0)","v":43},{"$f":"IF(I1631=\"w\",INDEX(ID!$N$8:$N$31,FBR!$D1631+1)*INDEX(ID!$N$35:$N$46,$B1631),0)","v":0},null,25.395783774915923,0,0,0]
[1622,3,9,13,68,10,"2014-03-09",1,"h",null,{"$f":"IF(I1632=\"h\",INDEX(ID!$K$8:$K$31,FBR!$D1632+1)*INDEX(ID!$K$35:$K$46,$B1632),0)","v":44},{"$f":"IF(I1632=\"w\",INDEX(ID!$L$8:$L$31,FBR!$D1632+1)*INDEX(ID!$L$35:$L$46,$B1632),0)","v":0},{"$f":"IF(I1632=\"h\",INDEX(ID!$M$8:$M$31,FBR!$D1632+1)*INDEX(ID!$M$35:$M$46,$B1632),0)","v":44},{"$f":"IF(I1632=\"w\",INDEX(ID!$N$8:$N$31,FBR!$D1632+1)*INDEX(ID!$N$35:$N$46,$B1632),0)","v":0},null,25.986383397588384,0,0,0]
[1623,3,9,14,68,10,"2014-03-09",1,"h",null,{"$f":"IF(I1633=\"h\",INDEX(ID!$K$8:$K$31,FBR!$D1633+1)*INDEX(ID!$K$35:$K$46,$B1633),0)","v":47},{"$f":"IF(I1633=\"w\",INDEX(ID!$L$8:$L$31,FBR!$D1633+1)*INDEX(ID!$L$35:$L$46,$B1633),0)","v":0},{"$f":"IF(I1633=\"h\",INDEX(ID!$M$8:$M$31,FBR!$D1633+1)*INDEX(ID!$M$35:$M$46,$B1633),0)","v":47},{"$f":"IF(I1633=\"w\",INDEX(ID!$N$8:$N$31,FBR!$D1633+1)*INDEX(ID!$N$35:$N$46,$B1633),0)","v":0},null,27.758182265605775,0,0,0]
[1624,3,9,15,68,10,"2014-03-09",1,"h",null,{"$f":"IF(I1634=\"h\",INDEX(ID!$K$8:$K$31,FBR!$D1634+1)*INDEX(ID!$K$35:$K$46,$B1634),0)","v":50},{"$f":"IF(I1634=\"w\",INDEX(ID!$L$8:$L$31,FBR!$D1634+1)*INDEX(ID!$L$35:$L$46,$B1634),0)","v":0},{"$f":"IF(I1634=\"h\",INDEX(ID!$M$8:$M$31,FBR!$D1634+1)*INDEX(ID!$M$35:$M$46,$B1634),0)","v":50},{"$f":"IF(I1634=\"w\",INDEX(ID!$N$8:$N$31,FBR!$D1634+1)*INDEX(ID!$N$35:$N$46,$B1634),0)","v":0},null,29.529981133623163,0,0,0]
[1625,3,9,16,68,10,"2014-03-09",1,"h",null,{"$f":"IF(I1635=\"h\",INDEX(ID!$K$8:$K$31,FBR!$D1635+1)*INDEX(ID!$K$35:$K$46,$B1635),0)","v":53},{"$f":"IF(I1635=\"w\",INDEX(ID!$L$8:$L$31,FBR!$D1635+1)*INDEX(ID!$L$35:$L$46,$B1635),0)","v":0},{"$f":"IF(I1635=\"h\",INDEX(ID!$M$8:$M$31,FBR!$D1635+1)*INDEX(ID!$M$35:$M$46,$B1635),0)","v":53},{"$f":"IF(I1635=\"w\",INDEX(ID!$N$8:$N$31,FBR!$D1635+1)*INDEX(ID!$N$35:$N$46,$B1635),0)","v":0},null,31.301780001640555,0,0,0]
[1626,3,9,17,{"$f":"E1612+1","v":68},10,"2014-03-09",1,"h",null,{"$f":"IF(I1636=\"h\",INDEX(ID!$K$8:$K$31,FBR!$D1636+1)*INDEX(ID!$K$35:$K$46,$B1636),0)","v":62},{"$f":"IF(I1636=\"w\",INDEX(ID!$L$8:$L$31,FBR!$D1636+1)*INDEX(ID!$L$35:$L$46,$B1636),0)","v":0},{"$f":"IF(I1636=\"h\",INDEX(ID!$M$8:$M$31,FBR!$D1636+1)*INDEX(ID!$M$35:$M$46,$B1636),0)","v":62},{"$f":"IF(I1636=\"w\",INDEX(ID!$N$8:$N$31,FBR!$D1636+1)*INDEX(ID!$N$35:$N$46,$B1636),0)","v":0},null,36.617176605692727,0,0,0]
[1627,3,9,18,68,10,"2014-03-09",1,"h",null,{"$f":"IF(I1637=\"h\",INDEX(ID!$K$8:$K$31,FBR!$D1637+1)*INDEX(ID!$K$35:$K$46,$B1637),0)","v":65},{"$f":"IF(I1637=\"w\",INDEX(ID!$L$8:$L$31,FBR!$D1637+1)*INDEX(ID!$L$35:$L$46,$B1637),0)","v":0},{"$f":"IF(I1637=\"h\",INDEX(ID!$M$8:$M$31,FBR!$D1637+1)*INDEX(ID!$M$35:$M$46,$B1637),0)","v":65},{"$f":"IF(I1637=\"w\",INDEX(ID!$N$8:$N$31,FBR!$D1637+1)*INDEX(ID!$N$35:$N$46,$B1637),0)","v":0},null,38.388975473710111,0,0,0]
[1628,3,9,19,68,10,"2014-03-09",1,"h",null,{"$f":"IF(I1638=\"h\",INDEX(ID!$K$8:$K$31,FBR!$D1638+1)*INDEX(ID!$K$35:$K$46,$B1638),0)","v":60},{"$f":"IF(I1638=\"w\",INDEX(ID!$L$8:$L$31,FBR!$D1638+1)*INDEX(ID!$L$35:$L$46,$B1638),0)","v":0},{"$f":"IF(I1638=\"h\",INDEX(ID!$M$8:$M$31,FBR!$D1638+1)*INDEX(ID!$M$35:$M$46,$B1638),0)","v":60},{"$f":"IF(I1638=\"w\",INDEX(ID!$N$8:$N$31,FBR!$D1638+1)*INDEX(ID!$N$35:$N$46,$B1638),0)","v":0},null,35.435977360347799,0,0,0]
[1629,3,9,20,68,10,"2014-03-09",1,"h",null,{"$f":"IF(I1639=\"h\",INDEX(ID!$K$8:$K$31,FBR!$D1639+1)*INDEX(ID!$K$35:$K$46,$B1639),0)","v":53},{"$f":"IF(I1639=\"w\",INDEX(ID!$L$8:$L$31,FBR!$D1639+1)*INDEX(ID!$L$35:$L$46,$B1639),0)","v":0},{"$f":"IF(I1639=\"h\",INDEX(ID!$M$8:$M$31,FBR!$D1639+1)*INDEX(ID!$M$35:$M$46,$B1639),0)","v":53},{"$f":"IF(I1639=\"w\",INDEX(ID!$N$8:$N$31,FBR!$D1639+1)*INDEX(ID!$N$35:$N$46,$B1639),0)","v":0},null,31.301780001640555,0,0,0]
[1630,3,9,21,68,10,"2014-03-09",1,"h",null,{"$f":"IF(I1640=\"h\",INDEX(ID!$K$8:$K$31,FBR!$D1640+1)*INDEX(ID!$K$35:$K$46,$B1640),0)","v":50},{"$f":"IF(I1640=\"w\",INDEX(ID!$L$8:$L$31,FBR!$D1640+1)*INDEX(ID!$L$35:$L$46,$B1640),0)","v":0},{"$f":"IF(I1640=\"h\",INDEX(ID!$M$8:$M$31,FBR!$D1640+1)*INDEX(ID!$M$35:$M$46,$B1640),0)","v":50},{"$f":"IF(I1640=\"w\",INDEX(ID!$N$8:$N$31,FBR!$D1640+1)*INDEX(ID!$N$35:$N$46,$B1640),0)","v":0},null,29.529981133623163,0,0,0]
[1631,3,9,22,68,10,"2014-03-09",1,"h",null,{"$f":"IF(I1641=\"h\",INDEX(ID!$K$8:$K$31,FBR!$D1641+1)*INDEX(ID!$K$35:$K$46,$B1641),0)","v":45},{"$f":"IF(I1641=\"w\",INDEX(ID!$L$8:$L$31,FBR!$D1641+1)*INDEX(ID!$L$35:$L$46,$B1641),0)","v":0},{"$f":"IF(I1641=\"h\",INDEX(ID!$M$8:$M$31,FBR!$D1641+1)*INDEX(ID!$M$35:$M$46,$B1641),0)","v":45},{"$f":"IF(I1641=\"w\",INDEX(ID!$N$8:$N$31,FBR!$D1641+1)*INDEX(ID!$N$35:$N$46,$B1641),0)","v":0},null,26.576983020260847,0,0,0]
[1632,3,9,23,68,10,"2014-03-09",1,"h",null,{"$f":"IF(I1642=\"h\",INDEX(ID!$K$8:$K$31,FBR!$D1642+1)*INDEX(ID!$K$35:$K$46,$B1642),0)","v":40},{"$f":"IF(I1642=\"w\",INDEX(ID!$L$8:$L$31,FBR!$D1642+1)*INDEX(ID!$L$35:$L$46,$B1642),0)","v":0},{"$f":"IF(I1642=\"h\",INDEX(ID!$M$8:$M$31,FBR!$D1642+1)*INDEX(ID!$M$35:$M$46,$B1642),0)","v":40},{"$f":"IF(I1642=\"w\",INDEX(ID!$N$8:$N$31,FBR!$D1642+1)*INDEX(ID!$N$35:$N$46,$B1642),0)","v":0},null,23.623984906898531,0,0,0]
[1633,3,10,0,69,10,"2014-03-10",2,"h",null,{"$f":"IF(I1643=\"h\",INDEX(ID!$K$8:$K$31,FBR!$D1643+1)*INDEX(ID!$K$35:$K$46,$B1643),0)","v":35},{"$f":"IF(I1643=\"w\",INDEX(ID!$L$8:$L$31,FBR!$D1643+1)*INDEX(ID!$L$35:$L$46,$B1643),0)","v":0},{"$f":"IF(I1643=\"h\",INDEX(ID!$M$8:$M$31,FBR!$D1643+1)*INDEX(ID!$M$35:$M$46,$B1643),0)","v":35},{"$f":"IF(I1643=\"w\",INDEX(ID!$N$8:$N$31,FBR!$D1643+1)*INDEX(ID!$N$35:$N$46,$B1643),0)","v":0},null,20.670986793536215,0,0,0]
[1634,3,10,1,69,10,"2014-03-10",2,"h",null,{"$f":"IF(I1644=\"h\",INDEX(ID!$K$8:$K$31,FBR!$D1644+1)*INDEX(ID!$K$35:$K$46,$B1644),0)","v":30},{"$f":"IF(I1644=\"w\",INDEX(ID!$L$8:$L$31,FBR!$D1644+1)*INDEX(ID!$L$35:$L$46,$B1644),0)","v":0},{"$f":"IF(I1644=\"h\",INDEX(ID!$M$8:$M$31,FBR!$D1644+1)*INDEX(ID!$M$35:$M$46,$B1644),0)","v":30},{"$f":"IF(I1644=\"w\",INDEX(ID!$N$8:$N$31,FBR!$D1644+1)*INDEX(ID!$N$35:$N$46,$B1644),0)","v":0},null,17.717988680173899,0,0,0]
[1635,3,10,2,69,10,"2014-03-10",2,"h",null,{"$f":"IF(I1645=\"h\",INDEX(ID!$K$8:$K$31,FBR!$D1645+1)*INDEX(ID!$K$35:$K$46,$B1645),0)","v":28},{"$f":"IF(I1645=\"w\",INDEX(ID!$L$8:$L$31,FBR!$D1645+1)*INDEX(ID!$L$35:$L$46,$B1645),0)","v":0},{"$f":"IF(I1645=\"h\",INDEX(ID!$M$8:$M$31,FBR!$D1645+1)*INDEX(ID!$M$35:$M$46,$B1645),0)","v":28},{"$f":"IF(I1645=\"w\",INDEX(ID!$N$8:$N$31,FBR!$D1645+1)*INDEX(ID!$N$35:$N$46,$B1645),0)","v":0},null,16.536789434828972,0,0,0]
[1636,3,10,3,69,10,"2014-03-10",2,"h",null,{"$f":"IF(I1646=\"h\",INDEX(ID!$K$8:$K$31,FBR!$D1646+1)*INDEX(ID!$K$35:$K$46,$B1646),0)","v":27},{"$f":"IF(I1646=\"w\",INDEX(ID!$L$8:$L$31,FBR!$D1646+1)*INDEX(ID!$L$35:$L$46,$B1646),0)","v":0},{"$f":"IF(I1646=\"h\",INDEX(ID!$M$8:$M$31,FBR!$D1646+1)*INDEX(ID!$M$35:$M$46,$B1646),0)","v":27},{"$f":"IF(I1646=\"w\",INDEX(ID!$N$8:$N$31,FBR!$D1646+1)*INDEX(ID!$N$35:$N$46,$B1646),0)","v":0},null,15.94618981215651,0,0,0]
[1637,3,10,4,69,10,"2014-03-10",2,"h",null,{"$f":"IF(I1647=\"h\",INDEX(ID!$K$8:$K$31,FBR!$D1647+1)*INDEX(ID!$K$35:$K$46,$B1647),0)","v":27},{"$f":"IF(I1647=\"w\",INDEX(ID!$L$8:$L$31,FBR!$D1647+1)*INDEX(ID!$L$35:$L$46,$B1647),0)","v":0},{"$f":"IF(I1647=\"h\",INDEX(ID!$M$8:$M$31,FBR!$D1647+1)*INDEX(ID!$M$35:$M$46,$B1647),0)","v":27},{"$f":"IF(I1647=\"w\",INDEX(ID!$N$8:$N$31,FBR!$D1647+1)*INDEX(ID!$N$35:$N$46,$B1647),0)","v":0},null,15.94618981215651,0,0,0]
[1638,3,10,5,69,10,"2014-03-10",2,"h",null,{"$f":"IF(I1648=\"h\",INDEX(ID!$K$8:$K$31,FBR!$D1648+1)*INDEX(ID!$K$35:$K$46,$B1648),0)","v":27},{"$f":"IF(I1648=\"w\",INDEX(ID!$L$8:$L$31,FBR!$D1648+1)*INDEX(ID!$L$35:$L$46,$B1648),0)","v":0},{"$f":"IF(I1648=\"h\",INDEX(ID!$M$8:$M$31,FBR!$D1648+1)*INDEX(ID!$M$35:$M$46,$B1648),0)","v":27},{"$f":"IF(I1648=\"w\",INDEX(ID!$N$8:$N$31,FBR!$D1648+1)*INDEX(ID!$N$35:$N$46,$B1648),0)","v":0},null,15.94618981215651,0,0,0]
[1639,3,10,6,69,10,"2014-03-10",2,"h",null,{"$f":"IF(I1649=\"h\",INDEX(ID!$K$8:$K$31,FBR!$D1649+1)*INDEX(ID!$K$35:$K$46,$B1649),0)","v":29},{"$f":"IF(I1649=\"w\",INDEX(ID!$L$8:$L$31,FBR!$D1649+1)*INDEX(ID!$L$35:$L$46,$B1649),0)","v":0},{"$f":"IF(I1649=\"h\",INDEX(ID!$M$8:$M$31,FBR!$D1649+1)*INDEX(ID!$M$35:$M$46,$B1649),0)","v":29},{"$f":"IF(I1649=\"w\",INDEX(ID!$N$8:$N$31,FBR!$D1649+1)*INDEX(ID!$N$35:$N$46,$B1649),0)","v":0},null,17.127389057501436,0,0,0]
[1640,3,10,7,69,10,"2014-03-10",2,"h",null,{"$f":"IF(I1650=\"h\",INDEX(ID!$K$8:$K$31,FBR!$D1650+1)*INDEX(ID!$K$35:$K$46,$B1650),0)","v":32},{"$f":"IF(I1650=\"w\",INDEX(ID!$L$8:$L$31,FBR!$D1650+1)*INDEX(ID!$L$35:$L$46,$B1650),0)","v":0},{"$f":"IF(I1650=\"h\",INDEX(ID!$M$8:$M$31,FBR!$D1650+1)*INDEX(ID!$M$35:$M$46,$B1650),0)","v":32},{"$f":"IF(I1650=\"w\",INDEX(ID!$N$8:$N$31,FBR!$D1650+1)*INDEX(ID!$N$35:$N$46,$B1650),0)","v":0},null,18.899187925518824,0,0,0]
[1641,3,10,8,69,10,"2014-03-10",2,"h",null,{"$f":"IF(I1651=\"h\",INDEX(ID!$K$8:$K$31,FBR!$D1651+1)*INDEX(ID!$K$35:$K$46,$B1651),0)","v":35},{"$f":"IF(I1651=\"w\",INDEX(ID!$L$8:$L$31,FBR!$D1651+1)*INDEX(ID!$L$35:$L$46,$B1651),0)","v":0},{"$f":"IF(I1651=\"h\",INDEX(ID!$M$8:$M$31,FBR!$D1651+1)*INDEX(ID!$M$35:$M$46,$B1651),0)","v":35},{"$f":"IF(I1651=\"w\",INDEX(ID!$N$8:$N$31,FBR!$D1651+1)*INDEX(ID!$N$35:$N$46,$B1651),0)","v":0},null,20.670986793536215,0,0,0]
[1642,3,10,9,69,{"$f":"F1484+1","v":10},"2014-03-10",2,"h",null,{"$f":"IF(I1652=\"h\",INDEX(ID!$K$8:$K$31,FBR!$D1652+1)*INDEX(ID!$K$35:$K$46,$B1652),0)","v":38},{"$f":"IF(I1652=\"w\",INDEX(ID!$L$8:$L$31,FBR!$D1652+1)*INDEX(ID!$L$35:$L$46,$B1652),0)","v":0},{"$f":"IF(I1652=\"h\",INDEX(ID!$M$8:$M$31,FBR!$D1652+1)*INDEX(ID!$M$35:$M$46,$B1652),0)","v":38},{"$f":"IF(I1652=\"w\",INDEX(ID!$N$8:$N$31,FBR!$D1652+1)*INDEX(ID!$N$35:$N$46,$B1652),0)","v":0},null,22.442785661553604,0,0,0]
[1643,3,10,10,69,10,"2014-03-10",2,"h",null,{"$f":"IF(I1653=\"h\",INDEX(ID!$K$8:$K$31,FBR!$D1653+1)*INDEX(ID!$K$35:$K$46,$B1653),0)","v":40},{"$f":"IF(I1653=\"w\",INDEX(ID!$L$8:$L$31,FBR!$D1653+1)*INDEX(ID!$L$35:$L$46,$B1653),0)","v":0},{"$f":"IF(I1653=\"h\",INDEX(ID!$M$8:$M$31,FBR!$D1653+1)*INDEX(ID!$M$35:$M$46,$B1653),0)","v":40},{"$f":"IF(I1653=\"w\",INDEX(ID!$N$8:$N$31,FBR!$D1653+1)*INDEX(ID!$N$35:$N$46,$B1653),0)","v":0},null,23.623984906898531,0,0,0]
[1644,3,10,11,69,10,"2014-03-10",2,"h",null,{"$f":"IF(I1654=\"h\",INDEX(ID!$K$8:$K$31,FBR!$D1654+1)*INDEX(ID!$K$35:$K$46,$B1654),0)","v":42},{"$f":"IF(I1654=\"w\",INDEX(ID!$L$8:$L$31,FBR!$D1654+1)*INDEX(ID!$L$35:$L$46,$B1654),0)","v":0},{"$f":"IF(I1654=\"h\",INDEX(ID!$M$8:$M$31,FBR!$D1654+1)*INDEX(ID!$M$35:$M$46,$B1654),0)","v":42},{"$f":"IF(I1654=\"w\",INDEX(ID!$N$8:$N$31,FBR!$D1654+1)*INDEX(ID!$N$35:$N$46,$B1654),0)","v":0},null,24.805184152243459,0,0,0]
[1645,3,10,12,69,10,"2014-03-10",2,"h",null,{"$f":"IF(I1655=\"h\",INDEX(ID!$K$8:$K$31,FBR!$D1655+1)*INDEX(ID!$K$35:$K$46,$B1655),0)","v":43},{"$f":"IF(I1655=\"w\",INDEX(ID!$L$8:$L$31,FBR!$D1655+1)*INDEX(ID!$L$35:$L$46,$B1655),0)","v":0},{"$f":"IF(I1655=\"h\",INDEX(ID!$M$8:$M$31,FBR!$D1655+1)*INDEX(ID!$M$35:$M$46,$B1655),0)","v":43},{"$f":"IF(I1655=\"w\",INDEX(ID!$N$8:$N$31,FBR!$D1655+1)*INDEX(ID!$N$35:$N$46,$B1655),0)","v":0},null,25.395783774915923,0,0,0]
[1646,3,10,13,69,10,"2014-03-10",2,"h",null,{"$f":"IF(I1656=\"h\",INDEX(ID!$K$8:$K$31,FBR!$D1656+1)*INDEX(ID!$K$35:$K$46,$B1656),0)","v":44},{"$f":"IF(I1656=\"w\",INDEX(ID!$L$8:$L$31,FBR!$D1656+1)*INDEX(ID!$L$35:$L$46,$B1656),0)","v":0},{"$f":"IF(I1656=\"h\",INDEX(ID!$M$8:$M$31,FBR!$D1656+1)*INDEX(ID!$M$35:$M$46,$B1656),0)","v":44},{"$f":"IF(I1656=\"w\",INDEX(ID!$N$8:$N$31,FBR!$D1656+1)*INDEX(ID!$N$35:$N$46,$B1656),0)","v":0},null,25.986383397588384,0,0,0]
[1647,3,10,14,69,10,"2014-03-10",2,"h",null,{"$f":"IF(I1657=\"h\",INDEX(ID!$K$8:$K$31,FBR!$D1657+1)*INDEX(ID!$K$35:$K$46,$B1657),0)","v":47},{"$f":"IF(I1657=\"w\",INDEX(ID!$L$8:$L$31,FBR!$D1657+1)*INDEX(ID!$L$35:$L$46,$B1657),0)","v":0},{"$f":"IF(I1657=\"h\",INDEX(ID!$M$8:$M$31,FBR!$D1657+1)*INDEX(ID!$M$35:$M$46,$B1657),0)","v":47},{"$f":"IF(I1657=\"w\",INDEX(ID!$N$8:$N$31,FBR!$D1657+1)*INDEX(ID!$N$35:$N$46,$B1657),0)","v":0},null,27.758182265605775,0,0,0]
[1648,3,10,15,69,10,"2014-03-10",2,"h",null,{"$f":"IF(I1658=\"h\",INDEX(ID!$K$8:$K$31,FBR!$D1658+1)*INDEX(ID!$K$35:$K$46,$B1658),0)","v":50},{"$f":"IF(I1658=\"w\",INDEX(ID!$L$8:$L$31,FBR!$D1658+1)*INDEX(ID!$L$35:$L$46,$B1658),0)","v":0},{"$f":"IF(I1658=\"h\",INDEX(ID!$M$8:$M$31,FBR!$D1658+1)*INDEX(ID!$M$35:$M$46,$B1658),0)","v":50},{"$f":"IF(I1658=\"w\",INDEX(ID!$N$8:$N$31,FBR!$D1658+1)*INDEX(ID!$N$35:$N$46,$B1658),0)","v":0},null,29.529981133623163,0,0,0]
[1649,3,10,16,69,10,"2014-03-10",2,"h",null,{"$f":"IF(I1659=\"h\",INDEX(ID!$K$8:$K$31,FBR!$D1659+1)*INDEX(ID!$K$35:$K$46,$B1659),0)","v":53},{"$f":"IF(I1659=\"w\",INDEX(ID!$L$8:$L$31,FBR!$D1659+1)*INDEX(ID!$L$35:$L$46,$B1659),0)","v":0},{"$f":"IF(I1659=\"h\",INDEX(ID!$M$8:$M$31,FBR!$D1659+1)*INDEX(ID!$M$35:$M$46,$B1659),0)","v":53},{"$f":"IF(I1659=\"w\",INDEX(ID!$N$8:$N$31,FBR!$D1659+1)*INDEX(ID!$N$35:$N$46,$B1659),0)","v":0},null,31.301780001640555,0,0,0]
[1650,3,10,17,69,10,"2014-03-10",2,"h",null,{"$f":"IF(I1660=\"h\",INDEX(ID!$K$8:$K$31,FBR!$D1660+1)*INDEX(ID!$K$35:$K$46,$B1660),0)","v":62},{"$f":"IF(I1660=\"w\",INDEX(ID!$L$8:$L$31,FBR!$D1660+1)*INDEX(ID!$L$35:$L$46,$B1660),0)","v":0},{"$f":"IF(I1660=\"h\",INDEX(ID!$M$8:$M$31,FBR!$D1660+1)*INDEX(ID!$M$35:$M$46,$B1660),0)","v":62},{"$f":"IF(I1660=\"w\",INDEX(ID!$N$8:$N$31,FBR!$D1660+1)*INDEX(ID!$N$35:$N$46,$B1660),0)","v":0},null,36.617176605692727,0,0,0]
[1651,3,10,18,69,10,"2014-03-10",2,"h",null,{"$f":"IF(I1661=\"h\",INDEX(ID!$K$8:$K$31,FBR!$D1661+1)*INDEX(ID!$K$35:$K$46,$B1661),0)","v":65},{"$f":"IF(I1661=\"w\",INDEX(ID!$L$8:$L$31,FBR!$D1661+1)*INDEX(ID!$L$35:$L$46,$B1661),0)","v":0},{"$f":"IF(I1661=\"h\",INDEX(ID!$M$8:$M$31,FBR!$D1661+1)*INDEX(ID!$M$35:$M$46,$B1661),0)","v":65},{"$f":"IF(I1661=\"w\",INDEX(ID!$N$8:$N$31,FBR!$D1661+1)*INDEX(ID!$N$35:$N$46,$B1661),0)","v":0},null,38.388975473710111,0,0,0]
[1652,3,10,19,69,10,"2014-03-10",2,"h",null,{"$f":"IF(I1662=\"h\",INDEX(ID!$K$8:$K$31,FBR!$D1662+1)*INDEX(ID!$K$35:$K$46,$B1662),0)","v":60},{"$f":"IF(I1662=\"w\",INDEX(ID!$L$8:$L$31,FBR!$D1662+1)*INDEX(ID!$L$35:$L$46,$B1662),0)","v":0},{"$f":"IF(I1662=\"h\",INDEX(ID!$M$8:$M$31,FBR!$D1662+1)*INDEX(ID!$M$35:$M$46,$B1662),0)","v":60},{"$f":"IF(I1662=\"w\",INDEX(ID!$N$8:$N$31,FBR!$D1662+1)*INDEX(ID!$N$35:$N$46,$B1662),0)","v":0},null,35.435977360347799,0,0,0]
[1653,3,10,20,69,10,"2014-03-10",2,"h",null,{"$f":"IF(I1663=\"h\",INDEX(ID!$K$8:$K$31,FBR!$D1663+1)*INDEX(ID!$K$35:$K$46,$B1663),0)","v":53},{"$f":"IF(I1663=\"w\",INDEX(ID!$L$8:$L$31,FBR!$D1663+1)*INDEX(ID!$L$35:$L$46,$B1663),0)","v":0},{"$f":"IF(I1663=\"h\",INDEX(ID!$M$8:$M$31,FBR!$D1663+1)*INDEX(ID!$M$35:$M$46,$B1663),0)","v":53},{"$f":"IF(I1663=\"w\",INDEX(ID!$N$8:$N$31,FBR!$D1663+1)*INDEX(ID!$N$35:$N$46,$B1663),0)","v":0},null,31.301780001640555,0,0,0]
[1654,3,10,21,69,10,"2014-03-10",2,"h",null,{"$f":"IF(I1664=\"h\",INDEX(ID!$K$8:$K$31,FBR!$D1664+1)*INDEX(ID!$K$35:$K$46,$B1664),0)","v":50},{"$f":"IF(I1664=\"w\",INDEX(ID!$L$8:$L$31,FBR!$D1664+1)*INDEX(ID!$L$35:$L$46,$B1664),0)","v":0},{"$f":"IF(I1664=\"h\",INDEX(ID!$M$8:$M$31,FBR!$D1664+1)*INDEX(ID!$M$35:$M$46,$B1664),0)","v":50},{"$f":"IF(I1664=\"w\",INDEX(ID!$N$8:$N$31,FBR!$D1664+1)*INDEX(ID!$N$35:$N$46,$B1664),0)","v":0},null,29.529981133623163,0,0,0]
[1655,3,10,22,69,10,"2014-03-10",2,"h",null,{"$f":"IF(I1665=\"h\",INDEX(ID!$K$8:$K$31,FBR!$D1665+1)*INDEX(ID!$K$35:$K$46,$B1665),0)","v":45},{"$f":"IF(I1665=\"w\",INDEX(ID!$L$8:$L$31,FBR!$D1665+1)*INDEX(ID!$L$35:$L$46,$B1665),0)","v":0},{"$f":"IF(I1665=\"h\",INDEX(ID!$M$8:$M$31,FBR!$D1665+1)*INDEX(ID!$M$35:$M$46,$B1665),0)","v":45},{"$f":"IF(I1665=\"w\",INDEX(ID!$N$8:$N$31,FBR!$D1665+1)*INDEX(ID!$N$35:$N$46,$B1665),0)","v":0},null,26.576983020260847,0,0,0]
[1656,3,10,23,69,10,"2014-03-10",2,"h",null,{"$f":"IF(I1666=\"h\",INDEX(ID!$K$8:$K$31,FBR!$D1666+1)*INDEX(ID!$K$35:$K$46,$B1666),0)","v":40},{"$f":"IF(I1666=\"w\",INDEX(ID!$L$8:$L$31,FBR!$D1666+1)*INDEX(ID!$L$35:$L$46,$B1666),0)","v":0},{"$f":"IF(I1666=\"h\",INDEX(ID!$M$8:$M$31,FBR!$D1666+1)*INDEX(ID!$M$35:$M$46,$B1666),0)","v":40},{"$f":"IF(I1666=\"w\",INDEX(ID!$N$8:$N$31,FBR!$D1666+1)*INDEX(ID!$N$35:$N$46,$B1666),0)","v":0},null,23.623984906898531,0,0,0]
[1657,3,11,0,70,10,"2014-03-11",3,"h",null,{"$f":"IF(I1667=\"h\",INDEX(ID!$K$8:$K$31,FBR!$D1667+1)*INDEX(ID!$K$35:$K$46,$B1667),0)","v":35},{"$f":"IF(I1667=\"w\",INDEX(ID!$L$8:$L$31,FBR!$D1667+1)*INDEX(ID!$L$35:$L$46,$B1667),0)","v":0},{"$f":"IF(I1667=\"h\",INDEX(ID!$M$8:$M$31,FBR!$D1667+1)*INDEX(ID!$M$35:$M$46,$B1667),0)","v":35},{"$f":"IF(I1667=\"w\",INDEX(ID!$N$8:$N$31,FBR!$D1667+1)*INDEX(ID!$N$35:$N$46,$B1667),0)","v":0},null,20.670986793536215,0,0,0]
[1658,3,11,1,70,10,"2014-03-11",3,"h",null,{"$f":"IF(I1668=\"h\",INDEX(ID!$K$8:$K$31,FBR!$D1668+1)*INDEX(ID!$K$35:$K$46,$B1668),0)","v":30},{"$f":"IF(I1668=\"w\",INDEX(ID!$L$8:$L$31,FBR!$D1668+1)*INDEX(ID!$L$35:$L$46,$B1668),0)","v":0},{"$f":"IF(I1668=\"h\",INDEX(ID!$M$8:$M$31,FBR!$D1668+1)*INDEX(ID!$M$35:$M$46,$B1668),0)","v":30},{"$f":"IF(I1668=\"w\",INDEX(ID!$N$8:$N$31,FBR!$D1668+1)*INDEX(ID!$N$35:$N$46,$B1668),0)","v":0},null,17.717988680173899,0,0,0]
[1659,3,11,2,70,10,"2014-03-11",3,"h",null,{"$f":"IF(I1669=\"h\",INDEX(ID!$K$8:$K$31,FBR!$D1669+1)*INDEX(ID!$K$35:$K$46,$B1669),0)","v":28},{"$f":"IF(I1669=\"w\",INDEX(ID!$L$8:$L$31,FBR!$D1669+1)*INDEX(ID!$L$35:$L$46,$B1669),0)","v":0},{"$f":"IF(I1669=\"h\",INDEX(ID!$M$8:$M$31,FBR!$D1669+1)*INDEX(ID!$M$35:$M$46,$B1669),0)","v":28},{"$f":"IF(I1669=\"w\",INDEX(ID!$N$8:$N$31,FBR!$D1669+1)*INDEX(ID!$N$35:$N$46,$B1669),0)","v":0},null,16.536789434828972,0,0,0]
[1660,3,11,3,70,10,"2014-03-11",3,"h",null,{"$f":"IF(I1670=\"h\",INDEX(ID!$K$8:$K$31,FBR!$D1670+1)*INDEX(ID!$K$35:$K$46,$B1670),0)","v":27},{"$f":"IF(I1670=\"w\",INDEX(ID!$L$8:$L$31,FBR!$D1670+1)*INDEX(ID!$L$35:$L$46,$B1670),0)","v":0},{"$f":"IF(I1670=\"h\",INDEX(ID!$M$8:$M$31,FBR!$D1670+1)*INDEX(ID!$M$35:$M$46,$B1670),0)","v":27},{"$f":"IF(I1670=\"w\",INDEX(ID!$N$8:$N$31,FBR!$D1670+1)*INDEX(ID!$N$35:$N$46,$B1670),0)","v":0},null,15.94618981215651,0,0,0]
[1661,3,11,4,70,10,"2014-03-11",3,"h",null,{"$f":"IF(I1671=\"h\",INDEX(ID!$K$8:$K$31,FBR!$D1671+1)*INDEX(ID!$K$35:$K$46,$B1671),0)","v":27},{"$f":"IF(I1671=\"w\",INDEX(ID!$L$8:$L$31,FBR!$D1671+1)*INDEX(ID!$L$35:$L$46,$B1671),0)","v":0},{"$f":"IF(I1671=\"h\",INDEX(ID!$M$8:$M$31,FBR!$D1671+1)*INDEX(ID!$M$35:$M$46,$B1671),0)","v":27},{"$f":"IF(I1671=\"w\",INDEX(ID!$N$8:$N$31,FBR!$D1671+1)*INDEX(ID!$N$35:$N$46,$B1671),0)","v":0},null,15.94618981215651,0,0,0]
[1662,3,11,5,70,10,"2014-03-11",3,"h",null,{"$f":"IF(I1672=\"h\",INDEX(ID!$K$8:$K$31,FBR!$D1672+1)*INDEX(ID!$K$35:$K$46,$B1672),0)","v":27},{"$f":"IF(I1672=\"w\",INDEX(ID!$L$8:$L$31,FBR!$D1672+1)*INDEX(ID!$L$35:$L$46,$B1672),0)","v":0},{"$f":"IF(I1672=\"h\",INDEX(ID!$M$8:$M$31,FBR!$D1672+1)*INDEX(ID!$M$35:$M$46,$B1672),0)","v":27},{"$f":"IF(I1672=\"w\",INDEX(ID!$N$8:$N$31,FBR!$D1672+1)*INDEX(ID!$N$35:$N$46,$B1672),0)","v":0},null,15.94618981215651,0,0,0]
[1663,3,11,6,70,10,"2014-03-11",3,"h",null,{"$f":"IF(I1673=\"h\",INDEX(ID!$K$8:$K$31,FBR!$D1673+1)*INDEX(ID!$K$35:$K$46,$B1673),0)","v":29},{"$f":"IF(I1673=\"w\",INDEX(ID!$L$8:$L$31,FBR!$D1673+1)*INDEX(ID!$L$35:$L$46,$B1673),0)","v":0},{"$f":"IF(I1673=\"h\",INDEX(ID!$M$8:$M$31,FBR!$D1673+1)*INDEX(ID!$M$35:$M$46,$B1673),0)","v":29},{"$f":"IF(I1673=\"w\",INDEX(ID!$N$8:$N$31,FBR!$D1673+1)*INDEX(ID!$N$35:$N$46,$B1673),0)","v":0},null,17.127389057501436,0,0,0]
[1664,3,11,7,70,10,"2014-03-11",3,"h",null,{"$f":"IF(I1674=\"h\",INDEX(ID!$K$8:$K$31,FBR!$D1674+1)*INDEX(ID!$K$35:$K$46,$B1674),0)","v":32},{"$f":"IF(I1674=\"w\",INDEX(ID!$L$8:$L$31,FBR!$D1674+1)*INDEX(ID!$L$35:$L$46,$B1674),0)","v":0},{"$f":"IF(I1674=\"h\",INDEX(ID!$M$8:$M$31,FBR!$D1674+1)*INDEX(ID!$M$35:$M$46,$B1674),0)","v":32},{"$f":"IF(I1674=\"w\",INDEX(ID!$N$8:$N$31,FBR!$D1674+1)*INDEX(ID!$N$35:$N$46,$B1674),0)","v":0},null,18.899187925518824,0,0,0]
[1665,3,11,8,70,10,"2014-03-11",{"$f":"WEEKDAY(G1675)","v":3},{"$f":"IF(OR(H1675=6,H1675=7),\"w\",\"h\")","v":"h"},null,{"$f":"IF(I1675=\"h\",INDEX(ID!$K$8:$K$31,FBR!$D1675+1)*INDEX(ID!$K$35:$K$46,$B1675),0)","v":35},{"$f":"IF(I1675=\"w\",INDEX(ID!$L$8:$L$31,FBR!$D1675+1)*INDEX(ID!$L$35:$L$46,$B1675),0)","v":0},{"$f":"IF(I1675=\"h\",INDEX(ID!$M$8:$M$31,FBR!$D1675+1)*INDEX(ID!$M$35:$M$46,$B1675),0)","v":35},{"$f":"IF(I1675=\"w\",INDEX(ID!$N$8:$N$31,FBR!$D1675+1)*INDEX(ID!$N$35:$N$46,$B1675),0)","v":0},null,{"$f":"K1675*(indvforbrug*antalbrugere)/($K$8789+$L$8789)","v":20.670986793536215},{"$f":"L1675*indvforbrug*antalbrugere/($K$8789+$L$8789)","v":0},{"$f":"M1675*fællesforbrug/($M$8789+$N$8789)","v":0},{"$f":"N1675*fællesforbrug/($M$8789+$N$8789)","v":0}]
[{"$f":"A1675+1","v":1666},3,11,9,70,10,{"$f":"DATE(2014,B1676,C1676)","v":"2014-03-11"},3,"h",null,{"$f":"IF(I1676=\"h\",INDEX(ID!$K$8:$K$31,FBR!$D1676+1)*INDEX(ID!$K$35:$K$46,$B1676),0)","v":38},{"$f":"IF(I1676=\"w\",INDEX(ID!$L$8:$L$31,FBR!$D1676+1)*INDEX(ID!$L$35:$L$46,$B1676),0)","v":0},{"$f":"IF(I1676=\"h\",INDEX(ID!$M$8:$M$31,FBR!$D1676+1)*INDEX(ID!$M$35:$M$46,$B1676),0)","v":38},{"$f":"IF(I1676=\"w\",INDEX(ID!$N$8:$N$31,FBR!$D1676+1)*INDEX(ID!$N$35:$N$46,$B1676),0)","v":0},null,22.442785661553604,0,0,0]
[1667,3,11,10,70,10,"2014-03-11",3,"h",null,{"$f":"IF(I1677=\"h\",INDEX(ID!$K$8:$K$31,FBR!$D1677+1)*INDEX(ID!$K$35:$K$46,$B1677),0)","v":40},{"$f":"IF(I1677=\"w\",INDEX(ID!$L$8:$L$31,FBR!$D1677+1)*INDEX(ID!$L$35:$L$46,$B1677),0)","v":0},{"$f":"IF(I1677=\"h\",INDEX(ID!$M$8:$M$31,FBR!$D1677+1)*INDEX(ID!$M$35:$M$46,$B1677),0)","v":40},{"$f":"IF(I1677=\"w\",INDEX(ID!$N$8:$N$31,FBR!$D1677+1)*INDEX(ID!$N$35:$N$46,$B1677),0)","v":0},null,23.623984906898531,0,0,0]
[1668,3,11,11,70,10,"2014-03-11",3,"h",null,{"$f":"IF(I1678=\"h\",INDEX(ID!$K$8:$K$31,FBR!$D1678+1)*INDEX(ID!$K$35:$K$46,$B1678),0)","v":42},{"$f":"IF(I1678=\"w\",INDEX(ID!$L$8:$L$31,FBR!$D1678+1)*INDEX(ID!$L$35:$L$46,$B1678),0)","v":0},{"$f":"IF(I1678=\"h\",INDEX(ID!$M$8:$M$31,FBR!$D1678+1)*INDEX(ID!$M$35:$M$46,$B1678),0)","v":42},{"$f":"IF(I1678=\"w\",INDEX(ID!$N$8:$N$31,FBR!$D1678+1)*INDEX(ID!$N$35:$N$46,$B1678),0)","v":0},null,24.805184152243459,0,0,0]
[1669,3,11,12,70,10,"2014-03-11",3,"h",null,{"$f":"IF(I1679=\"h\",INDEX(ID!$K$8:$K$31,FBR!$D1679+1)*INDEX(ID!$K$35:$K$46,$B1679),0)","v":43},{"$f":"IF(I1679=\"w\",INDEX(ID!$L$8:$L$31,FBR!$D1679+1)*INDEX(ID!$L$35:$L$46,$B1679),0)","v":0},{"$f":"IF(I1679=\"h\",INDEX(ID!$M$8:$M$31,FBR!$D1679+1)*INDEX(ID!$M$35:$M$46,$B1679),0)","v":43},{"$f":"IF(I1679=\"w\",INDEX(ID!$N$8:$N$31,FBR!$D1679+1)*INDEX(ID!$N$35:$N$46,$B1679),0)","v":0},null,25.395783774915923,0,0,0]
[1670,3,11,13,70,10,"2014-03-11",3,"h",null,{"$f":"IF(I1680=\"h\",INDEX(ID!$K$8:$K$31,FBR!$D1680+1)*INDEX(ID!$K$35:$K$46,$B1680),0)","v":44},{"$f":"IF(I1680=\"w\",INDEX(ID!$L$8:$L$31,FBR!$D1680+1)*INDEX(ID!$L$35:$L$46,$B1680),0)","v":0},{"$f":"IF(I1680=\"h\",INDEX(ID!$M$8:$M$31,FBR!$D1680+1)*INDEX(ID!$M$35:$M$46,$B1680),0)","v":44},{"$f":"IF(I1680=\"w\",INDEX(ID!$N$8:$N$31,FBR!$D1680+1)*INDEX(ID!$N$35:$N$46,$B1680),0)","v":0},null,25.986383397588384,0,0,0]
[1671,3,11,14,70,10,"2014-03-11",3,"h",null,{"$f":"IF(I1681=\"h\",INDEX(ID!$K$8:$K$31,FBR!$D1681+1)*INDEX(ID!$K$35:$K$46,$B1681),0)","v":47},{"$f":"IF(I1681=\"w\",INDEX(ID!$L$8:$L$31,FBR!$D1681+1)*INDEX(ID!$L$35:$L$46,$B1681),0)","v":0},{"$f":"IF(I1681=\"h\",INDEX(ID!$M$8:$M$31,FBR!$D1681+1)*INDEX(ID!$M$35:$M$46,$B1681),0)","v":47},{"$f":"IF(I1681=\"w\",INDEX(ID!$N$8:$N$31,FBR!$D1681+1)*INDEX(ID!$N$35:$N$46,$B1681),0)","v":0},null,27.758182265605775,0,0,0]
[1672,3,11,15,70,10,"2014-03-11",3,"h",null,{"$f":"IF(I1682=\"h\",INDEX(ID!$K$8:$K$31,FBR!$D1682+1)*INDEX(ID!$K$35:$K$46,$B1682),0)","v":50},{"$f":"IF(I1682=\"w\",INDEX(ID!$L$8:$L$31,FBR!$D1682+1)*INDEX(ID!$L$35:$L$46,$B1682),0)","v":0},{"$f":"IF(I1682=\"h\",INDEX(ID!$M$8:$M$31,FBR!$D1682+1)*INDEX(ID!$M$35:$M$46,$B1682),0)","v":50},{"$f":"IF(I1682=\"w\",INDEX(ID!$N$8:$N$31,FBR!$D1682+1)*INDEX(ID!$N$35:$N$46,$B1682),0)","v":0},null,29.529981133623163,0,0,0]
[1673,3,11,16,70,10,"2014-03-11",3,"h",null,{"$f":"IF(I1683=\"h\",INDEX(ID!$K$8:$K$31,FBR!$D1683+1)*INDEX(ID!$K$35:$K$46,$B1683),0)","v":53},{"$f":"IF(I1683=\"w\",INDEX(ID!$L$8:$L$31,FBR!$D1683+1)*INDEX(ID!$L$35:$L$46,$B1683),0)","v":0},{"$f":"IF(I1683=\"h\",INDEX(ID!$M$8:$M$31,FBR!$D1683+1)*INDEX(ID!$M$35:$M$46,$B1683),0)","v":53},{"$f":"IF(I1683=\"w\",INDEX(ID!$N$8:$N$31,FBR!$D1683+1)*INDEX(ID!$N$35:$N$46,$B1683),0)","v":0},null,31.301780001640555,0,0,0]
[1674,3,11,17,70,10,"2014-03-11",3,"h",null,{"$f":"IF(I1684=\"h\",INDEX(ID!$K$8:$K$31,FBR!$D1684+1)*INDEX(ID!$K$35:$K$46,$B1684),0)","v":62},{"$f":"IF(I1684=\"w\",INDEX(ID!$L$8:$L$31,FBR!$D1684+1)*INDEX(ID!$L$35:$L$46,$B1684),0)","v":0},{"$f":"IF(I1684=\"h\",INDEX(ID!$M$8:$M$31,FBR!$D1684+1)*INDEX(ID!$M$35:$M$46,$B1684),0)","v":62},{"$f":"IF(I1684=\"w\",INDEX(ID!$N$8:$N$31,FBR!$D1684+1)*INDEX(ID!$N$35:$N$46,$B1684),0)","v":0},null,36.617176605692727,0,0,0]
[1675,3,11,18,70,10,"2014-03-11",3,"h",null,{"$f":"IF(I1685=\"h\",INDEX(ID!$K$8:$K$31,FBR!$D1685+1)*INDEX(ID!$K$35:$K$46,$B1685),0)","v":65},{"$f":"IF(I1685=\"w\",INDEX(ID!$L$8:$L$31,FBR!$D1685+1)*INDEX(ID!$L$35:$L$46,$B1685),0)","v":0},{"$f":"IF(I1685=\"h\",INDEX(ID!$M$8:$M$31,FBR!$D1685+1)*INDEX(ID!$M$35:$M$46,$B1685),0)","v":65},{"$f":"IF(I1685=\"w\",INDEX(ID!$N$8:$N$31,FBR!$D1685+1)*INDEX(ID!$N$35:$N$46,$B1685),0)","v":0},null,38.388975473710111,0,0,0]
[1676,3,11,19,70,10,"2014-03-11",3,"h",null,{"$f":"IF(I1686=\"h\",INDEX(ID!$K$8:$K$31,FBR!$D1686+1)*INDEX(ID!$K$35:$K$46,$B1686),0)","v":60},{"$f":"IF(I1686=\"w\",INDEX(ID!$L$8:$L$31,FBR!$D1686+1)*INDEX(ID!$L$35:$L$46,$B1686),0)","v":0},{"$f":"IF(I1686=\"h\",INDEX(ID!$M$8:$M$31,FBR!$D1686+1)*INDEX(ID!$M$35:$M$46,$B1686),0)","v":60},{"$f":"IF(I1686=\"w\",INDEX(ID!$N$8:$N$31,FBR!$D1686+1)*INDEX(ID!$N$35:$N$46,$B1686),0)","v":0},null,35.435977360347799,0,0,0]
[1677,3,11,20,70,10,"2014-03-11",3,"h",null,{"$f":"IF(I1687=\"h\",INDEX(ID!$K$8:$K$31,FBR!$D1687+1)*INDEX(ID!$K$35:$K$46,$B1687),0)","v":53},{"$f":"IF(I1687=\"w\",INDEX(ID!$L$8:$L$31,FBR!$D1687+1)*INDEX(ID!$L$35:$L$46,$B1687),0)","v":0},{"$f":"IF(I1687=\"h\",INDEX(ID!$M$8:$M$31,FBR!$D1687+1)*INDEX(ID!$M$35:$M$46,$B1687),0)","v":53},{"$f":"IF(I1687=\"w\",INDEX(ID!$N$8:$N$31,FBR!$D1687+1)*INDEX(ID!$N$35:$N$46,$B1687),0)","v":0},null,31.301780001640555,0,0,0]
[1678,3,11,21,70,10,"2014-03-11",3,"h",null,{"$f":"IF(I1688=\"h\",INDEX(ID!$K$8:$K$31,FBR!$D1688+1)*INDEX(ID!$K$35:$K$46,$B1688),0)","v":50},{"$f":"IF(I1688=\"w\",INDEX(ID!$L$8:$L$31,FBR!$D1688+1)*INDEX(ID!$L$35:$L$46,$B1688),0)","v":0},{"$f":"IF(I1688=\"h\",INDEX(ID!$M$8:$M$31,FBR!$D1688+1)*INDEX(ID!$M$35:$M$46,$B1688),0)","v":50},{"$f":"IF(I1688=\"w\",INDEX(ID!$N$8:$N$31,FBR!$D1688+1)*INDEX(ID!$N$35:$N$46,$B1688),0)","v":0},null,29.529981133623163,0,0,0]
[1679,3,11,22,70,10,"2014-03-11",3,"h",null,{"$f":"IF(I1689=\"h\",INDEX(ID!$K$8:$K$31,FBR!$D1689+1)*INDEX(ID!$K$35:$K$46,$B1689),0)","v":45},{"$f":"IF(I1689=\"w\",INDEX(ID!$L$8:$L$31,FBR!$D1689+1)*INDEX(ID!$L$35:$L$46,$B1689),0)","v":0},{"$f":"IF(I1689=\"h\",INDEX(ID!$M$8:$M$31,FBR!$D1689+1)*INDEX(ID!$M$35:$M$46,$B1689),0)","v":45},{"$f":"IF(I1689=\"w\",INDEX(ID!$N$8:$N$31,FBR!$D1689+1)*INDEX(ID!$N$35:$N$46,$B1689),0)","v":0},null,26.576983020260847,0,0,0]
[1680,3,11,23,70,10,"2014-03-11",3,"h",null,{"$f":"IF(I1690=\"h\",INDEX(ID!$K$8:$K$31,FBR!$D1690+1)*INDEX(ID!$K$35:$K$46,$B1690),0)","v":40},{"$f":"IF(I1690=\"w\",INDEX(ID!$L$8:$L$31,FBR!$D1690+1)*INDEX(ID!$L$35:$L$46,$B1690),0)","v":0},{"$f":"IF(I1690=\"h\",INDEX(ID!$M$8:$M$31,FBR!$D1690+1)*INDEX(ID!$M$35:$M$46,$B1690),0)","v":40},{"$f":"IF(I1690=\"w\",INDEX(ID!$N$8:$N$31,FBR!$D1690+1)*INDEX(ID!$N$35:$N$46,$B1690),0)","v":0},null,23.623984906898531,0,0,0]
[1681,3,12,0,71,11,"2014-03-12",4,"h",null,{"$f":"IF(I1691=\"h\",INDEX(ID!$K$8:$K$31,FBR!$D1691+1)*INDEX(ID!$K$35:$K$46,$B1691),0)","v":35},{"$f":"IF(I1691=\"w\",INDEX(ID!$L$8:$L$31,FBR!$D1691+1)*INDEX(ID!$L$35:$L$46,$B1691),0)","v":0},{"$f":"IF(I1691=\"h\",INDEX(ID!$M$8:$M$31,FBR!$D1691+1)*INDEX(ID!$M$35:$M$46,$B1691),0)","v":35},{"$f":"IF(I1691=\"w\",INDEX(ID!$N$8:$N$31,FBR!$D1691+1)*INDEX(ID!$N$35:$N$46,$B1691),0)","v":0},null,20.670986793536215,0,0,0]
[1682,3,12,1,71,11,"2014-03-12",4,"h",null,{"$f":"IF(I1692=\"h\",INDEX(ID!$K$8:$K$31,FBR!$D1692+1)*INDEX(ID!$K$35:$K$46,$B1692),0)","v":30},{"$f":"IF(I1692=\"w\",INDEX(ID!$L$8:$L$31,FBR!$D1692+1)*INDEX(ID!$L$35:$L$46,$B1692),0)","v":0},{"$f":"IF(I1692=\"h\",INDEX(ID!$M$8:$M$31,FBR!$D1692+1)*INDEX(ID!$M$35:$M$46,$B1692),0)","v":30},{"$f":"IF(I1692=\"w\",INDEX(ID!$N$8:$N$31,FBR!$D1692+1)*INDEX(ID!$N$35:$N$46,$B1692),0)","v":0},null,17.717988680173899,0,0,0]
[1683,3,12,2,71,11,"2014-03-12",4,"h",null,{"$f":"IF(I1693=\"h\",INDEX(ID!$K$8:$K$31,FBR!$D1693+1)*INDEX(ID!$K$35:$K$46,$B1693),0)","v":28},{"$f":"IF(I1693=\"w\",INDEX(ID!$L$8:$L$31,FBR!$D1693+1)*INDEX(ID!$L$35:$L$46,$B1693),0)","v":0},{"$f":"IF(I1693=\"h\",INDEX(ID!$M$8:$M$31,FBR!$D1693+1)*INDEX(ID!$M$35:$M$46,$B1693),0)","v":28},{"$f":"IF(I1693=\"w\",INDEX(ID!$N$8:$N$31,FBR!$D1693+1)*INDEX(ID!$N$35:$N$46,$B1693),0)","v":0},null,16.536789434828972,0,0,0]
[1684,3,12,3,71,11,"2014-03-12",4,"h",null,{"$f":"IF(I1694=\"h\",INDEX(ID!$K$8:$K$31,FBR!$D1694+1)*INDEX(ID!$K$35:$K$46,$B1694),0)","v":27},{"$f":"IF(I1694=\"w\",INDEX(ID!$L$8:$L$31,FBR!$D1694+1)*INDEX(ID!$L$35:$L$46,$B1694),0)","v":0},{"$f":"IF(I1694=\"h\",INDEX(ID!$M$8:$M$31,FBR!$D1694+1)*INDEX(ID!$M$35:$M$46,$B1694),0)","v":27},{"$f":"IF(I1694=\"w\",INDEX(ID!$N$8:$N$31,FBR!$D1694+1)*INDEX(ID!$N$35:$N$46,$B1694),0)","v":0},null,15.94618981215651,0,0,0]
[1685,3,12,4,71,11,"2014-03-12",4,"h",null,{"$f":"IF(I1695=\"h\",INDEX(ID!$K$8:$K$31,FBR!$D1695+1)*INDEX(ID!$K$35:$K$46,$B1695),0)","v":27},{"$f":"IF(I1695=\"w\",INDEX(ID!$L$8:$L$31,FBR!$D1695+1)*INDEX(ID!$L$35:$L$46,$B1695),0)","v":0},{"$f":"IF(I1695=\"h\",INDEX(ID!$M$8:$M$31,FBR!$D1695+1)*INDEX(ID!$M$35:$M$46,$B1695),0)","v":27},{"$f":"IF(I1695=\"w\",INDEX(ID!$N$8:$N$31,FBR!$D1695+1)*INDEX(ID!$N$35:$N$46,$B1695),0)","v":0},null,15.94618981215651,0,0,0]
[1686,3,12,5,71,11,"2014-03-12",4,"h",null,{"$f":"IF(I1696=\"h\",INDEX(ID!$K$8:$K$31,FBR!$D1696+1)*INDEX(ID!$K$35:$K$46,$B1696),0)","v":27},{"$f":"IF(I1696=\"w\",INDEX(ID!$L$8:$L$31,FBR!$D1696+1)*INDEX(ID!$L$35:$L$46,$B1696),0)","v":0},{"$f":"IF(I1696=\"h\",INDEX(ID!$M$8:$M$31,FBR!$D1696+1)*INDEX(ID!$M$35:$M$46,$B1696),0)","v":27},{"$f":"IF(I1696=\"w\",INDEX(ID!$N$8:$N$31,FBR!$D1696+1)*INDEX(ID!$N$35:$N$46,$B1696),0)","v":0},null,15.94618981215651,0,0,0]
[1687,3,12,6,71,11,"2014-03-12",4,"h",null,{"$f":"IF(I1697=\"h\",INDEX(ID!$K$8:$K$31,FBR!$D1697+1)*INDEX(ID!$K$35:$K$46,$B1697),0)","v":29},{"$f":"IF(I1697=\"w\",INDEX(ID!$L$8:$L$31,FBR!$D1697+1)*INDEX(ID!$L$35:$L$46,$B1697),0)","v":0},{"$f":"IF(I1697=\"h\",INDEX(ID!$M$8:$M$31,FBR!$D1697+1)*INDEX(ID!$M$35:$M$46,$B1697),0)","v":29},{"$f":"IF(I1697=\"w\",INDEX(ID!$N$8:$N$31,FBR!$D1697+1)*INDEX(ID!$N$35:$N$46,$B1697),0)","v":0},null,17.127389057501436,0,0,0]
[1688,3,12,7,71,11,"2014-03-12",4,"h",null,{"$f":"IF(I1698=\"h\",INDEX(ID!$K$8:$K$31,FBR!$D1698+1)*INDEX(ID!$K$35:$K$46,$B1698),0)","v":32},{"$f":"IF(I1698=\"w\",INDEX(ID!$L$8:$L$31,FBR!$D1698+1)*INDEX(ID!$L$35:$L$46,$B1698),0)","v":0},{"$f":"IF(I1698=\"h\",INDEX(ID!$M$8:$M$31,FBR!$D1698+1)*INDEX(ID!$M$35:$M$46,$B1698),0)","v":32},{"$f":"IF(I1698=\"w\",INDEX(ID!$N$8:$N$31,FBR!$D1698+1)*INDEX(ID!$N$35:$N$46,$B1698),0)","v":0},null,18.899187925518824,0,0,0]
[1689,3,12,8,71,11,"2014-03-12",4,"h",null,{"$f":"IF(I1699=\"h\",INDEX(ID!$K$8:$K$31,FBR!$D1699+1)*INDEX(ID!$K$35:$K$46,$B1699),0)","v":35},{"$f":"IF(I1699=\"w\",INDEX(ID!$L$8:$L$31,FBR!$D1699+1)*INDEX(ID!$L$35:$L$46,$B1699),0)","v":0},{"$f":"IF(I1699=\"h\",INDEX(ID!$M$8:$M$31,FBR!$D1699+1)*INDEX(ID!$M$35:$M$46,$B1699),0)","v":35},{"$f":"IF(I1699=\"w\",INDEX(ID!$N$8:$N$31,FBR!$D1699+1)*INDEX(ID!$N$35:$N$46,$B1699),0)","v":0},null,20.670986793536215,0,0,0]
[1690,3,12,9,{"$f":"E1676+1","v":71},11,"2014-03-12",4,"h",null,{"$f":"IF(I1700=\"h\",INDEX(ID!$K$8:$K$31,FBR!$D1700+1)*INDEX(ID!$K$35:$K$46,$B1700),0)","v":38},{"$f":"IF(I1700=\"w\",INDEX(ID!$L$8:$L$31,FBR!$D1700+1)*INDEX(ID!$L$35:$L$46,$B1700),0)","v":0},{"$f":"IF(I1700=\"h\",INDEX(ID!$M$8:$M$31,FBR!$D1700+1)*INDEX(ID!$M$35:$M$46,$B1700),0)","v":38},{"$f":"IF(I1700=\"w\",INDEX(ID!$N$8:$N$31,FBR!$D1700+1)*INDEX(ID!$N$35:$N$46,$B1700),0)","v":0},null,22.442785661553604,0,0,0]
[1691,3,12,10,71,11,"2014-03-12",4,"h",null,{"$f":"IF(I1701=\"h\",INDEX(ID!$K$8:$K$31,FBR!$D1701+1)*INDEX(ID!$K$35:$K$46,$B1701),0)","v":40},{"$f":"IF(I1701=\"w\",INDEX(ID!$L$8:$L$31,FBR!$D1701+1)*INDEX(ID!$L$35:$L$46,$B1701),0)","v":0},{"$f":"IF(I1701=\"h\",INDEX(ID!$M$8:$M$31,FBR!$D1701+1)*INDEX(ID!$M$35:$M$46,$B1701),0)","v":40},{"$f":"IF(I1701=\"w\",INDEX(ID!$N$8:$N$31,FBR!$D1701+1)*INDEX(ID!$N$35:$N$46,$B1701),0)","v":0},null,23.623984906898531,0,0,0]
[1692,3,12,11,71,11,"2014-03-12",4,"h",null,{"$f":"IF(I1702=\"h\",INDEX(ID!$K$8:$K$31,FBR!$D1702+1)*INDEX(ID!$K$35:$K$46,$B1702),0)","v":42},{"$f":"IF(I1702=\"w\",INDEX(ID!$L$8:$L$31,FBR!$D1702+1)*INDEX(ID!$L$35:$L$46,$B1702),0)","v":0},{"$f":"IF(I1702=\"h\",INDEX(ID!$M$8:$M$31,FBR!$D1702+1)*INDEX(ID!$M$35:$M$46,$B1702),0)","v":42},{"$f":"IF(I1702=\"w\",INDEX(ID!$N$8:$N$31,FBR!$D1702+1)*INDEX(ID!$N$35:$N$46,$B1702),0)","v":0},null,24.805184152243459,0,0,0]
[1693,3,12,12,71,11,"2014-03-12",4,"h",null,{"$f":"IF(I1703=\"h\",INDEX(ID!$K$8:$K$31,FBR!$D1703+1)*INDEX(ID!$K$35:$K$46,$B1703),0)","v":43},{"$f":"IF(I1703=\"w\",INDEX(ID!$L$8:$L$31,FBR!$D1703+1)*INDEX(ID!$L$35:$L$46,$B1703),0)","v":0},{"$f":"IF(I1703=\"h\",INDEX(ID!$M$8:$M$31,FBR!$D1703+1)*INDEX(ID!$M$35:$M$46,$B1703),0)","v":43},{"$f":"IF(I1703=\"w\",INDEX(ID!$N$8:$N$31,FBR!$D1703+1)*INDEX(ID!$N$35:$N$46,$B1703),0)","v":0},null,25.395783774915923,0,0,0]
[1694,3,12,13,71,11,"2014-03-12",4,"h",null,{"$f":"IF(I1704=\"h\",INDEX(ID!$K$8:$K$31,FBR!$D1704+1)*INDEX(ID!$K$35:$K$46,$B1704),0)","v":44},{"$f":"IF(I1704=\"w\",INDEX(ID!$L$8:$L$31,FBR!$D1704+1)*INDEX(ID!$L$35:$L$46,$B1704),0)","v":0},{"$f":"IF(I1704=\"h\",INDEX(ID!$M$8:$M$31,FBR!$D1704+1)*INDEX(ID!$M$35:$M$46,$B1704),0)","v":44},{"$f":"IF(I1704=\"w\",INDEX(ID!$N$8:$N$31,FBR!$D1704+1)*INDEX(ID!$N$35:$N$46,$B1704),0)","v":0},null,25.986383397588384,0,0,0]
[1695,3,12,14,71,11,"2014-03-12",4,"h",null,{"$f":"IF(I1705=\"h\",INDEX(ID!$K$8:$K$31,FBR!$D1705+1)*INDEX(ID!$K$35:$K$46,$B1705),0)","v":47},{"$f":"IF(I1705=\"w\",INDEX(ID!$L$8:$L$31,FBR!$D1705+1)*INDEX(ID!$L$35:$L$46,$B1705),0)","v":0},{"$f":"IF(I1705=\"h\",INDEX(ID!$M$8:$M$31,FBR!$D1705+1)*INDEX(ID!$M$35:$M$46,$B1705),0)","v":47},{"$f":"IF(I1705=\"w\",INDEX(ID!$N$8:$N$31,FBR!$D1705+1)*INDEX(ID!$N$35:$N$46,$B1705),0)","v":0},null,27.758182265605775,0,0,0]
[1696,3,12,15,71,11,"2014-03-12",4,"h",null,{"$f":"IF(I1706=\"h\",INDEX(ID!$K$8:$K$31,FBR!$D1706+1)*INDEX(ID!$K$35:$K$46,$B1706),0)","v":50},{"$f":"IF(I1706=\"w\",INDEX(ID!$L$8:$L$31,FBR!$D1706+1)*INDEX(ID!$L$35:$L$46,$B1706),0)","v":0},{"$f":"IF(I1706=\"h\",INDEX(ID!$M$8:$M$31,FBR!$D1706+1)*INDEX(ID!$M$35:$M$46,$B1706),0)","v":50},{"$f":"IF(I1706=\"w\",INDEX(ID!$N$8:$N$31,FBR!$D1706+1)*INDEX(ID!$N$35:$N$46,$B1706),0)","v":0},null,29.529981133623163,0,0,0]
[1697,3,12,16,71,11,"2014-03-12",4,"h",null,{"$f":"IF(I1707=\"h\",INDEX(ID!$K$8:$K$31,FBR!$D1707+1)*INDEX(ID!$K$35:$K$46,$B1707),0)","v":53},{"$f":"IF(I1707=\"w\",INDEX(ID!$L$8:$L$31,FBR!$D1707+1)*INDEX(ID!$L$35:$L$46,$B1707),0)","v":0},{"$f":"IF(I1707=\"h\",INDEX(ID!$M$8:$M$31,FBR!$D1707+1)*INDEX(ID!$M$35:$M$46,$B1707),0)","v":53},{"$f":"IF(I1707=\"w\",INDEX(ID!$N$8:$N$31,FBR!$D1707+1)*INDEX(ID!$N$35:$N$46,$B1707),0)","v":0},null,31.301780001640555,0,0,0]
[1698,3,12,17,71,11,"2014-03-12",4,"h",null,{"$f":"IF(I1708=\"h\",INDEX(ID!$K$8:$K$31,FBR!$D1708+1)*INDEX(ID!$K$35:$K$46,$B1708),0)","v":62},{"$f":"IF(I1708=\"w\",INDEX(ID!$L$8:$L$31,FBR!$D1708+1)*INDEX(ID!$L$35:$L$46,$B1708),0)","v":0},{"$f":"IF(I1708=\"h\",INDEX(ID!$M$8:$M$31,FBR!$D1708+1)*INDEX(ID!$M$35:$M$46,$B1708),0)","v":62},{"$f":"IF(I1708=\"w\",INDEX(ID!$N$8:$N$31,FBR!$D1708+1)*INDEX(ID!$N$35:$N$46,$B1708),0)","v":0},null,36.617176605692727,0,0,0]
[1699,3,12,18,71,11,"2014-03-12",4,"h",null,{"$f":"IF(I1709=\"h\",INDEX(ID!$K$8:$K$31,FBR!$D1709+1)*INDEX(ID!$K$35:$K$46,$B1709),0)","v":65},{"$f":"IF(I1709=\"w\",INDEX(ID!$L$8:$L$31,FBR!$D1709+1)*INDEX(ID!$L$35:$L$46,$B1709),0)","v":0},{"$f":"IF(I1709=\"h\",INDEX(ID!$M$8:$M$31,FBR!$D1709+1)*INDEX(ID!$M$35:$M$46,$B1709),0)","v":65},{"$f":"IF(I1709=\"w\",INDEX(ID!$N$8:$N$31,FBR!$D1709+1)*INDEX(ID!$N$35:$N$46,$B1709),0)","v":0},null,38.388975473710111,0,0,0]
[1700,3,12,19,71,11,"2014-03-12",4,"h",null,{"$f":"IF(I1710=\"h\",INDEX(ID!$K$8:$K$31,FBR!$D1710+1)*INDEX(ID!$K$35:$K$46,$B1710),0)","v":60},{"$f":"IF(I1710=\"w\",INDEX(ID!$L$8:$L$31,FBR!$D1710+1)*INDEX(ID!$L$35:$L$46,$B1710),0)","v":0},{"$f":"IF(I1710=\"h\",INDEX(ID!$M$8:$M$31,FBR!$D1710+1)*INDEX(ID!$M$35:$M$46,$B1710),0)","v":60},{"$f":"IF(I1710=\"w\",INDEX(ID!$N$8:$N$31,FBR!$D1710+1)*INDEX(ID!$N$35:$N$46,$B1710),0)","v":0},null,35.435977360347799,0,0,0]
[1701,3,12,20,71,11,"2014-03-12",4,"h",null,{"$f":"IF(I1711=\"h\",INDEX(ID!$K$8:$K$31,FBR!$D1711+1)*INDEX(ID!$K$35:$K$46,$B1711),0)","v":53},{"$f":"IF(I1711=\"w\",INDEX(ID!$L$8:$L$31,FBR!$D1711+1)*INDEX(ID!$L$35:$L$46,$B1711),0)","v":0},{"$f":"IF(I1711=\"h\",INDEX(ID!$M$8:$M$31,FBR!$D1711+1)*INDEX(ID!$M$35:$M$46,$B1711),0)","v":53},{"$f":"IF(I1711=\"w\",INDEX(ID!$N$8:$N$31,FBR!$D1711+1)*INDEX(ID!$N$35:$N$46,$B1711),0)","v":0},null,31.301780001640555,0,0,0]
[1702,3,12,21,71,11,"2014-03-12",4,"h",null,{"$f":"IF(I1712=\"h\",INDEX(ID!$K$8:$K$31,FBR!$D1712+1)*INDEX(ID!$K$35:$K$46,$B1712),0)","v":50},{"$f":"IF(I1712=\"w\",INDEX(ID!$L$8:$L$31,FBR!$D1712+1)*INDEX(ID!$L$35:$L$46,$B1712),0)","v":0},{"$f":"IF(I1712=\"h\",INDEX(ID!$M$8:$M$31,FBR!$D1712+1)*INDEX(ID!$M$35:$M$46,$B1712),0)","v":50},{"$f":"IF(I1712=\"w\",INDEX(ID!$N$8:$N$31,FBR!$D1712+1)*INDEX(ID!$N$35:$N$46,$B1712),0)","v":0},null,29.529981133623163,0,0,0]
[1703,3,12,22,71,11,"2014-03-12",4,"h",null,{"$f":"IF(I1713=\"h\",INDEX(ID!$K$8:$K$31,FBR!$D1713+1)*INDEX(ID!$K$35:$K$46,$B1713),0)","v":45},{"$f":"IF(I1713=\"w\",INDEX(ID!$L$8:$L$31,FBR!$D1713+1)*INDEX(ID!$L$35:$L$46,$B1713),0)","v":0},{"$f":"IF(I1713=\"h\",INDEX(ID!$M$8:$M$31,FBR!$D1713+1)*INDEX(ID!$M$35:$M$46,$B1713),0)","v":45},{"$f":"IF(I1713=\"w\",INDEX(ID!$N$8:$N$31,FBR!$D1713+1)*INDEX(ID!$N$35:$N$46,$B1713),0)","v":0},null,26.576983020260847,0,0,0]
[1704,3,12,23,71,11,"2014-03-12",4,"h",null,{"$f":"IF(I1714=\"h\",INDEX(ID!$K$8:$K$31,FBR!$D1714+1)*INDEX(ID!$K$35:$K$46,$B1714),0)","v":40},{"$f":"IF(I1714=\"w\",INDEX(ID!$L$8:$L$31,FBR!$D1714+1)*INDEX(ID!$L$35:$L$46,$B1714),0)","v":0},{"$f":"IF(I1714=\"h\",INDEX(ID!$M$8:$M$31,FBR!$D1714+1)*INDEX(ID!$M$35:$M$46,$B1714),0)","v":40},{"$f":"IF(I1714=\"w\",INDEX(ID!$N$8:$N$31,FBR!$D1714+1)*INDEX(ID!$N$35:$N$46,$B1714),0)","v":0},null,23.623984906898531,0,0,0]
[1705,3,13,0,72,11,"2014-03-13",5,"h",null,{"$f":"IF(I1715=\"h\",INDEX(ID!$K$8:$K$31,FBR!$D1715+1)*INDEX(ID!$K$35:$K$46,$B1715),0)","v":35},{"$f":"IF(I1715=\"w\",INDEX(ID!$L$8:$L$31,FBR!$D1715+1)*INDEX(ID!$L$35:$L$46,$B1715),0)","v":0},{"$f":"IF(I1715=\"h\",INDEX(ID!$M$8:$M$31,FBR!$D1715+1)*INDEX(ID!$M$35:$M$46,$B1715),0)","v":35},{"$f":"IF(I1715=\"w\",INDEX(ID!$N$8:$N$31,FBR!$D1715+1)*INDEX(ID!$N$35:$N$46,$B1715),0)","v":0},null,20.670986793536215,0,0,0]
[1706,3,13,1,72,{"$f":"F1548+1","v":11},"2014-03-13",5,"h",null,{"$f":"IF(I1716=\"h\",INDEX(ID!$K$8:$K$31,FBR!$D1716+1)*INDEX(ID!$K$35:$K$46,$B1716),0)","v":30},{"$f":"IF(I1716=\"w\",INDEX(ID!$L$8:$L$31,FBR!$D1716+1)*INDEX(ID!$L$35:$L$46,$B1716),0)","v":0},{"$f":"IF(I1716=\"h\",INDEX(ID!$M$8:$M$31,FBR!$D1716+1)*INDEX(ID!$M$35:$M$46,$B1716),0)","v":30},{"$f":"IF(I1716=\"w\",INDEX(ID!$N$8:$N$31,FBR!$D1716+1)*INDEX(ID!$N$35:$N$46,$B1716),0)","v":0},null,17.717988680173899,0,0,0]
[1707,3,13,2,72,11,"2014-03-13",5,"h",null,{"$f":"IF(I1717=\"h\",INDEX(ID!$K$8:$K$31,FBR!$D1717+1)*INDEX(ID!$K$35:$K$46,$B1717),0)","v":28},{"$f":"IF(I1717=\"w\",INDEX(ID!$L$8:$L$31,FBR!$D1717+1)*INDEX(ID!$L$35:$L$46,$B1717),0)","v":0},{"$f":"IF(I1717=\"h\",INDEX(ID!$M$8:$M$31,FBR!$D1717+1)*INDEX(ID!$M$35:$M$46,$B1717),0)","v":28},{"$f":"IF(I1717=\"w\",INDEX(ID!$N$8:$N$31,FBR!$D1717+1)*INDEX(ID!$N$35:$N$46,$B1717),0)","v":0},null,16.536789434828972,0,0,0]
[1708,3,13,3,72,11,"2014-03-13",5,"h",null,{"$f":"IF(I1718=\"h\",INDEX(ID!$K$8:$K$31,FBR!$D1718+1)*INDEX(ID!$K$35:$K$46,$B1718),0)","v":27},{"$f":"IF(I1718=\"w\",INDEX(ID!$L$8:$L$31,FBR!$D1718+1)*INDEX(ID!$L$35:$L$46,$B1718),0)","v":0},{"$f":"IF(I1718=\"h\",INDEX(ID!$M$8:$M$31,FBR!$D1718+1)*INDEX(ID!$M$35:$M$46,$B1718),0)","v":27},{"$f":"IF(I1718=\"w\",INDEX(ID!$N$8:$N$31,FBR!$D1718+1)*INDEX(ID!$N$35:$N$46,$B1718),0)","v":0},null,15.94618981215651,0,0,0]
[1709,3,13,4,72,11,"2014-03-13",5,"h",null,{"$f":"IF(I1719=\"h\",INDEX(ID!$K$8:$K$31,FBR!$D1719+1)*INDEX(ID!$K$35:$K$46,$B1719),0)","v":27},{"$f":"IF(I1719=\"w\",INDEX(ID!$L$8:$L$31,FBR!$D1719+1)*INDEX(ID!$L$35:$L$46,$B1719),0)","v":0},{"$f":"IF(I1719=\"h\",INDEX(ID!$M$8:$M$31,FBR!$D1719+1)*INDEX(ID!$M$35:$M$46,$B1719),0)","v":27},{"$f":"IF(I1719=\"w\",INDEX(ID!$N$8:$N$31,FBR!$D1719+1)*INDEX(ID!$N$35:$N$46,$B1719),0)","v":0},null,15.94618981215651,0,0,0]
[1710,3,13,5,72,11,"2014-03-13",5,"h",null,{"$f":"IF(I1720=\"h\",INDEX(ID!$K$8:$K$31,FBR!$D1720+1)*INDEX(ID!$K$35:$K$46,$B1720),0)","v":27},{"$f":"IF(I1720=\"w\",INDEX(ID!$L$8:$L$31,FBR!$D1720+1)*INDEX(ID!$L$35:$L$46,$B1720),0)","v":0},{"$f":"IF(I1720=\"h\",INDEX(ID!$M$8:$M$31,FBR!$D1720+1)*INDEX(ID!$M$35:$M$46,$B1720),0)","v":27},{"$f":"IF(I1720=\"w\",INDEX(ID!$N$8:$N$31,FBR!$D1720+1)*INDEX(ID!$N$35:$N$46,$B1720),0)","v":0},null,15.94618981215651,0,0,0]
[1711,3,13,6,72,11,"2014-03-13",5,"h",null,{"$f":"IF(I1721=\"h\",INDEX(ID!$K$8:$K$31,FBR!$D1721+1)*INDEX(ID!$K$35:$K$46,$B1721),0)","v":29},{"$f":"IF(I1721=\"w\",INDEX(ID!$L$8:$L$31,FBR!$D1721+1)*INDEX(ID!$L$35:$L$46,$B1721),0)","v":0},{"$f":"IF(I1721=\"h\",INDEX(ID!$M$8:$M$31,FBR!$D1721+1)*INDEX(ID!$M$35:$M$46,$B1721),0)","v":29},{"$f":"IF(I1721=\"w\",INDEX(ID!$N$8:$N$31,FBR!$D1721+1)*INDEX(ID!$N$35:$N$46,$B1721),0)","v":0},null,17.127389057501436,0,0,0]
[1712,3,13,7,72,11,"2014-03-13",5,"h",null,{"$f":"IF(I1722=\"h\",INDEX(ID!$K$8:$K$31,FBR!$D1722+1)*INDEX(ID!$K$35:$K$46,$B1722),0)","v":32},{"$f":"IF(I1722=\"w\",INDEX(ID!$L$8:$L$31,FBR!$D1722+1)*INDEX(ID!$L$35:$L$46,$B1722),0)","v":0},{"$f":"IF(I1722=\"h\",INDEX(ID!$M$8:$M$31,FBR!$D1722+1)*INDEX(ID!$M$35:$M$46,$B1722),0)","v":32},{"$f":"IF(I1722=\"w\",INDEX(ID!$N$8:$N$31,FBR!$D1722+1)*INDEX(ID!$N$35:$N$46,$B1722),0)","v":0},null,18.899187925518824,0,0,0]
[1713,3,13,8,72,11,"2014-03-13",5,"h",null,{"$f":"IF(I1723=\"h\",INDEX(ID!$K$8:$K$31,FBR!$D1723+1)*INDEX(ID!$K$35:$K$46,$B1723),0)","v":35},{"$f":"IF(I1723=\"w\",INDEX(ID!$L$8:$L$31,FBR!$D1723+1)*INDEX(ID!$L$35:$L$46,$B1723),0)","v":0},{"$f":"IF(I1723=\"h\",INDEX(ID!$M$8:$M$31,FBR!$D1723+1)*INDEX(ID!$M$35:$M$46,$B1723),0)","v":35},{"$f":"IF(I1723=\"w\",INDEX(ID!$N$8:$N$31,FBR!$D1723+1)*INDEX(ID!$N$35:$N$46,$B1723),0)","v":0},null,20.670986793536215,0,0,0]
[1714,3,13,9,72,11,"2014-03-13",5,"h",null,{"$f":"IF(I1724=\"h\",INDEX(ID!$K$8:$K$31,FBR!$D1724+1)*INDEX(ID!$K$35:$K$46,$B1724),0)","v":38},{"$f":"IF(I1724=\"w\",INDEX(ID!$L$8:$L$31,FBR!$D1724+1)*INDEX(ID!$L$35:$L$46,$B1724),0)","v":0},{"$f":"IF(I1724=\"h\",INDEX(ID!$M$8:$M$31,FBR!$D1724+1)*INDEX(ID!$M$35:$M$46,$B1724),0)","v":38},{"$f":"IF(I1724=\"w\",INDEX(ID!$N$8:$N$31,FBR!$D1724+1)*INDEX(ID!$N$35:$N$46,$B1724),0)","v":0},null,22.442785661553604,0,0,0]
[1715,3,13,10,72,11,"2014-03-13",5,"h",null,{"$f":"IF(I1725=\"h\",INDEX(ID!$K$8:$K$31,FBR!$D1725+1)*INDEX(ID!$K$35:$K$46,$B1725),0)","v":40},{"$f":"IF(I1725=\"w\",INDEX(ID!$L$8:$L$31,FBR!$D1725+1)*INDEX(ID!$L$35:$L$46,$B1725),0)","v":0},{"$f":"IF(I1725=\"h\",INDEX(ID!$M$8:$M$31,FBR!$D1725+1)*INDEX(ID!$M$35:$M$46,$B1725),0)","v":40},{"$f":"IF(I1725=\"w\",INDEX(ID!$N$8:$N$31,FBR!$D1725+1)*INDEX(ID!$N$35:$N$46,$B1725),0)","v":0},null,23.623984906898531,0,0,0]
[1716,3,13,11,72,11,"2014-03-13",5,"h",null,{"$f":"IF(I1726=\"h\",INDEX(ID!$K$8:$K$31,FBR!$D1726+1)*INDEX(ID!$K$35:$K$46,$B1726),0)","v":42},{"$f":"IF(I1726=\"w\",INDEX(ID!$L$8:$L$31,FBR!$D1726+1)*INDEX(ID!$L$35:$L$46,$B1726),0)","v":0},{"$f":"IF(I1726=\"h\",INDEX(ID!$M$8:$M$31,FBR!$D1726+1)*INDEX(ID!$M$35:$M$46,$B1726),0)","v":42},{"$f":"IF(I1726=\"w\",INDEX(ID!$N$8:$N$31,FBR!$D1726+1)*INDEX(ID!$N$35:$N$46,$B1726),0)","v":0},null,24.805184152243459,0,0,0]
[1717,3,13,12,72,11,"2014-03-13",5,"h",null,{"$f":"IF(I1727=\"h\",INDEX(ID!$K$8:$K$31,FBR!$D1727+1)*INDEX(ID!$K$35:$K$46,$B1727),0)","v":43},{"$f":"IF(I1727=\"w\",INDEX(ID!$L$8:$L$31,FBR!$D1727+1)*INDEX(ID!$L$35:$L$46,$B1727),0)","v":0},{"$f":"IF(I1727=\"h\",INDEX(ID!$M$8:$M$31,FBR!$D1727+1)*INDEX(ID!$M$35:$M$46,$B1727),0)","v":43},{"$f":"IF(I1727=\"w\",INDEX(ID!$N$8:$N$31,FBR!$D1727+1)*INDEX(ID!$N$35:$N$46,$B1727),0)","v":0},null,25.395783774915923,0,0,0]
[1718,3,13,13,72,11,"2014-03-13",5,"h",null,{"$f":"IF(I1728=\"h\",INDEX(ID!$K$8:$K$31,FBR!$D1728+1)*INDEX(ID!$K$35:$K$46,$B1728),0)","v":44},{"$f":"IF(I1728=\"w\",INDEX(ID!$L$8:$L$31,FBR!$D1728+1)*INDEX(ID!$L$35:$L$46,$B1728),0)","v":0},{"$f":"IF(I1728=\"h\",INDEX(ID!$M$8:$M$31,FBR!$D1728+1)*INDEX(ID!$M$35:$M$46,$B1728),0)","v":44},{"$f":"IF(I1728=\"w\",INDEX(ID!$N$8:$N$31,FBR!$D1728+1)*INDEX(ID!$N$35:$N$46,$B1728),0)","v":0},null,25.986383397588384,0,0,0]
[1719,3,13,14,72,11,"2014-03-13",5,"h",null,{"$f":"IF(I1729=\"h\",INDEX(ID!$K$8:$K$31,FBR!$D1729+1)*INDEX(ID!$K$35:$K$46,$B1729),0)","v":47},{"$f":"IF(I1729=\"w\",INDEX(ID!$L$8:$L$31,FBR!$D1729+1)*INDEX(ID!$L$35:$L$46,$B1729),0)","v":0},{"$f":"IF(I1729=\"h\",INDEX(ID!$M$8:$M$31,FBR!$D1729+1)*INDEX(ID!$M$35:$M$46,$B1729),0)","v":47},{"$f":"IF(I1729=\"w\",INDEX(ID!$N$8:$N$31,FBR!$D1729+1)*INDEX(ID!$N$35:$N$46,$B1729),0)","v":0},null,27.758182265605775,0,0,0]
[1720,3,13,15,72,11,"2014-03-13",5,"h",null,{"$f":"IF(I1730=\"h\",INDEX(ID!$K$8:$K$31,FBR!$D1730+1)*INDEX(ID!$K$35:$K$46,$B1730),0)","v":50},{"$f":"IF(I1730=\"w\",INDEX(ID!$L$8:$L$31,FBR!$D1730+1)*INDEX(ID!$L$35:$L$46,$B1730),0)","v":0},{"$f":"IF(I1730=\"h\",INDEX(ID!$M$8:$M$31,FBR!$D1730+1)*INDEX(ID!$M$35:$M$46,$B1730),0)","v":50},{"$f":"IF(I1730=\"w\",INDEX(ID!$N$8:$N$31,FBR!$D1730+1)*INDEX(ID!$N$35:$N$46,$B1730),0)","v":0},null,29.529981133623163,0,0,0]
[1721,3,13,16,72,11,"2014-03-13",5,"h",null,{"$f":"IF(I1731=\"h\",INDEX(ID!$K$8:$K$31,FBR!$D1731+1)*INDEX(ID!$K$35:$K$46,$B1731),0)","v":53},{"$f":"IF(I1731=\"w\",INDEX(ID!$L$8:$L$31,FBR!$D1731+1)*INDEX(ID!$L$35:$L$46,$B1731),0)","v":0},{"$f":"IF(I1731=\"h\",INDEX(ID!$M$8:$M$31,FBR!$D1731+1)*INDEX(ID!$M$35:$M$46,$B1731),0)","v":53},{"$f":"IF(I1731=\"w\",INDEX(ID!$N$8:$N$31,FBR!$D1731+1)*INDEX(ID!$N$35:$N$46,$B1731),0)","v":0},null,31.301780001640555,0,0,0]
[1722,3,13,17,72,11,"2014-03-13",5,"h",null,{"$f":"IF(I1732=\"h\",INDEX(ID!$K$8:$K$31,FBR!$D1732+1)*INDEX(ID!$K$35:$K$46,$B1732),0)","v":62},{"$f":"IF(I1732=\"w\",INDEX(ID!$L$8:$L$31,FBR!$D1732+1)*INDEX(ID!$L$35:$L$46,$B1732),0)","v":0},{"$f":"IF(I1732=\"h\",INDEX(ID!$M$8:$M$31,FBR!$D1732+1)*INDEX(ID!$M$35:$M$46,$B1732),0)","v":62},{"$f":"IF(I1732=\"w\",INDEX(ID!$N$8:$N$31,FBR!$D1732+1)*INDEX(ID!$N$35:$N$46,$B1732),0)","v":0},null,36.617176605692727,0,0,0]
[1723,3,13,18,72,11,"2014-03-13",5,"h",null,{"$f":"IF(I1733=\"h\",INDEX(ID!$K$8:$K$31,FBR!$D1733+1)*INDEX(ID!$K$35:$K$46,$B1733),0)","v":65},{"$f":"IF(I1733=\"w\",INDEX(ID!$L$8:$L$31,FBR!$D1733+1)*INDEX(ID!$L$35:$L$46,$B1733),0)","v":0},{"$f":"IF(I1733=\"h\",INDEX(ID!$M$8:$M$31,FBR!$D1733+1)*INDEX(ID!$M$35:$M$46,$B1733),0)","v":65},{"$f":"IF(I1733=\"w\",INDEX(ID!$N$8:$N$31,FBR!$D1733+1)*INDEX(ID!$N$35:$N$46,$B1733),0)","v":0},null,38.388975473710111,0,0,0]
[1724,3,13,19,72,11,"2014-03-13",5,"h",null,{"$f":"IF(I1734=\"h\",INDEX(ID!$K$8:$K$31,FBR!$D1734+1)*INDEX(ID!$K$35:$K$46,$B1734),0)","v":60},{"$f":"IF(I1734=\"w\",INDEX(ID!$L$8:$L$31,FBR!$D1734+1)*INDEX(ID!$L$35:$L$46,$B1734),0)","v":0},{"$f":"IF(I1734=\"h\",INDEX(ID!$M$8:$M$31,FBR!$D1734+1)*INDEX(ID!$M$35:$M$46,$B1734),0)","v":60},{"$f":"IF(I1734=\"w\",INDEX(ID!$N$8:$N$31,FBR!$D1734+1)*INDEX(ID!$N$35:$N$46,$B1734),0)","v":0},null,35.435977360347799,0,0,0]
[1725,3,13,20,72,11,"2014-03-13",5,"h",null,{"$f":"IF(I1735=\"h\",INDEX(ID!$K$8:$K$31,FBR!$D1735+1)*INDEX(ID!$K$35:$K$46,$B1735),0)","v":53},{"$f":"IF(I1735=\"w\",INDEX(ID!$L$8:$L$31,FBR!$D1735+1)*INDEX(ID!$L$35:$L$46,$B1735),0)","v":0},{"$f":"IF(I1735=\"h\",INDEX(ID!$M$8:$M$31,FBR!$D1735+1)*INDEX(ID!$M$35:$M$46,$B1735),0)","v":53},{"$f":"IF(I1735=\"w\",INDEX(ID!$N$8:$N$31,FBR!$D1735+1)*INDEX(ID!$N$35:$N$46,$B1735),0)","v":0},null,31.301780001640555,0,0,0]
[1726,3,13,21,72,11,"2014-03-13",5,"h",null,{"$f":"IF(I1736=\"h\",INDEX(ID!$K$8:$K$31,FBR!$D1736+1)*INDEX(ID!$K$35:$K$46,$B1736),0)","v":50},{"$f":"IF(I1736=\"w\",INDEX(ID!$L$8:$L$31,FBR!$D1736+1)*INDEX(ID!$L$35:$L$46,$B1736),0)","v":0},{"$f":"IF(I1736=\"h\",INDEX(ID!$M$8:$M$31,FBR!$D1736+1)*INDEX(ID!$M$35:$M$46,$B1736),0)","v":50},{"$f":"IF(I1736=\"w\",INDEX(ID!$N$8:$N$31,FBR!$D1736+1)*INDEX(ID!$N$35:$N$46,$B1736),0)","v":0},null,29.529981133623163,0,0,0]
[1727,3,13,22,72,11,"2014-03-13",5,"h",null,{"$f":"IF(I1737=\"h\",INDEX(ID!$K$8:$K$31,FBR!$D1737+1)*INDEX(ID!$K$35:$K$46,$B1737),0)","v":45},{"$f":"IF(I1737=\"w\",INDEX(ID!$L$8:$L$31,FBR!$D1737+1)*INDEX(ID!$L$35:$L$46,$B1737),0)","v":0},{"$f":"IF(I1737=\"h\",INDEX(ID!$M$8:$M$31,FBR!$D1737+1)*INDEX(ID!$M$35:$M$46,$B1737),0)","v":45},{"$f":"IF(I1737=\"w\",INDEX(ID!$N$8:$N$31,FBR!$D1737+1)*INDEX(ID!$N$35:$N$46,$B1737),0)","v":0},null,26.576983020260847,0,0,0]
[1728,3,13,23,72,11,"2014-03-13",5,"h",null,{"$f":"IF(I1738=\"h\",INDEX(ID!$K$8:$K$31,FBR!$D1738+1)*INDEX(ID!$K$35:$K$46,$B1738),0)","v":40},{"$f":"IF(I1738=\"w\",INDEX(ID!$L$8:$L$31,FBR!$D1738+1)*INDEX(ID!$L$35:$L$46,$B1738),0)","v":0},{"$f":"IF(I1738=\"h\",INDEX(ID!$M$8:$M$31,FBR!$D1738+1)*INDEX(ID!$M$35:$M$46,$B1738),0)","v":40},{"$f":"IF(I1738=\"w\",INDEX(ID!$N$8:$N$31,FBR!$D1738+1)*INDEX(ID!$N$35:$N$46,$B1738),0)","v":0},null,23.623984906898531,0,0,0]
[1729,3,14,0,73,11,"2014-03-14",{"$f":"WEEKDAY(G1739)","v":6},{"$f":"IF(OR(H1739=6,H1739=7),\"w\",\"h\")","v":"w"},null,{"$f":"IF(I1739=\"h\",INDEX(ID!$K$8:$K$31,FBR!$D1739+1)*INDEX(ID!$K$35:$K$46,$B1739),0)","v":0},{"$f":"IF(I1739=\"w\",INDEX(ID!$L$8:$L$31,FBR!$D1739+1)*INDEX(ID!$L$35:$L$46,$B1739),0)","v":35},{"$f":"IF(I1739=\"h\",INDEX(ID!$M$8:$M$31,FBR!$D1739+1)*INDEX(ID!$M$35:$M$46,$B1739),0)","v":0},{"$f":"IF(I1739=\"w\",INDEX(ID!$N$8:$N$31,FBR!$D1739+1)*INDEX(ID!$N$35:$N$46,$B1739),0)","v":35},null,{"$f":"K1739*(indvforbrug*antalbrugere)/($K$8789+$L$8789)","v":0},{"$f":"L1739*indvforbrug*antalbrugere/($K$8789+$L$8789)","v":20.670986793536215},{"$f":"M1739*fællesforbrug/($M$8789+$N$8789)","v":0},{"$f":"N1739*fællesforbrug/($M$8789+$N$8789)","v":0}]
[{"$f":"A1739+1","v":1730},3,14,1,73,11,{"$f":"DATE(2014,B1740,C1740)","v":"2014-03-14"},6,"w",null,{"$f":"IF(I1740=\"h\",INDEX(ID!$K$8:$K$31,FBR!$D1740+1)*INDEX(ID!$K$35:$K$46,$B1740),0)","v":0},{"$f":"IF(I1740=\"w\",INDEX(ID!$L$8:$L$31,FBR!$D1740+1)*INDEX(ID!$L$35:$L$46,$B1740),0)","v":30},{"$f":"IF(I1740=\"h\",INDEX(ID!$M$8:$M$31,FBR!$D1740+1)*INDEX(ID!$M$35:$M$46,$B1740),0)","v":0},{"$f":"IF(I1740=\"w\",INDEX(ID!$N$8:$N$31,FBR!$D1740+1)*INDEX(ID!$N$35:$N$46,$B1740),0)","v":30},null,0,17.717988680173899,0,0]
[1731,3,14,2,73,11,"2014-03-14",6,"w",null,{"$f":"IF(I1741=\"h\",INDEX(ID!$K$8:$K$31,FBR!$D1741+1)*INDEX(ID!$K$35:$K$46,$B1741),0)","v":0},{"$f":"IF(I1741=\"w\",INDEX(ID!$L$8:$L$31,FBR!$D1741+1)*INDEX(ID!$L$35:$L$46,$B1741),0)","v":28},{"$f":"IF(I1741=\"h\",INDEX(ID!$M$8:$M$31,FBR!$D1741+1)*INDEX(ID!$M$35:$M$46,$B1741),0)","v":0},{"$f":"IF(I1741=\"w\",INDEX(ID!$N$8:$N$31,FBR!$D1741+1)*INDEX(ID!$N$35:$N$46,$B1741),0)","v":28},null,0,16.536789434828972,0,0]
[1732,3,14,3,73,11,"2014-03-14",6,"w",null,{"$f":"IF(I1742=\"h\",INDEX(ID!$K$8:$K$31,FBR!$D1742+1)*INDEX(ID!$K$35:$K$46,$B1742),0)","v":0},{"$f":"IF(I1742=\"w\",INDEX(ID!$L$8:$L$31,FBR!$D1742+1)*INDEX(ID!$L$35:$L$46,$B1742),0)","v":27},{"$f":"IF(I1742=\"h\",INDEX(ID!$M$8:$M$31,FBR!$D1742+1)*INDEX(ID!$M$35:$M$46,$B1742),0)","v":0},{"$f":"IF(I1742=\"w\",INDEX(ID!$N$8:$N$31,FBR!$D1742+1)*INDEX(ID!$N$35:$N$46,$B1742),0)","v":27},null,0,15.94618981215651,0,0]
[1733,3,14,4,73,11,"2014-03-14",6,"w",null,{"$f":"IF(I1743=\"h\",INDEX(ID!$K$8:$K$31,FBR!$D1743+1)*INDEX(ID!$K$35:$K$46,$B1743),0)","v":0},{"$f":"IF(I1743=\"w\",INDEX(ID!$L$8:$L$31,FBR!$D1743+1)*INDEX(ID!$L$35:$L$46,$B1743),0)","v":27},{"$f":"IF(I1743=\"h\",INDEX(ID!$M$8:$M$31,FBR!$D1743+1)*INDEX(ID!$M$35:$M$46,$B1743),0)","v":0},{"$f":"IF(I1743=\"w\",INDEX(ID!$N$8:$N$31,FBR!$D1743+1)*INDEX(ID!$N$35:$N$46,$B1743),0)","v":27},null,0,15.94618981215651,0,0]
[1734,3,14,5,73,11,"2014-03-14",6,"w",null,{"$f":"IF(I1744=\"h\",INDEX(ID!$K$8:$K$31,FBR!$D1744+1)*INDEX(ID!$K$35:$K$46,$B1744),0)","v":0},{"$f":"IF(I1744=\"w\",INDEX(ID!$L$8:$L$31,FBR!$D1744+1)*INDEX(ID!$L$35:$L$46,$B1744),0)","v":27},{"$f":"IF(I1744=\"h\",INDEX(ID!$M$8:$M$31,FBR!$D1744+1)*INDEX(ID!$M$35:$M$46,$B1744),0)","v":0},{"$f":"IF(I1744=\"w\",INDEX(ID!$N$8:$N$31,FBR!$D1744+1)*INDEX(ID!$N$35:$N$46,$B1744),0)","v":27},null,0,15.94618981215651,0,0]
[1735,3,14,6,73,11,"2014-03-14",6,"w",null,{"$f":"IF(I1745=\"h\",INDEX(ID!$K$8:$K$31,FBR!$D1745+1)*INDEX(ID!$K$35:$K$46,$B1745),0)","v":0},{"$f":"IF(I1745=\"w\",INDEX(ID!$L$8:$L$31,FBR!$D1745+1)*INDEX(ID!$L$35:$L$46,$B1745),0)","v":29},{"$f":"IF(I1745=\"h\",INDEX(ID!$M$8:$M$31,FBR!$D1745+1)*INDEX(ID!$M$35:$M$46,$B1745),0)","v":0},{"$f":"IF(I1745=\"w\",INDEX(ID!$N$8:$N$31,FBR!$D1745+1)*INDEX(ID!$N$35:$N$46,$B1745),0)","v":29},null,0,17.127389057501436,0,0]
[1736,3,14,7,73,11,"2014-03-14",6,"w",null,{"$f":"IF(I1746=\"h\",INDEX(ID!$K$8:$K$31,FBR!$D1746+1)*INDEX(ID!$K$35:$K$46,$B1746),0)","v":0},{"$f":"IF(I1746=\"w\",INDEX(ID!$L$8:$L$31,FBR!$D1746+1)*INDEX(ID!$L$35:$L$46,$B1746),0)","v":32},{"$f":"IF(I1746=\"h\",INDEX(ID!$M$8:$M$31,FBR!$D1746+1)*INDEX(ID!$M$35:$M$46,$B1746),0)","v":0},{"$f":"IF(I1746=\"w\",INDEX(ID!$N$8:$N$31,FBR!$D1746+1)*INDEX(ID!$N$35:$N$46,$B1746),0)","v":32},null,0,18.899187925518824,0,0]
[1737,3,14,8,73,11,"2014-03-14",6,"w",null,{"$f":"IF(I1747=\"h\",INDEX(ID!$K$8:$K$31,FBR!$D1747+1)*INDEX(ID!$K$35:$K$46,$B1747),0)","v":0},{"$f":"IF(I1747=\"w\",INDEX(ID!$L$8:$L$31,FBR!$D1747+1)*INDEX(ID!$L$35:$L$46,$B1747),0)","v":35},{"$f":"IF(I1747=\"h\",INDEX(ID!$M$8:$M$31,FBR!$D1747+1)*INDEX(ID!$M$35:$M$46,$B1747),0)","v":0},{"$f":"IF(I1747=\"w\",INDEX(ID!$N$8:$N$31,FBR!$D1747+1)*INDEX(ID!$N$35:$N$46,$B1747),0)","v":35},null,0,20.670986793536215,0,0]
[1738,3,14,9,73,11,"2014-03-14",6,"w",null,{"$f":"IF(I1748=\"h\",INDEX(ID!$K$8:$K$31,FBR!$D1748+1)*INDEX(ID!$K$35:$K$46,$B1748),0)","v":0},{"$f":"IF(I1748=\"w\",INDEX(ID!$L$8:$L$31,FBR!$D1748+1)*INDEX(ID!$L$35:$L$46,$B1748),0)","v":38},{"$f":"IF(I1748=\"h\",INDEX(ID!$M$8:$M$31,FBR!$D1748+1)*INDEX(ID!$M$35:$M$46,$B1748),0)","v":0},{"$f":"IF(I1748=\"w\",INDEX(ID!$N$8:$N$31,FBR!$D1748+1)*INDEX(ID!$N$35:$N$46,$B1748),0)","v":38},null,0,22.442785661553604,0,0]
[1739,3,14,10,73,11,"2014-03-14",6,"w",null,{"$f":"IF(I1749=\"h\",INDEX(ID!$K$8:$K$31,FBR!$D1749+1)*INDEX(ID!$K$35:$K$46,$B1749),0)","v":0},{"$f":"IF(I1749=\"w\",INDEX(ID!$L$8:$L$31,FBR!$D1749+1)*INDEX(ID!$L$35:$L$46,$B1749),0)","v":40},{"$f":"IF(I1749=\"h\",INDEX(ID!$M$8:$M$31,FBR!$D1749+1)*INDEX(ID!$M$35:$M$46,$B1749),0)","v":0},{"$f":"IF(I1749=\"w\",INDEX(ID!$N$8:$N$31,FBR!$D1749+1)*INDEX(ID!$N$35:$N$46,$B1749),0)","v":40},null,0,23.623984906898531,0,0]
[1740,3,14,11,73,11,"2014-03-14",6,"w",null,{"$f":"IF(I1750=\"h\",INDEX(ID!$K$8:$K$31,FBR!$D1750+1)*INDEX(ID!$K$35:$K$46,$B1750),0)","v":0},{"$f":"IF(I1750=\"w\",INDEX(ID!$L$8:$L$31,FBR!$D1750+1)*INDEX(ID!$L$35:$L$46,$B1750),0)","v":42},{"$f":"IF(I1750=\"h\",INDEX(ID!$M$8:$M$31,FBR!$D1750+1)*INDEX(ID!$M$35:$M$46,$B1750),0)","v":0},{"$f":"IF(I1750=\"w\",INDEX(ID!$N$8:$N$31,FBR!$D1750+1)*INDEX(ID!$N$35:$N$46,$B1750),0)","v":42},null,0,24.805184152243459,0,0]
[1741,3,14,12,73,11,"2014-03-14",6,"w",null,{"$f":"IF(I1751=\"h\",INDEX(ID!$K$8:$K$31,FBR!$D1751+1)*INDEX(ID!$K$35:$K$46,$B1751),0)","v":0},{"$f":"IF(I1751=\"w\",INDEX(ID!$L$8:$L$31,FBR!$D1751+1)*INDEX(ID!$L$35:$L$46,$B1751),0)","v":43},{"$f":"IF(I1751=\"h\",INDEX(ID!$M$8:$M$31,FBR!$D1751+1)*INDEX(ID!$M$35:$M$46,$B1751),0)","v":0},{"$f":"IF(I1751=\"w\",INDEX(ID!$N$8:$N$31,FBR!$D1751+1)*INDEX(ID!$N$35:$N$46,$B1751),0)","v":43},null,0,25.395783774915923,0,0]
[1742,3,14,13,73,11,"2014-03-14",6,"w",null,{"$f":"IF(I1752=\"h\",INDEX(ID!$K$8:$K$31,FBR!$D1752+1)*INDEX(ID!$K$35:$K$46,$B1752),0)","v":0},{"$f":"IF(I1752=\"w\",INDEX(ID!$L$8:$L$31,FBR!$D1752+1)*INDEX(ID!$L$35:$L$46,$B1752),0)","v":44},{"$f":"IF(I1752=\"h\",INDEX(ID!$M$8:$M$31,FBR!$D1752+1)*INDEX(ID!$M$35:$M$46,$B1752),0)","v":0},{"$f":"IF(I1752=\"w\",INDEX(ID!$N$8:$N$31,FBR!$D1752+1)*INDEX(ID!$N$35:$N$46,$B1752),0)","v":44},null,0,25.986383397588384,0,0]
[1743,3,14,14,73,11,"2014-03-14",6,"w",null,{"$f":"IF(I1753=\"h\",INDEX(ID!$K$8:$K$31,FBR!$D1753+1)*INDEX(ID!$K$35:$K$46,$B1753),0)","v":0},{"$f":"IF(I1753=\"w\",INDEX(ID!$L$8:$L$31,FBR!$D1753+1)*INDEX(ID!$L$35:$L$46,$B1753),0)","v":47},{"$f":"IF(I1753=\"h\",INDEX(ID!$M$8:$M$31,FBR!$D1753+1)*INDEX(ID!$M$35:$M$46,$B1753),0)","v":0},{"$f":"IF(I1753=\"w\",INDEX(ID!$N$8:$N$31,FBR!$D1753+1)*INDEX(ID!$N$35:$N$46,$B1753),0)","v":47},null,0,27.758182265605775,0,0]
[1744,3,14,15,73,11,"2014-03-14",6,"w",null,{"$f":"IF(I1754=\"h\",INDEX(ID!$K$8:$K$31,FBR!$D1754+1)*INDEX(ID!$K$35:$K$46,$B1754),0)","v":0},{"$f":"IF(I1754=\"w\",INDEX(ID!$L$8:$L$31,FBR!$D1754+1)*INDEX(ID!$L$35:$L$46,$B1754),0)","v":50},{"$f":"IF(I1754=\"h\",INDEX(ID!$M$8:$M$31,FBR!$D1754+1)*INDEX(ID!$M$35:$M$46,$B1754),0)","v":0},{"$f":"IF(I1754=\"w\",INDEX(ID!$N$8:$N$31,FBR!$D1754+1)*INDEX(ID!$N$35:$N$46,$B1754),0)","v":50},null,0,29.529981133623163,0,0]
[1745,3,14,16,73,11,"2014-03-14",6,"w",null,{"$f":"IF(I1755=\"h\",INDEX(ID!$K$8:$K$31,FBR!$D1755+1)*INDEX(ID!$K$35:$K$46,$B1755),0)","v":0},{"$f":"IF(I1755=\"w\",INDEX(ID!$L$8:$L$31,FBR!$D1755+1)*INDEX(ID!$L$35:$L$46,$B1755),0)","v":53},{"$f":"IF(I1755=\"h\",INDEX(ID!$M$8:$M$31,FBR!$D1755+1)*INDEX(ID!$M$35:$M$46,$B1755),0)","v":0},{"$f":"IF(I1755=\"w\",INDEX(ID!$N$8:$N$31,FBR!$D1755+1)*INDEX(ID!$N$35:$N$46,$B1755),0)","v":53},null,0,31.301780001640555,0,0]
[1746,3,14,17,73,11,"2014-03-14",6,"w",null,{"$f":"IF(I1756=\"h\",INDEX(ID!$K$8:$K$31,FBR!$D1756+1)*INDEX(ID!$K$35:$K$46,$B1756),0)","v":0},{"$f":"IF(I1756=\"w\",INDEX(ID!$L$8:$L$31,FBR!$D1756+1)*INDEX(ID!$L$35:$L$46,$B1756),0)","v":62},{"$f":"IF(I1756=\"h\",INDEX(ID!$M$8:$M$31,FBR!$D1756+1)*INDEX(ID!$M$35:$M$46,$B1756),0)","v":0},{"$f":"IF(I1756=\"w\",INDEX(ID!$N$8:$N$31,FBR!$D1756+1)*INDEX(ID!$N$35:$N$46,$B1756),0)","v":62},null,0,36.617176605692727,0,0]
[1747,3,14,18,73,11,"2014-03-14",6,"w",null,{"$f":"IF(I1757=\"h\",INDEX(ID!$K$8:$K$31,FBR!$D1757+1)*INDEX(ID!$K$35:$K$46,$B1757),0)","v":0},{"$f":"IF(I1757=\"w\",INDEX(ID!$L$8:$L$31,FBR!$D1757+1)*INDEX(ID!$L$35:$L$46,$B1757),0)","v":65},{"$f":"IF(I1757=\"h\",INDEX(ID!$M$8:$M$31,FBR!$D1757+1)*INDEX(ID!$M$35:$M$46,$B1757),0)","v":0},{"$f":"IF(I1757=\"w\",INDEX(ID!$N$8:$N$31,FBR!$D1757+1)*INDEX(ID!$N$35:$N$46,$B1757),0)","v":65},null,0,38.388975473710111,0,0]
[1748,3,14,19,73,11,"2014-03-14",6,"w",null,{"$f":"IF(I1758=\"h\",INDEX(ID!$K$8:$K$31,FBR!$D1758+1)*INDEX(ID!$K$35:$K$46,$B1758),0)","v":0},{"$f":"IF(I1758=\"w\",INDEX(ID!$L$8:$L$31,FBR!$D1758+1)*INDEX(ID!$L$35:$L$46,$B1758),0)","v":60},{"$f":"IF(I1758=\"h\",INDEX(ID!$M$8:$M$31,FBR!$D1758+1)*INDEX(ID!$M$35:$M$46,$B1758),0)","v":0},{"$f":"IF(I1758=\"w\",INDEX(ID!$N$8:$N$31,FBR!$D1758+1)*INDEX(ID!$N$35:$N$46,$B1758),0)","v":60},null,0,35.435977360347799,0,0]
[1749,3,14,20,73,11,"2014-03-14",6,"w",null,{"$f":"IF(I1759=\"h\",INDEX(ID!$K$8:$K$31,FBR!$D1759+1)*INDEX(ID!$K$35:$K$46,$B1759),0)","v":0},{"$f":"IF(I1759=\"w\",INDEX(ID!$L$8:$L$31,FBR!$D1759+1)*INDEX(ID!$L$35:$L$46,$B1759),0)","v":53},{"$f":"IF(I1759=\"h\",INDEX(ID!$M$8:$M$31,FBR!$D1759+1)*INDEX(ID!$M$35:$M$46,$B1759),0)","v":0},{"$f":"IF(I1759=\"w\",INDEX(ID!$N$8:$N$31,FBR!$D1759+1)*INDEX(ID!$N$35:$N$46,$B1759),0)","v":53},null,0,31.301780001640555,0,0]
[1750,3,14,21,73,11,"2014-03-14",6,"w",null,{"$f":"IF(I1760=\"h\",INDEX(ID!$K$8:$K$31,FBR!$D1760+1)*INDEX(ID!$K$35:$K$46,$B1760),0)","v":0},{"$f":"IF(I1760=\"w\",INDEX(ID!$L$8:$L$31,FBR!$D1760+1)*INDEX(ID!$L$35:$L$46,$B1760),0)","v":50},{"$f":"IF(I1760=\"h\",INDEX(ID!$M$8:$M$31,FBR!$D1760+1)*INDEX(ID!$M$35:$M$46,$B1760),0)","v":0},{"$f":"IF(I1760=\"w\",INDEX(ID!$N$8:$N$31,FBR!$D1760+1)*INDEX(ID!$N$35:$N$46,$B1760),0)","v":50},null,0,29.529981133623163,0,0]
[1751,3,14,22,73,11,"2014-03-14",6,"w",null,{"$f":"IF(I1761=\"h\",INDEX(ID!$K$8:$K$31,FBR!$D1761+1)*INDEX(ID!$K$35:$K$46,$B1761),0)","v":0},{"$f":"IF(I1761=\"w\",INDEX(ID!$L$8:$L$31,FBR!$D1761+1)*INDEX(ID!$L$35:$L$46,$B1761),0)","v":45},{"$f":"IF(I1761=\"h\",INDEX(ID!$M$8:$M$31,FBR!$D1761+1)*INDEX(ID!$M$35:$M$46,$B1761),0)","v":0},{"$f":"IF(I1761=\"w\",INDEX(ID!$N$8:$N$31,FBR!$D1761+1)*INDEX(ID!$N$35:$N$46,$B1761),0)","v":45},null,0,26.576983020260847,0,0]
[1752,3,14,23,73,11,"2014-03-14",6,"w",null,{"$f":"IF(I1762=\"h\",INDEX(ID!$K$8:$K$31,FBR!$D1762+1)*INDEX(ID!$K$35:$K$46,$B1762),0)","v":0},{"$f":"IF(I1762=\"w\",INDEX(ID!$L$8:$L$31,FBR!$D1762+1)*INDEX(ID!$L$35:$L$46,$B1762),0)","v":40},{"$f":"IF(I1762=\"h\",INDEX(ID!$M$8:$M$31,FBR!$D1762+1)*INDEX(ID!$M$35:$M$46,$B1762),0)","v":0},{"$f":"IF(I1762=\"w\",INDEX(ID!$N$8:$N$31,FBR!$D1762+1)*INDEX(ID!$N$35:$N$46,$B1762),0)","v":40},null,0,23.623984906898531,0,0]
[1753,3,15,0,74,11,"2014-03-15",7,"w",null,{"$f":"IF(I1763=\"h\",INDEX(ID!$K$8:$K$31,FBR!$D1763+1)*INDEX(ID!$K$35:$K$46,$B1763),0)","v":0},{"$f":"IF(I1763=\"w\",INDEX(ID!$L$8:$L$31,FBR!$D1763+1)*INDEX(ID!$L$35:$L$46,$B1763),0)","v":35},{"$f":"IF(I1763=\"h\",INDEX(ID!$M$8:$M$31,FBR!$D1763+1)*INDEX(ID!$M$35:$M$46,$B1763),0)","v":0},{"$f":"IF(I1763=\"w\",INDEX(ID!$N$8:$N$31,FBR!$D1763+1)*INDEX(ID!$N$35:$N$46,$B1763),0)","v":35},null,0,20.670986793536215,0,0]
[1754,3,15,1,{"$f":"E1740+1","v":74},11,"2014-03-15",7,"w",null,{"$f":"IF(I1764=\"h\",INDEX(ID!$K$8:$K$31,FBR!$D1764+1)*INDEX(ID!$K$35:$K$46,$B1764),0)","v":0},{"$f":"IF(I1764=\"w\",INDEX(ID!$L$8:$L$31,FBR!$D1764+1)*INDEX(ID!$L$35:$L$46,$B1764),0)","v":30},{"$f":"IF(I1764=\"h\",INDEX(ID!$M$8:$M$31,FBR!$D1764+1)*INDEX(ID!$M$35:$M$46,$B1764),0)","v":0},{"$f":"IF(I1764=\"w\",INDEX(ID!$N$8:$N$31,FBR!$D1764+1)*INDEX(ID!$N$35:$N$46,$B1764),0)","v":30},null,0,17.717988680173899,0,0]
[1755,3,15,2,74,11,"2014-03-15",7,"w",null,{"$f":"IF(I1765=\"h\",INDEX(ID!$K$8:$K$31,FBR!$D1765+1)*INDEX(ID!$K$35:$K$46,$B1765),0)","v":0},{"$f":"IF(I1765=\"w\",INDEX(ID!$L$8:$L$31,FBR!$D1765+1)*INDEX(ID!$L$35:$L$46,$B1765),0)","v":28},{"$f":"IF(I1765=\"h\",INDEX(ID!$M$8:$M$31,FBR!$D1765+1)*INDEX(ID!$M$35:$M$46,$B1765),0)","v":0},{"$f":"IF(I1765=\"w\",INDEX(ID!$N$8:$N$31,FBR!$D1765+1)*INDEX(ID!$N$35:$N$46,$B1765),0)","v":28},null,0,16.536789434828972,0,0]
[1756,3,15,3,74,11,"2014-03-15",7,"w",null,{"$f":"IF(I1766=\"h\",INDEX(ID!$K$8:$K$31,FBR!$D1766+1)*INDEX(ID!$K$35:$K$46,$B1766),0)","v":0},{"$f":"IF(I1766=\"w\",INDEX(ID!$L$8:$L$31,FBR!$D1766+1)*INDEX(ID!$L$35:$L$46,$B1766),0)","v":27},{"$f":"IF(I1766=\"h\",INDEX(ID!$M$8:$M$31,FBR!$D1766+1)*INDEX(ID!$M$35:$M$46,$B1766),0)","v":0},{"$f":"IF(I1766=\"w\",INDEX(ID!$N$8:$N$31,FBR!$D1766+1)*INDEX(ID!$N$35:$N$46,$B1766),0)","v":27},null,0,15.94618981215651,0,0]
[1757,3,15,4,74,11,"2014-03-15",7,"w",null,{"$f":"IF(I1767=\"h\",INDEX(ID!$K$8:$K$31,FBR!$D1767+1)*INDEX(ID!$K$35:$K$46,$B1767),0)","v":0},{"$f":"IF(I1767=\"w\",INDEX(ID!$L$8:$L$31,FBR!$D1767+1)*INDEX(ID!$L$35:$L$46,$B1767),0)","v":27},{"$f":"IF(I1767=\"h\",INDEX(ID!$M$8:$M$31,FBR!$D1767+1)*INDEX(ID!$M$35:$M$46,$B1767),0)","v":0},{"$f":"IF(I1767=\"w\",INDEX(ID!$N$8:$N$31,FBR!$D1767+1)*INDEX(ID!$N$35:$N$46,$B1767),0)","v":27},null,0,15.94618981215651,0,0]
[1758,3,15,5,74,11,"2014-03-15",7,"w",null,{"$f":"IF(I1768=\"h\",INDEX(ID!$K$8:$K$31,FBR!$D1768+1)*INDEX(ID!$K$35:$K$46,$B1768),0)","v":0},{"$f":"IF(I1768=\"w\",INDEX(ID!$L$8:$L$31,FBR!$D1768+1)*INDEX(ID!$L$35:$L$46,$B1768),0)","v":27},{"$f":"IF(I1768=\"h\",INDEX(ID!$M$8:$M$31,FBR!$D1768+1)*INDEX(ID!$M$35:$M$46,$B1768),0)","v":0},{"$f":"IF(I1768=\"w\",INDEX(ID!$N$8:$N$31,FBR!$D1768+1)*INDEX(ID!$N$35:$N$46,$B1768),0)","v":27},null,0,15.94618981215651,0,0]
[1759,3,15,6,74,11,"2014-03-15",7,"w",null,{"$f":"IF(I1769=\"h\",INDEX(ID!$K$8:$K$31,FBR!$D1769+1)*INDEX(ID!$K$35:$K$46,$B1769),0)","v":0},{"$f":"IF(I1769=\"w\",INDEX(ID!$L$8:$L$31,FBR!$D1769+1)*INDEX(ID!$L$35:$L$46,$B1769),0)","v":29},{"$f":"IF(I1769=\"h\",INDEX(ID!$M$8:$M$31,FBR!$D1769+1)*INDEX(ID!$M$35:$M$46,$B1769),0)","v":0},{"$f":"IF(I1769=\"w\",INDEX(ID!$N$8:$N$31,FBR!$D1769+1)*INDEX(ID!$N$35:$N$46,$B1769),0)","v":29},null,0,17.127389057501436,0,0]
[1760,3,15,7,74,11,"2014-03-15",7,"w",null,{"$f":"IF(I1770=\"h\",INDEX(ID!$K$8:$K$31,FBR!$D1770+1)*INDEX(ID!$K$35:$K$46,$B1770),0)","v":0},{"$f":"IF(I1770=\"w\",INDEX(ID!$L$8:$L$31,FBR!$D1770+1)*INDEX(ID!$L$35:$L$46,$B1770),0)","v":32},{"$f":"IF(I1770=\"h\",INDEX(ID!$M$8:$M$31,FBR!$D1770+1)*INDEX(ID!$M$35:$M$46,$B1770),0)","v":0},{"$f":"IF(I1770=\"w\",INDEX(ID!$N$8:$N$31,FBR!$D1770+1)*INDEX(ID!$N$35:$N$46,$B1770),0)","v":32},null,0,18.899187925518824,0,0]
[1761,3,15,8,74,11,"2014-03-15",7,"w",null,{"$f":"IF(I1771=\"h\",INDEX(ID!$K$8:$K$31,FBR!$D1771+1)*INDEX(ID!$K$35:$K$46,$B1771),0)","v":0},{"$f":"IF(I1771=\"w\",INDEX(ID!$L$8:$L$31,FBR!$D1771+1)*INDEX(ID!$L$35:$L$46,$B1771),0)","v":35},{"$f":"IF(I1771=\"h\",INDEX(ID!$M$8:$M$31,FBR!$D1771+1)*INDEX(ID!$M$35:$M$46,$B1771),0)","v":0},{"$f":"IF(I1771=\"w\",INDEX(ID!$N$8:$N$31,FBR!$D1771+1)*INDEX(ID!$N$35:$N$46,$B1771),0)","v":35},null,0,20.670986793536215,0,0]
[1762,3,15,9,74,11,"2014-03-15",7,"w",null,{"$f":"IF(I1772=\"h\",INDEX(ID!$K$8:$K$31,FBR!$D1772+1)*INDEX(ID!$K$35:$K$46,$B1772),0)","v":0},{"$f":"IF(I1772=\"w\",INDEX(ID!$L$8:$L$31,FBR!$D1772+1)*INDEX(ID!$L$35:$L$46,$B1772),0)","v":38},{"$f":"IF(I1772=\"h\",INDEX(ID!$M$8:$M$31,FBR!$D1772+1)*INDEX(ID!$M$35:$M$46,$B1772),0)","v":0},{"$f":"IF(I1772=\"w\",INDEX(ID!$N$8:$N$31,FBR!$D1772+1)*INDEX(ID!$N$35:$N$46,$B1772),0)","v":38},null,0,22.442785661553604,0,0]
[1763,3,15,10,74,11,"2014-03-15",7,"w",null,{"$f":"IF(I1773=\"h\",INDEX(ID!$K$8:$K$31,FBR!$D1773+1)*INDEX(ID!$K$35:$K$46,$B1773),0)","v":0},{"$f":"IF(I1773=\"w\",INDEX(ID!$L$8:$L$31,FBR!$D1773+1)*INDEX(ID!$L$35:$L$46,$B1773),0)","v":40},{"$f":"IF(I1773=\"h\",INDEX(ID!$M$8:$M$31,FBR!$D1773+1)*INDEX(ID!$M$35:$M$46,$B1773),0)","v":0},{"$f":"IF(I1773=\"w\",INDEX(ID!$N$8:$N$31,FBR!$D1773+1)*INDEX(ID!$N$35:$N$46,$B1773),0)","v":40},null,0,23.623984906898531,0,0]
[1764,3,15,11,74,11,"2014-03-15",7,"w",null,{"$f":"IF(I1774=\"h\",INDEX(ID!$K$8:$K$31,FBR!$D1774+1)*INDEX(ID!$K$35:$K$46,$B1774),0)","v":0},{"$f":"IF(I1774=\"w\",INDEX(ID!$L$8:$L$31,FBR!$D1774+1)*INDEX(ID!$L$35:$L$46,$B1774),0)","v":42},{"$f":"IF(I1774=\"h\",INDEX(ID!$M$8:$M$31,FBR!$D1774+1)*INDEX(ID!$M$35:$M$46,$B1774),0)","v":0},{"$f":"IF(I1774=\"w\",INDEX(ID!$N$8:$N$31,FBR!$D1774+1)*INDEX(ID!$N$35:$N$46,$B1774),0)","v":42},null,0,24.805184152243459,0,0]
[1765,3,15,12,74,11,"2014-03-15",7,"w",null,{"$f":"IF(I1775=\"h\",INDEX(ID!$K$8:$K$31,FBR!$D1775+1)*INDEX(ID!$K$35:$K$46,$B1775),0)","v":0},{"$f":"IF(I1775=\"w\",INDEX(ID!$L$8:$L$31,FBR!$D1775+1)*INDEX(ID!$L$35:$L$46,$B1775),0)","v":43},{"$f":"IF(I1775=\"h\",INDEX(ID!$M$8:$M$31,FBR!$D1775+1)*INDEX(ID!$M$35:$M$46,$B1775),0)","v":0},{"$f":"IF(I1775=\"w\",INDEX(ID!$N$8:$N$31,FBR!$D1775+1)*INDEX(ID!$N$35:$N$46,$B1775),0)","v":43},null,0,25.395783774915923,0,0]
[1766,3,15,13,74,11,"2014-03-15",7,"w",null,{"$f":"IF(I1776=\"h\",INDEX(ID!$K$8:$K$31,FBR!$D1776+1)*INDEX(ID!$K$35:$K$46,$B1776),0)","v":0},{"$f":"IF(I1776=\"w\",INDEX(ID!$L$8:$L$31,FBR!$D1776+1)*INDEX(ID!$L$35:$L$46,$B1776),0)","v":44},{"$f":"IF(I1776=\"h\",INDEX(ID!$M$8:$M$31,FBR!$D1776+1)*INDEX(ID!$M$35:$M$46,$B1776),0)","v":0},{"$f":"IF(I1776=\"w\",INDEX(ID!$N$8:$N$31,FBR!$D1776+1)*INDEX(ID!$N$35:$N$46,$B1776),0)","v":44},null,0,25.986383397588384,0,0]
[1767,3,15,14,74,11,"2014-03-15",7,"w",null,{"$f":"IF(I1777=\"h\",INDEX(ID!$K$8:$K$31,FBR!$D1777+1)*INDEX(ID!$K$35:$K$46,$B1777),0)","v":0},{"$f":"IF(I1777=\"w\",INDEX(ID!$L$8:$L$31,FBR!$D1777+1)*INDEX(ID!$L$35:$L$46,$B1777),0)","v":47},{"$f":"IF(I1777=\"h\",INDEX(ID!$M$8:$M$31,FBR!$D1777+1)*INDEX(ID!$M$35:$M$46,$B1777),0)","v":0},{"$f":"IF(I1777=\"w\",INDEX(ID!$N$8:$N$31,FBR!$D1777+1)*INDEX(ID!$N$35:$N$46,$B1777),0)","v":47},null,0,27.758182265605775,0,0]
[1768,3,15,15,74,11,"2014-03-15",7,"w",null,{"$f":"IF(I1778=\"h\",INDEX(ID!$K$8:$K$31,FBR!$D1778+1)*INDEX(ID!$K$35:$K$46,$B1778),0)","v":0},{"$f":"IF(I1778=\"w\",INDEX(ID!$L$8:$L$31,FBR!$D1778+1)*INDEX(ID!$L$35:$L$46,$B1778),0)","v":50},{"$f":"IF(I1778=\"h\",INDEX(ID!$M$8:$M$31,FBR!$D1778+1)*INDEX(ID!$M$35:$M$46,$B1778),0)","v":0},{"$f":"IF(I1778=\"w\",INDEX(ID!$N$8:$N$31,FBR!$D1778+1)*INDEX(ID!$N$35:$N$46,$B1778),0)","v":50},null,0,29.529981133623163,0,0]
[1769,3,15,16,74,11,"2014-03-15",7,"w",null,{"$f":"IF(I1779=\"h\",INDEX(ID!$K$8:$K$31,FBR!$D1779+1)*INDEX(ID!$K$35:$K$46,$B1779),0)","v":0},{"$f":"IF(I1779=\"w\",INDEX(ID!$L$8:$L$31,FBR!$D1779+1)*INDEX(ID!$L$35:$L$46,$B1779),0)","v":53},{"$f":"IF(I1779=\"h\",INDEX(ID!$M$8:$M$31,FBR!$D1779+1)*INDEX(ID!$M$35:$M$46,$B1779),0)","v":0},{"$f":"IF(I1779=\"w\",INDEX(ID!$N$8:$N$31,FBR!$D1779+1)*INDEX(ID!$N$35:$N$46,$B1779),0)","v":53},null,0,31.301780001640555,0,0]
[1770,3,15,17,74,{"$f":"F1612+1","v":11},"2014-03-15",7,"w",null,{"$f":"IF(I1780=\"h\",INDEX(ID!$K$8:$K$31,FBR!$D1780+1)*INDEX(ID!$K$35:$K$46,$B1780),0)","v":0},{"$f":"IF(I1780=\"w\",INDEX(ID!$L$8:$L$31,FBR!$D1780+1)*INDEX(ID!$L$35:$L$46,$B1780),0)","v":62},{"$f":"IF(I1780=\"h\",INDEX(ID!$M$8:$M$31,FBR!$D1780+1)*INDEX(ID!$M$35:$M$46,$B1780),0)","v":0},{"$f":"IF(I1780=\"w\",INDEX(ID!$N$8:$N$31,FBR!$D1780+1)*INDEX(ID!$N$35:$N$46,$B1780),0)","v":62},null,0,36.617176605692727,0,0]
[1771,3,15,18,74,11,"2014-03-15",7,"w",null,{"$f":"IF(I1781=\"h\",INDEX(ID!$K$8:$K$31,FBR!$D1781+1)*INDEX(ID!$K$35:$K$46,$B1781),0)","v":0},{"$f":"IF(I1781=\"w\",INDEX(ID!$L$8:$L$31,FBR!$D1781+1)*INDEX(ID!$L$35:$L$46,$B1781),0)","v":65},{"$f":"IF(I1781=\"h\",INDEX(ID!$M$8:$M$31,FBR!$D1781+1)*INDEX(ID!$M$35:$M$46,$B1781),0)","v":0},{"$f":"IF(I1781=\"w\",INDEX(ID!$N$8:$N$31,FBR!$D1781+1)*INDEX(ID!$N$35:$N$46,$B1781),0)","v":65},null,0,38.388975473710111,0,0]
[1772,3,15,19,74,11,"2014-03-15",7,"w",null,{"$f":"IF(I1782=\"h\",INDEX(ID!$K$8:$K$31,FBR!$D1782+1)*INDEX(ID!$K$35:$K$46,$B1782),0)","v":0},{"$f":"IF(I1782=\"w\",INDEX(ID!$L$8:$L$31,FBR!$D1782+1)*INDEX(ID!$L$35:$L$46,$B1782),0)","v":60},{"$f":"IF(I1782=\"h\",INDEX(ID!$M$8:$M$31,FBR!$D1782+1)*INDEX(ID!$M$35:$M$46,$B1782),0)","v":0},{"$f":"IF(I1782=\"w\",INDEX(ID!$N$8:$N$31,FBR!$D1782+1)*INDEX(ID!$N$35:$N$46,$B1782),0)","v":60},null,0,35.435977360347799,0,0]
[1773,3,15,20,74,11,"2014-03-15",7,"w",null,{"$f":"IF(I1783=\"h\",INDEX(ID!$K$8:$K$31,FBR!$D1783+1)*INDEX(ID!$K$35:$K$46,$B1783),0)","v":0},{"$f":"IF(I1783=\"w\",INDEX(ID!$L$8:$L$31,FBR!$D1783+1)*INDEX(ID!$L$35:$L$46,$B1783),0)","v":53},{"$f":"IF(I1783=\"h\",INDEX(ID!$M$8:$M$31,FBR!$D1783+1)*INDEX(ID!$M$35:$M$46,$B1783),0)","v":0},{"$f":"IF(I1783=\"w\",INDEX(ID!$N$8:$N$31,FBR!$D1783+1)*INDEX(ID!$N$35:$N$46,$B1783),0)","v":53},null,0,31.301780001640555,0,0]
[1774,3,15,21,74,11,"2014-03-15",7,"w",null,{"$f":"IF(I1784=\"h\",INDEX(ID!$K$8:$K$31,FBR!$D1784+1)*INDEX(ID!$K$35:$K$46,$B1784),0)","v":0},{"$f":"IF(I1784=\"w\",INDEX(ID!$L$8:$L$31,FBR!$D1784+1)*INDEX(ID!$L$35:$L$46,$B1784),0)","v":50},{"$f":"IF(I1784=\"h\",INDEX(ID!$M$8:$M$31,FBR!$D1784+1)*INDEX(ID!$M$35:$M$46,$B1784),0)","v":0},{"$f":"IF(I1784=\"w\",INDEX(ID!$N$8:$N$31,FBR!$D1784+1)*INDEX(ID!$N$35:$N$46,$B1784),0)","v":50},null,0,29.529981133623163,0,0]
[1775,3,15,22,74,11,"2014-03-15",7,"w",null,{"$f":"IF(I1785=\"h\",INDEX(ID!$K$8:$K$31,FBR!$D1785+1)*INDEX(ID!$K$35:$K$46,$B1785),0)","v":0},{"$f":"IF(I1785=\"w\",INDEX(ID!$L$8:$L$31,FBR!$D1785+1)*INDEX(ID!$L$35:$L$46,$B1785),0)","v":45},{"$f":"IF(I1785=\"h\",INDEX(ID!$M$8:$M$31,FBR!$D1785+1)*INDEX(ID!$M$35:$M$46,$B1785),0)","v":0},{"$f":"IF(I1785=\"w\",INDEX(ID!$N$8:$N$31,FBR!$D1785+1)*INDEX(ID!$N$35:$N$46,$B1785),0)","v":45},null,0,26.576983020260847,0,0]
[1776,3,15,23,74,11,"2014-03-15",7,"w",null,{"$f":"IF(I1786=\"h\",INDEX(ID!$K$8:$K$31,FBR!$D1786+1)*INDEX(ID!$K$35:$K$46,$B1786),0)","v":0},{"$f":"IF(I1786=\"w\",INDEX(ID!$L$8:$L$31,FBR!$D1786+1)*INDEX(ID!$L$35:$L$46,$B1786),0)","v":40},{"$f":"IF(I1786=\"h\",INDEX(ID!$M$8:$M$31,FBR!$D1786+1)*INDEX(ID!$M$35:$M$46,$B1786),0)","v":0},{"$f":"IF(I1786=\"w\",INDEX(ID!$N$8:$N$31,FBR!$D1786+1)*INDEX(ID!$N$35:$N$46,$B1786),0)","v":40},null,0,23.623984906898531,0,0]
[1777,3,16,0,75,11,"2014-03-16",1,"h",null,{"$f":"IF(I1787=\"h\",INDEX(ID!$K$8:$K$31,FBR!$D1787+1)*INDEX(ID!$K$35:$K$46,$B1787),0)","v":35},{"$f":"IF(I1787=\"w\",INDEX(ID!$L$8:$L$31,FBR!$D1787+1)*INDEX(ID!$L$35:$L$46,$B1787),0)","v":0},{"$f":"IF(I1787=\"h\",INDEX(ID!$M$8:$M$31,FBR!$D1787+1)*INDEX(ID!$M$35:$M$46,$B1787),0)","v":35},{"$f":"IF(I1787=\"w\",INDEX(ID!$N$8:$N$31,FBR!$D1787+1)*INDEX(ID!$N$35:$N$46,$B1787),0)","v":0},null,20.670986793536215,0,0,0]
[1778,3,16,1,75,11,"2014-03-16",1,"h",null,{"$f":"IF(I1788=\"h\",INDEX(ID!$K$8:$K$31,FBR!$D1788+1)*INDEX(ID!$K$35:$K$46,$B1788),0)","v":30},{"$f":"IF(I1788=\"w\",INDEX(ID!$L$8:$L$31,FBR!$D1788+1)*INDEX(ID!$L$35:$L$46,$B1788),0)","v":0},{"$f":"IF(I1788=\"h\",INDEX(ID!$M$8:$M$31,FBR!$D1788+1)*INDEX(ID!$M$35:$M$46,$B1788),0)","v":30},{"$f":"IF(I1788=\"w\",INDEX(ID!$N$8:$N$31,FBR!$D1788+1)*INDEX(ID!$N$35:$N$46,$B1788),0)","v":0},null,17.717988680173899,0,0,0]
[1779,3,16,2,75,11,"2014-03-16",1,"h",null,{"$f":"IF(I1789=\"h\",INDEX(ID!$K$8:$K$31,FBR!$D1789+1)*INDEX(ID!$K$35:$K$46,$B1789),0)","v":28},{"$f":"IF(I1789=\"w\",INDEX(ID!$L$8:$L$31,FBR!$D1789+1)*INDEX(ID!$L$35:$L$46,$B1789),0)","v":0},{"$f":"IF(I1789=\"h\",INDEX(ID!$M$8:$M$31,FBR!$D1789+1)*INDEX(ID!$M$35:$M$46,$B1789),0)","v":28},{"$f":"IF(I1789=\"w\",INDEX(ID!$N$8:$N$31,FBR!$D1789+1)*INDEX(ID!$N$35:$N$46,$B1789),0)","v":0},null,16.536789434828972,0,0,0]
[1780,3,16,3,75,11,"2014-03-16",1,"h",null,{"$f":"IF(I1790=\"h\",INDEX(ID!$K$8:$K$31,FBR!$D1790+1)*INDEX(ID!$K$35:$K$46,$B1790),0)","v":27},{"$f":"IF(I1790=\"w\",INDEX(ID!$L$8:$L$31,FBR!$D1790+1)*INDEX(ID!$L$35:$L$46,$B1790),0)","v":0},{"$f":"IF(I1790=\"h\",INDEX(ID!$M$8:$M$31,FBR!$D1790+1)*INDEX(ID!$M$35:$M$46,$B1790),0)","v":27},{"$f":"IF(I1790=\"w\",INDEX(ID!$N$8:$N$31,FBR!$D1790+1)*INDEX(ID!$N$35:$N$46,$B1790),0)","v":0},null,15.94618981215651,0,0,0]
[1781,3,16,4,75,11,"2014-03-16",1,"h",null,{"$f":"IF(I1791=\"h\",INDEX(ID!$K$8:$K$31,FBR!$D1791+1)*INDEX(ID!$K$35:$K$46,$B1791),0)","v":27},{"$f":"IF(I1791=\"w\",INDEX(ID!$L$8:$L$31,FBR!$D1791+1)*INDEX(ID!$L$35:$L$46,$B1791),0)","v":0},{"$f":"IF(I1791=\"h\",INDEX(ID!$M$8:$M$31,FBR!$D1791+1)*INDEX(ID!$M$35:$M$46,$B1791),0)","v":27},{"$f":"IF(I1791=\"w\",INDEX(ID!$N$8:$N$31,FBR!$D1791+1)*INDEX(ID!$N$35:$N$46,$B1791),0)","v":0},null,15.94618981215651,0,0,0]
[1782,3,16,5,75,11,"2014-03-16",1,"h",null,{"$f":"IF(I1792=\"h\",INDEX(ID!$K$8:$K$31,FBR!$D1792+1)*INDEX(ID!$K$35:$K$46,$B1792),0)","v":27},{"$f":"IF(I1792=\"w\",INDEX(ID!$L$8:$L$31,FBR!$D1792+1)*INDEX(ID!$L$35:$L$46,$B1792),0)","v":0},{"$f":"IF(I1792=\"h\",INDEX(ID!$M$8:$M$31,FBR!$D1792+1)*INDEX(ID!$M$35:$M$46,$B1792),0)","v":27},{"$f":"IF(I1792=\"w\",INDEX(ID!$N$8:$N$31,FBR!$D1792+1)*INDEX(ID!$N$35:$N$46,$B1792),0)","v":0},null,15.94618981215651,0,0,0]
[1783,3,16,6,75,11,"2014-03-16",1,"h",null,{"$f":"IF(I1793=\"h\",INDEX(ID!$K$8:$K$31,FBR!$D1793+1)*INDEX(ID!$K$35:$K$46,$B1793),0)","v":29},{"$f":"IF(I1793=\"w\",INDEX(ID!$L$8:$L$31,FBR!$D1793+1)*INDEX(ID!$L$35:$L$46,$B1793),0)","v":0},{"$f":"IF(I1793=\"h\",INDEX(ID!$M$8:$M$31,FBR!$D1793+1)*INDEX(ID!$M$35:$M$46,$B1793),0)","v":29},{"$f":"IF(I1793=\"w\",INDEX(ID!$N$8:$N$31,FBR!$D1793+1)*INDEX(ID!$N$35:$N$46,$B1793),0)","v":0},null,17.127389057501436,0,0,0]
[1784,3,16,7,75,11,"2014-03-16",1,"h",null,{"$f":"IF(I1794=\"h\",INDEX(ID!$K$8:$K$31,FBR!$D1794+1)*INDEX(ID!$K$35:$K$46,$B1794),0)","v":32},{"$f":"IF(I1794=\"w\",INDEX(ID!$L$8:$L$31,FBR!$D1794+1)*INDEX(ID!$L$35:$L$46,$B1794),0)","v":0},{"$f":"IF(I1794=\"h\",INDEX(ID!$M$8:$M$31,FBR!$D1794+1)*INDEX(ID!$M$35:$M$46,$B1794),0)","v":32},{"$f":"IF(I1794=\"w\",INDEX(ID!$N$8:$N$31,FBR!$D1794+1)*INDEX(ID!$N$35:$N$46,$B1794),0)","v":0},null,18.899187925518824,0,0,0]
[1785,3,16,8,75,11,"2014-03-16",1,"h",null,{"$f":"IF(I1795=\"h\",INDEX(ID!$K$8:$K$31,FBR!$D1795+1)*INDEX(ID!$K$35:$K$46,$B1795),0)","v":35},{"$f":"IF(I1795=\"w\",INDEX(ID!$L$8:$L$31,FBR!$D1795+1)*INDEX(ID!$L$35:$L$46,$B1795),0)","v":0},{"$f":"IF(I1795=\"h\",INDEX(ID!$M$8:$M$31,FBR!$D1795+1)*INDEX(ID!$M$35:$M$46,$B1795),0)","v":35},{"$f":"IF(I1795=\"w\",INDEX(ID!$N$8:$N$31,FBR!$D1795+1)*INDEX(ID!$N$35:$N$46,$B1795),0)","v":0},null,20.670986793536215,0,0,0]
[1786,3,16,9,75,11,"2014-03-16",1,"h",null,{"$f":"IF(I1796=\"h\",INDEX(ID!$K$8:$K$31,FBR!$D1796+1)*INDEX(ID!$K$35:$K$46,$B1796),0)","v":38},{"$f":"IF(I1796=\"w\",INDEX(ID!$L$8:$L$31,FBR!$D1796+1)*INDEX(ID!$L$35:$L$46,$B1796),0)","v":0},{"$f":"IF(I1796=\"h\",INDEX(ID!$M$8:$M$31,FBR!$D1796+1)*INDEX(ID!$M$35:$M$46,$B1796),0)","v":38},{"$f":"IF(I1796=\"w\",INDEX(ID!$N$8:$N$31,FBR!$D1796+1)*INDEX(ID!$N$35:$N$46,$B1796),0)","v":0},null,22.442785661553604,0,0,0]
[1787,3,16,10,75,11,"2014-03-16",1,"h",null,{"$f":"IF(I1797=\"h\",INDEX(ID!$K$8:$K$31,FBR!$D1797+1)*INDEX(ID!$K$35:$K$46,$B1797),0)","v":40},{"$f":"IF(I1797=\"w\",INDEX(ID!$L$8:$L$31,FBR!$D1797+1)*INDEX(ID!$L$35:$L$46,$B1797),0)","v":0},{"$f":"IF(I1797=\"h\",INDEX(ID!$M$8:$M$31,FBR!$D1797+1)*INDEX(ID!$M$35:$M$46,$B1797),0)","v":40},{"$f":"IF(I1797=\"w\",INDEX(ID!$N$8:$N$31,FBR!$D1797+1)*INDEX(ID!$N$35:$N$46,$B1797),0)","v":0},null,23.623984906898531,0,0,0]
[1788,3,16,11,75,11,"2014-03-16",1,"h",null,{"$f":"IF(I1798=\"h\",INDEX(ID!$K$8:$K$31,FBR!$D1798+1)*INDEX(ID!$K$35:$K$46,$B1798),0)","v":42},{"$f":"IF(I1798=\"w\",INDEX(ID!$L$8:$L$31,FBR!$D1798+1)*INDEX(ID!$L$35:$L$46,$B1798),0)","v":0},{"$f":"IF(I1798=\"h\",INDEX(ID!$M$8:$M$31,FBR!$D1798+1)*INDEX(ID!$M$35:$M$46,$B1798),0)","v":42},{"$f":"IF(I1798=\"w\",INDEX(ID!$N$8:$N$31,FBR!$D1798+1)*INDEX(ID!$N$35:$N$46,$B1798),0)","v":0},null,24.805184152243459,0,0,0]
[1789,3,16,12,75,11,"2014-03-16",1,"h",null,{"$f":"IF(I1799=\"h\",INDEX(ID!$K$8:$K$31,FBR!$D1799+1)*INDEX(ID!$K$35:$K$46,$B1799),0)","v":43},{"$f":"IF(I1799=\"w\",INDEX(ID!$L$8:$L$31,FBR!$D1799+1)*INDEX(ID!$L$35:$L$46,$B1799),0)","v":0},{"$f":"IF(I1799=\"h\",INDEX(ID!$M$8:$M$31,FBR!$D1799+1)*INDEX(ID!$M$35:$M$46,$B1799),0)","v":43},{"$f":"IF(I1799=\"w\",INDEX(ID!$N$8:$N$31,FBR!$D1799+1)*INDEX(ID!$N$35:$N$46,$B1799),0)","v":0},null,25.395783774915923,0,0,0]
[1790,3,16,13,75,11,"2014-03-16",1,"h",null,{"$f":"IF(I1800=\"h\",INDEX(ID!$K$8:$K$31,FBR!$D1800+1)*INDEX(ID!$K$35:$K$46,$B1800),0)","v":44},{"$f":"IF(I1800=\"w\",INDEX(ID!$L$8:$L$31,FBR!$D1800+1)*INDEX(ID!$L$35:$L$46,$B1800),0)","v":0},{"$f":"IF(I1800=\"h\",INDEX(ID!$M$8:$M$31,FBR!$D1800+1)*INDEX(ID!$M$35:$M$46,$B1800),0)","v":44},{"$f":"IF(I1800=\"w\",INDEX(ID!$N$8:$N$31,FBR!$D1800+1)*INDEX(ID!$N$35:$N$46,$B1800),0)","v":0},null,25.986383397588384,0,0,0]
[1791,3,16,14,75,11,"2014-03-16",1,"h",null,{"$f":"IF(I1801=\"h\",INDEX(ID!$K$8:$K$31,FBR!$D1801+1)*INDEX(ID!$K$35:$K$46,$B1801),0)","v":47},{"$f":"IF(I1801=\"w\",INDEX(ID!$L$8:$L$31,FBR!$D1801+1)*INDEX(ID!$L$35:$L$46,$B1801),0)","v":0},{"$f":"IF(I1801=\"h\",INDEX(ID!$M$8:$M$31,FBR!$D1801+1)*INDEX(ID!$M$35:$M$46,$B1801),0)","v":47},{"$f":"IF(I1801=\"w\",INDEX(ID!$N$8:$N$31,FBR!$D1801+1)*INDEX(ID!$N$35:$N$46,$B1801),0)","v":0},null,27.758182265605775,0,0,0]
[1792,3,16,15,75,11,"2014-03-16",1,"h",null,{"$f":"IF(I1802=\"h\",INDEX(ID!$K$8:$K$31,FBR!$D1802+1)*INDEX(ID!$K$35:$K$46,$B1802),0)","v":50},{"$f":"IF(I1802=\"w\",INDEX(ID!$L$8:$L$31,FBR!$D1802+1)*INDEX(ID!$L$35:$L$46,$B1802),0)","v":0},{"$f":"IF(I1802=\"h\",INDEX(ID!$M$8:$M$31,FBR!$D1802+1)*INDEX(ID!$M$35:$M$46,$B1802),0)","v":50},{"$f":"IF(I1802=\"w\",INDEX(ID!$N$8:$N$31,FBR!$D1802+1)*INDEX(ID!$N$35:$N$46,$B1802),0)","v":0},null,29.529981133623163,0,0,0]
[1793,3,16,16,75,11,"2014-03-16",{"$f":"WEEKDAY(G1803)","v":1},{"$f":"IF(OR(H1803=6,H1803=7),\"w\",\"h\")","v":"h"},null,{"$f":"IF(I1803=\"h\",INDEX(ID!$K$8:$K$31,FBR!$D1803+1)*INDEX(ID!$K$35:$K$46,$B1803),0)","v":53},{"$f":"IF(I1803=\"w\",INDEX(ID!$L$8:$L$31,FBR!$D1803+1)*INDEX(ID!$L$35:$L$46,$B1803),0)","v":0},{"$f":"IF(I1803=\"h\",INDEX(ID!$M$8:$M$31,FBR!$D1803+1)*INDEX(ID!$M$35:$M$46,$B1803),0)","v":53},{"$f":"IF(I1803=\"w\",INDEX(ID!$N$8:$N$31,FBR!$D1803+1)*INDEX(ID!$N$35:$N$46,$B1803),0)","v":0},null,{"$f":"K1803*(indvforbrug*antalbrugere)/($K$8789+$L$8789)","v":31.301780001640555},{"$f":"L1803*indvforbrug*antalbrugere/($K$8789+$L$8789)","v":0},{"$f":"M1803*fællesforbrug/($M$8789+$N$8789)","v":0},{"$f":"N1803*fællesforbrug/($M$8789+$N$8789)","v":0}]
[{"$f":"A1803+1","v":1794},3,16,17,75,11,{"$f":"DATE(2014,B1804,C1804)","v":"2014-03-16"},1,"h",null,{"$f":"IF(I1804=\"h\",INDEX(ID!$K$8:$K$31,FBR!$D1804+1)*INDEX(ID!$K$35:$K$46,$B1804),0)","v":62},{"$f":"IF(I1804=\"w\",INDEX(ID!$L$8:$L$31,FBR!$D1804+1)*INDEX(ID!$L$35:$L$46,$B1804),0)","v":0},{"$f":"IF(I1804=\"h\",INDEX(ID!$M$8:$M$31,FBR!$D1804+1)*INDEX(ID!$M$35:$M$46,$B1804),0)","v":62},{"$f":"IF(I1804=\"w\",INDEX(ID!$N$8:$N$31,FBR!$D1804+1)*INDEX(ID!$N$35:$N$46,$B1804),0)","v":0},null,36.617176605692727,0,0,0]
[1795,3,16,18,75,11,"2014-03-16",1,"h",null,{"$f":"IF(I1805=\"h\",INDEX(ID!$K$8:$K$31,FBR!$D1805+1)*INDEX(ID!$K$35:$K$46,$B1805),0)","v":65},{"$f":"IF(I1805=\"w\",INDEX(ID!$L$8:$L$31,FBR!$D1805+1)*INDEX(ID!$L$35:$L$46,$B1805),0)","v":0},{"$f":"IF(I1805=\"h\",INDEX(ID!$M$8:$M$31,FBR!$D1805+1)*INDEX(ID!$M$35:$M$46,$B1805),0)","v":65},{"$f":"IF(I1805=\"w\",INDEX(ID!$N$8:$N$31,FBR!$D1805+1)*INDEX(ID!$N$35:$N$46,$B1805),0)","v":0},null,38.388975473710111,0,0,0]
[1796,3,16,19,75,11,"2014-03-16",1,"h",null,{"$f":"IF(I1806=\"h\",INDEX(ID!$K$8:$K$31,FBR!$D1806+1)*INDEX(ID!$K$35:$K$46,$B1806),0)","v":60},{"$f":"IF(I1806=\"w\",INDEX(ID!$L$8:$L$31,FBR!$D1806+1)*INDEX(ID!$L$35:$L$46,$B1806),0)","v":0},{"$f":"IF(I1806=\"h\",INDEX(ID!$M$8:$M$31,FBR!$D1806+1)*INDEX(ID!$M$35:$M$46,$B1806),0)","v":60},{"$f":"IF(I1806=\"w\",INDEX(ID!$N$8:$N$31,FBR!$D1806+1)*INDEX(ID!$N$35:$N$46,$B1806),0)","v":0},null,35.435977360347799,0,0,0]
[1797,3,16,20,75,11,"2014-03-16",1,"h",null,{"$f":"IF(I1807=\"h\",INDEX(ID!$K$8:$K$31,FBR!$D1807+1)*INDEX(ID!$K$35:$K$46,$B1807),0)","v":53},{"$f":"IF(I1807=\"w\",INDEX(ID!$L$8:$L$31,FBR!$D1807+1)*INDEX(ID!$L$35:$L$46,$B1807),0)","v":0},{"$f":"IF(I1807=\"h\",INDEX(ID!$M$8:$M$31,FBR!$D1807+1)*INDEX(ID!$M$35:$M$46,$B1807),0)","v":53},{"$f":"IF(I1807=\"w\",INDEX(ID!$N$8:$N$31,FBR!$D1807+1)*INDEX(ID!$N$35:$N$46,$B1807),0)","v":0},null,31.301780001640555,0,0,0]
[1798,3,16,21,75,11,"2014-03-16",1,"h",null,{"$f":"IF(I1808=\"h\",INDEX(ID!$K$8:$K$31,FBR!$D1808+1)*INDEX(ID!$K$35:$K$46,$B1808),0)","v":50},{"$f":"IF(I1808=\"w\",INDEX(ID!$L$8:$L$31,FBR!$D1808+1)*INDEX(ID!$L$35:$L$46,$B1808),0)","v":0},{"$f":"IF(I1808=\"h\",INDEX(ID!$M$8:$M$31,FBR!$D1808+1)*INDEX(ID!$M$35:$M$46,$B1808),0)","v":50},{"$f":"IF(I1808=\"w\",INDEX(ID!$N$8:$N$31,FBR!$D1808+1)*INDEX(ID!$N$35:$N$46,$B1808),0)","v":0},null,29.529981133623163,0,0,0]
[1799,3,16,22,75,11,"2014-03-16",1,"h",null,{"$f":"IF(I1809=\"h\",INDEX(ID!$K$8:$K$31,FBR!$D1809+1)*INDEX(ID!$K$35:$K$46,$B1809),0)","v":45},{"$f":"IF(I1809=\"w\",INDEX(ID!$L$8:$L$31,FBR!$D1809+1)*INDEX(ID!$L$35:$L$46,$B1809),0)","v":0},{"$f":"IF(I1809=\"h\",INDEX(ID!$M$8:$M$31,FBR!$D1809+1)*INDEX(ID!$M$35:$M$46,$B1809),0)","v":45},{"$f":"IF(I1809=\"w\",INDEX(ID!$N$8:$N$31,FBR!$D1809+1)*INDEX(ID!$N$35:$N$46,$B1809),0)","v":0},null,26.576983020260847,0,0,0]
[1800,3,16,23,75,11,"2014-03-16",1,"h",null,{"$f":"IF(I1810=\"h\",INDEX(ID!$K$8:$K$31,FBR!$D1810+1)*INDEX(ID!$K$35:$K$46,$B1810),0)","v":40},{"$f":"IF(I1810=\"w\",INDEX(ID!$L$8:$L$31,FBR!$D1810+1)*INDEX(ID!$L$35:$L$46,$B1810),0)","v":0},{"$f":"IF(I1810=\"h\",INDEX(ID!$M$8:$M$31,FBR!$D1810+1)*INDEX(ID!$M$35:$M$46,$B1810),0)","v":40},{"$f":"IF(I1810=\"w\",INDEX(ID!$N$8:$N$31,FBR!$D1810+1)*INDEX(ID!$N$35:$N$46,$B1810),0)","v":0},null,23.623984906898531,0,0,0]
[1801,3,17,0,76,11,"2014-03-17",2,"h",null,{"$f":"IF(I1811=\"h\",INDEX(ID!$K$8:$K$31,FBR!$D1811+1)*INDEX(ID!$K$35:$K$46,$B1811),0)","v":35},{"$f":"IF(I1811=\"w\",INDEX(ID!$L$8:$L$31,FBR!$D1811+1)*INDEX(ID!$L$35:$L$46,$B1811),0)","v":0},{"$f":"IF(I1811=\"h\",INDEX(ID!$M$8:$M$31,FBR!$D1811+1)*INDEX(ID!$M$35:$M$46,$B1811),0)","v":35},{"$f":"IF(I1811=\"w\",INDEX(ID!$N$8:$N$31,FBR!$D1811+1)*INDEX(ID!$N$35:$N$46,$B1811),0)","v":0},null,20.670986793536215,0,0,0]
[1802,3,17,1,76,11,"2014-03-17",2,"h",null,{"$f":"IF(I1812=\"h\",INDEX(ID!$K$8:$K$31,FBR!$D1812+1)*INDEX(ID!$K$35:$K$46,$B1812),0)","v":30},{"$f":"IF(I1812=\"w\",INDEX(ID!$L$8:$L$31,FBR!$D1812+1)*INDEX(ID!$L$35:$L$46,$B1812),0)","v":0},{"$f":"IF(I1812=\"h\",INDEX(ID!$M$8:$M$31,FBR!$D1812+1)*INDEX(ID!$M$35:$M$46,$B1812),0)","v":30},{"$f":"IF(I1812=\"w\",INDEX(ID!$N$8:$N$31,FBR!$D1812+1)*INDEX(ID!$N$35:$N$46,$B1812),0)","v":0},null,17.717988680173899,0,0,0]
[1803,3,17,2,76,11,"2014-03-17",2,"h",null,{"$f":"IF(I1813=\"h\",INDEX(ID!$K$8:$K$31,FBR!$D1813+1)*INDEX(ID!$K$35:$K$46,$B1813),0)","v":28},{"$f":"IF(I1813=\"w\",INDEX(ID!$L$8:$L$31,FBR!$D1813+1)*INDEX(ID!$L$35:$L$46,$B1813),0)","v":0},{"$f":"IF(I1813=\"h\",INDEX(ID!$M$8:$M$31,FBR!$D1813+1)*INDEX(ID!$M$35:$M$46,$B1813),0)","v":28},{"$f":"IF(I1813=\"w\",INDEX(ID!$N$8:$N$31,FBR!$D1813+1)*INDEX(ID!$N$35:$N$46,$B1813),0)","v":0},null,16.536789434828972,0,0,0]
[1804,3,17,3,76,11,"2014-03-17",2,"h",null,{"$f":"IF(I1814=\"h\",INDEX(ID!$K$8:$K$31,FBR!$D1814+1)*INDEX(ID!$K$35:$K$46,$B1814),0)","v":27},{"$f":"IF(I1814=\"w\",INDEX(ID!$L$8:$L$31,FBR!$D1814+1)*INDEX(ID!$L$35:$L$46,$B1814),0)","v":0},{"$f":"IF(I1814=\"h\",INDEX(ID!$M$8:$M$31,FBR!$D1814+1)*INDEX(ID!$M$35:$M$46,$B1814),0)","v":27},{"$f":"IF(I1814=\"w\",INDEX(ID!$N$8:$N$31,FBR!$D1814+1)*INDEX(ID!$N$35:$N$46,$B1814),0)","v":0},null,15.94618981215651,0,0,0]
[1805,3,17,4,76,11,"2014-03-17",2,"h",null,{"$f":"IF(I1815=\"h\",INDEX(ID!$K$8:$K$31,FBR!$D1815+1)*INDEX(ID!$K$35:$K$46,$B1815),0)","v":27},{"$f":"IF(I1815=\"w\",INDEX(ID!$L$8:$L$31,FBR!$D1815+1)*INDEX(ID!$L$35:$L$46,$B1815),0)","v":0},{"$f":"IF(I1815=\"h\",INDEX(ID!$M$8:$M$31,FBR!$D1815+1)*INDEX(ID!$M$35:$M$46,$B1815),0)","v":27},{"$f":"IF(I1815=\"w\",INDEX(ID!$N$8:$N$31,FBR!$D1815+1)*INDEX(ID!$N$35:$N$46,$B1815),0)","v":0},null,15.94618981215651,0,0,0]
[1806,3,17,5,76,11,"2014-03-17",2,"h",null,{"$f":"IF(I1816=\"h\",INDEX(ID!$K$8:$K$31,FBR!$D1816+1)*INDEX(ID!$K$35:$K$46,$B1816),0)","v":27},{"$f":"IF(I1816=\"w\",INDEX(ID!$L$8:$L$31,FBR!$D1816+1)*INDEX(ID!$L$35:$L$46,$B1816),0)","v":0},{"$f":"IF(I1816=\"h\",INDEX(ID!$M$8:$M$31,FBR!$D1816+1)*INDEX(ID!$M$35:$M$46,$B1816),0)","v":27},{"$f":"IF(I1816=\"w\",INDEX(ID!$N$8:$N$31,FBR!$D1816+1)*INDEX(ID!$N$35:$N$46,$B1816),0)","v":0},null,15.94618981215651,0,0,0]
[1807,3,17,6,76,11,"2014-03-17",2,"h",null,{"$f":"IF(I1817=\"h\",INDEX(ID!$K$8:$K$31,FBR!$D1817+1)*INDEX(ID!$K$35:$K$46,$B1817),0)","v":29},{"$f":"IF(I1817=\"w\",INDEX(ID!$L$8:$L$31,FBR!$D1817+1)*INDEX(ID!$L$35:$L$46,$B1817),0)","v":0},{"$f":"IF(I1817=\"h\",INDEX(ID!$M$8:$M$31,FBR!$D1817+1)*INDEX(ID!$M$35:$M$46,$B1817),0)","v":29},{"$f":"IF(I1817=\"w\",INDEX(ID!$N$8:$N$31,FBR!$D1817+1)*INDEX(ID!$N$35:$N$46,$B1817),0)","v":0},null,17.127389057501436,0,0,0]
[1808,3,17,7,76,11,"2014-03-17",2,"h",null,{"$f":"IF(I1818=\"h\",INDEX(ID!$K$8:$K$31,FBR!$D1818+1)*INDEX(ID!$K$35:$K$46,$B1818),0)","v":32},{"$f":"IF(I1818=\"w\",INDEX(ID!$L$8:$L$31,FBR!$D1818+1)*INDEX(ID!$L$35:$L$46,$B1818),0)","v":0},{"$f":"IF(I1818=\"h\",INDEX(ID!$M$8:$M$31,FBR!$D1818+1)*INDEX(ID!$M$35:$M$46,$B1818),0)","v":32},{"$f":"IF(I1818=\"w\",INDEX(ID!$N$8:$N$31,FBR!$D1818+1)*INDEX(ID!$N$35:$N$46,$B1818),0)","v":0},null,18.899187925518824,0,0,0]
[1809,3,17,8,76,11,"2014-03-17",2,"h",null,{"$f":"IF(I1819=\"h\",INDEX(ID!$K$8:$K$31,FBR!$D1819+1)*INDEX(ID!$K$35:$K$46,$B1819),0)","v":35},{"$f":"IF(I1819=\"w\",INDEX(ID!$L$8:$L$31,FBR!$D1819+1)*INDEX(ID!$L$35:$L$46,$B1819),0)","v":0},{"$f":"IF(I1819=\"h\",INDEX(ID!$M$8:$M$31,FBR!$D1819+1)*INDEX(ID!$M$35:$M$46,$B1819),0)","v":35},{"$f":"IF(I1819=\"w\",INDEX(ID!$N$8:$N$31,FBR!$D1819+1)*INDEX(ID!$N$35:$N$46,$B1819),0)","v":0},null,20.670986793536215,0,0,0]
[1810,3,17,9,76,11,"2014-03-17",2,"h",null,{"$f":"IF(I1820=\"h\",INDEX(ID!$K$8:$K$31,FBR!$D1820+1)*INDEX(ID!$K$35:$K$46,$B1820),0)","v":38},{"$f":"IF(I1820=\"w\",INDEX(ID!$L$8:$L$31,FBR!$D1820+1)*INDEX(ID!$L$35:$L$46,$B1820),0)","v":0},{"$f":"IF(I1820=\"h\",INDEX(ID!$M$8:$M$31,FBR!$D1820+1)*INDEX(ID!$M$35:$M$46,$B1820),0)","v":38},{"$f":"IF(I1820=\"w\",INDEX(ID!$N$8:$N$31,FBR!$D1820+1)*INDEX(ID!$N$35:$N$46,$B1820),0)","v":0},null,22.442785661553604,0,0,0]
[1811,3,17,10,76,11,"2014-03-17",2,"h",null,{"$f":"IF(I1821=\"h\",INDEX(ID!$K$8:$K$31,FBR!$D1821+1)*INDEX(ID!$K$35:$K$46,$B1821),0)","v":40},{"$f":"IF(I1821=\"w\",INDEX(ID!$L$8:$L$31,FBR!$D1821+1)*INDEX(ID!$L$35:$L$46,$B1821),0)","v":0},{"$f":"IF(I1821=\"h\",INDEX(ID!$M$8:$M$31,FBR!$D1821+1)*INDEX(ID!$M$35:$M$46,$B1821),0)","v":40},{"$f":"IF(I1821=\"w\",INDEX(ID!$N$8:$N$31,FBR!$D1821+1)*INDEX(ID!$N$35:$N$46,$B1821),0)","v":0},null,23.623984906898531,0,0,0]
[1812,3,17,11,76,11,"2014-03-17",2,"h",null,{"$f":"IF(I1822=\"h\",INDEX(ID!$K$8:$K$31,FBR!$D1822+1)*INDEX(ID!$K$35:$K$46,$B1822),0)","v":42},{"$f":"IF(I1822=\"w\",INDEX(ID!$L$8:$L$31,FBR!$D1822+1)*INDEX(ID!$L$35:$L$46,$B1822),0)","v":0},{"$f":"IF(I1822=\"h\",INDEX(ID!$M$8:$M$31,FBR!$D1822+1)*INDEX(ID!$M$35:$M$46,$B1822),0)","v":42},{"$f":"IF(I1822=\"w\",INDEX(ID!$N$8:$N$31,FBR!$D1822+1)*INDEX(ID!$N$35:$N$46,$B1822),0)","v":0},null,24.805184152243459,0,0,0]
[1813,3,17,12,76,11,"2014-03-17",2,"h",null,{"$f":"IF(I1823=\"h\",INDEX(ID!$K$8:$K$31,FBR!$D1823+1)*INDEX(ID!$K$35:$K$46,$B1823),0)","v":43},{"$f":"IF(I1823=\"w\",INDEX(ID!$L$8:$L$31,FBR!$D1823+1)*INDEX(ID!$L$35:$L$46,$B1823),0)","v":0},{"$f":"IF(I1823=\"h\",INDEX(ID!$M$8:$M$31,FBR!$D1823+1)*INDEX(ID!$M$35:$M$46,$B1823),0)","v":43},{"$f":"IF(I1823=\"w\",INDEX(ID!$N$8:$N$31,FBR!$D1823+1)*INDEX(ID!$N$35:$N$46,$B1823),0)","v":0},null,25.395783774915923,0,0,0]
[1814,3,17,13,76,11,"2014-03-17",2,"h",null,{"$f":"IF(I1824=\"h\",INDEX(ID!$K$8:$K$31,FBR!$D1824+1)*INDEX(ID!$K$35:$K$46,$B1824),0)","v":44},{"$f":"IF(I1824=\"w\",INDEX(ID!$L$8:$L$31,FBR!$D1824+1)*INDEX(ID!$L$35:$L$46,$B1824),0)","v":0},{"$f":"IF(I1824=\"h\",INDEX(ID!$M$8:$M$31,FBR!$D1824+1)*INDEX(ID!$M$35:$M$46,$B1824),0)","v":44},{"$f":"IF(I1824=\"w\",INDEX(ID!$N$8:$N$31,FBR!$D1824+1)*INDEX(ID!$N$35:$N$46,$B1824),0)","v":0},null,25.986383397588384,0,0,0]
[1815,3,17,14,76,11,"2014-03-17",2,"h",null,{"$f":"IF(I1825=\"h\",INDEX(ID!$K$8:$K$31,FBR!$D1825+1)*INDEX(ID!$K$35:$K$46,$B1825),0)","v":47},{"$f":"IF(I1825=\"w\",INDEX(ID!$L$8:$L$31,FBR!$D1825+1)*INDEX(ID!$L$35:$L$46,$B1825),0)","v":0},{"$f":"IF(I1825=\"h\",INDEX(ID!$M$8:$M$31,FBR!$D1825+1)*INDEX(ID!$M$35:$M$46,$B1825),0)","v":47},{"$f":"IF(I1825=\"w\",INDEX(ID!$N$8:$N$31,FBR!$D1825+1)*INDEX(ID!$N$35:$N$46,$B1825),0)","v":0},null,27.758182265605775,0,0,0]
[1816,3,17,15,76,11,"2014-03-17",2,"h",null,{"$f":"IF(I1826=\"h\",INDEX(ID!$K$8:$K$31,FBR!$D1826+1)*INDEX(ID!$K$35:$K$46,$B1826),0)","v":50},{"$f":"IF(I1826=\"w\",INDEX(ID!$L$8:$L$31,FBR!$D1826+1)*INDEX(ID!$L$35:$L$46,$B1826),0)","v":0},{"$f":"IF(I1826=\"h\",INDEX(ID!$M$8:$M$31,FBR!$D1826+1)*INDEX(ID!$M$35:$M$46,$B1826),0)","v":50},{"$f":"IF(I1826=\"w\",INDEX(ID!$N$8:$N$31,FBR!$D1826+1)*INDEX(ID!$N$35:$N$46,$B1826),0)","v":0},null,29.529981133623163,0,0,0]
[1817,3,17,16,76,11,"2014-03-17",2,"h",null,{"$f":"IF(I1827=\"h\",INDEX(ID!$K$8:$K$31,FBR!$D1827+1)*INDEX(ID!$K$35:$K$46,$B1827),0)","v":53},{"$f":"IF(I1827=\"w\",INDEX(ID!$L$8:$L$31,FBR!$D1827+1)*INDEX(ID!$L$35:$L$46,$B1827),0)","v":0},{"$f":"IF(I1827=\"h\",INDEX(ID!$M$8:$M$31,FBR!$D1827+1)*INDEX(ID!$M$35:$M$46,$B1827),0)","v":53},{"$f":"IF(I1827=\"w\",INDEX(ID!$N$8:$N$31,FBR!$D1827+1)*INDEX(ID!$N$35:$N$46,$B1827),0)","v":0},null,31.301780001640555,0,0,0]
[1818,3,17,17,{"$f":"E1804+1","v":76},11,"2014-03-17",2,"h",null,{"$f":"IF(I1828=\"h\",INDEX(ID!$K$8:$K$31,FBR!$D1828+1)*INDEX(ID!$K$35:$K$46,$B1828),0)","v":62},{"$f":"IF(I1828=\"w\",INDEX(ID!$L$8:$L$31,FBR!$D1828+1)*INDEX(ID!$L$35:$L$46,$B1828),0)","v":0},{"$f":"IF(I1828=\"h\",INDEX(ID!$M$8:$M$31,FBR!$D1828+1)*INDEX(ID!$M$35:$M$46,$B1828),0)","v":62},{"$f":"IF(I1828=\"w\",INDEX(ID!$N$8:$N$31,FBR!$D1828+1)*INDEX(ID!$N$35:$N$46,$B1828),0)","v":0},null,36.617176605692727,0,0,0]
[1819,3,17,18,76,11,"2014-03-17",2,"h",null,{"$f":"IF(I1829=\"h\",INDEX(ID!$K$8:$K$31,FBR!$D1829+1)*INDEX(ID!$K$35:$K$46,$B1829),0)","v":65},{"$f":"IF(I1829=\"w\",INDEX(ID!$L$8:$L$31,FBR!$D1829+1)*INDEX(ID!$L$35:$L$46,$B1829),0)","v":0},{"$f":"IF(I1829=\"h\",INDEX(ID!$M$8:$M$31,FBR!$D1829+1)*INDEX(ID!$M$35:$M$46,$B1829),0)","v":65},{"$f":"IF(I1829=\"w\",INDEX(ID!$N$8:$N$31,FBR!$D1829+1)*INDEX(ID!$N$35:$N$46,$B1829),0)","v":0},null,38.388975473710111,0,0,0]
[1820,3,17,19,76,11,"2014-03-17",2,"h",null,{"$f":"IF(I1830=\"h\",INDEX(ID!$K$8:$K$31,FBR!$D1830+1)*INDEX(ID!$K$35:$K$46,$B1830),0)","v":60},{"$f":"IF(I1830=\"w\",INDEX(ID!$L$8:$L$31,FBR!$D1830+1)*INDEX(ID!$L$35:$L$46,$B1830),0)","v":0},{"$f":"IF(I1830=\"h\",INDEX(ID!$M$8:$M$31,FBR!$D1830+1)*INDEX(ID!$M$35:$M$46,$B1830),0)","v":60},{"$f":"IF(I1830=\"w\",INDEX(ID!$N$8:$N$31,FBR!$D1830+1)*INDEX(ID!$N$35:$N$46,$B1830),0)","v":0},null,35.435977360347799,0,0,0]
[1821,3,17,20,76,11,"2014-03-17",2,"h",null,{"$f":"IF(I1831=\"h\",INDEX(ID!$K$8:$K$31,FBR!$D1831+1)*INDEX(ID!$K$35:$K$46,$B1831),0)","v":53},{"$f":"IF(I1831=\"w\",INDEX(ID!$L$8:$L$31,FBR!$D1831+1)*INDEX(ID!$L$35:$L$46,$B1831),0)","v":0},{"$f":"IF(I1831=\"h\",INDEX(ID!$M$8:$M$31,FBR!$D1831+1)*INDEX(ID!$M$35:$M$46,$B1831),0)","v":53},{"$f":"IF(I1831=\"w\",INDEX(ID!$N$8:$N$31,FBR!$D1831+1)*INDEX(ID!$N$35:$N$46,$B1831),0)","v":0},null,31.301780001640555,0,0,0]
[1822,3,17,21,76,11,"2014-03-17",2,"h",null,{"$f":"IF(I1832=\"h\",INDEX(ID!$K$8:$K$31,FBR!$D1832+1)*INDEX(ID!$K$35:$K$46,$B1832),0)","v":50},{"$f":"IF(I1832=\"w\",INDEX(ID!$L$8:$L$31,FBR!$D1832+1)*INDEX(ID!$L$35:$L$46,$B1832),0)","v":0},{"$f":"IF(I1832=\"h\",INDEX(ID!$M$8:$M$31,FBR!$D1832+1)*INDEX(ID!$M$35:$M$46,$B1832),0)","v":50},{"$f":"IF(I1832=\"w\",INDEX(ID!$N$8:$N$31,FBR!$D1832+1)*INDEX(ID!$N$35:$N$46,$B1832),0)","v":0},null,29.529981133623163,0,0,0]
[1823,3,17,22,76,11,"2014-03-17",2,"h",null,{"$f":"IF(I1833=\"h\",INDEX(ID!$K$8:$K$31,FBR!$D1833+1)*INDEX(ID!$K$35:$K$46,$B1833),0)","v":45},{"$f":"IF(I1833=\"w\",INDEX(ID!$L$8:$L$31,FBR!$D1833+1)*INDEX(ID!$L$35:$L$46,$B1833),0)","v":0},{"$f":"IF(I1833=\"h\",INDEX(ID!$M$8:$M$31,FBR!$D1833+1)*INDEX(ID!$M$35:$M$46,$B1833),0)","v":45},{"$f":"IF(I1833=\"w\",INDEX(ID!$N$8:$N$31,FBR!$D1833+1)*INDEX(ID!$N$35:$N$46,$B1833),0)","v":0},null,26.576983020260847,0,0,0]
[1824,3,17,23,76,11,"2014-03-17",2,"h",null,{"$f":"IF(I1834=\"h\",INDEX(ID!$K$8:$K$31,FBR!$D1834+1)*INDEX(ID!$K$35:$K$46,$B1834),0)","v":40},{"$f":"IF(I1834=\"w\",INDEX(ID!$L$8:$L$31,FBR!$D1834+1)*INDEX(ID!$L$35:$L$46,$B1834),0)","v":0},{"$f":"IF(I1834=\"h\",INDEX(ID!$M$8:$M$31,FBR!$D1834+1)*INDEX(ID!$M$35:$M$46,$B1834),0)","v":40},{"$f":"IF(I1834=\"w\",INDEX(ID!$N$8:$N$31,FBR!$D1834+1)*INDEX(ID!$N$35:$N$46,$B1834),0)","v":0},null,23.623984906898531,0,0,0]
[1825,3,18,0,77,11,"2014-03-18",3,"h",null,{"$f":"IF(I1835=\"h\",INDEX(ID!$K$8:$K$31,FBR!$D1835+1)*INDEX(ID!$K$35:$K$46,$B1835),0)","v":35},{"$f":"IF(I1835=\"w\",INDEX(ID!$L$8:$L$31,FBR!$D1835+1)*INDEX(ID!$L$35:$L$46,$B1835),0)","v":0},{"$f":"IF(I1835=\"h\",INDEX(ID!$M$8:$M$31,FBR!$D1835+1)*INDEX(ID!$M$35:$M$46,$B1835),0)","v":35},{"$f":"IF(I1835=\"w\",INDEX(ID!$N$8:$N$31,FBR!$D1835+1)*INDEX(ID!$N$35:$N$46,$B1835),0)","v":0},null,20.670986793536215,0,0,0]
[1826,3,18,1,77,11,"2014-03-18",3,"h",null,{"$f":"IF(I1836=\"h\",INDEX(ID!$K$8:$K$31,FBR!$D1836+1)*INDEX(ID!$K$35:$K$46,$B1836),0)","v":30},{"$f":"IF(I1836=\"w\",INDEX(ID!$L$8:$L$31,FBR!$D1836+1)*INDEX(ID!$L$35:$L$46,$B1836),0)","v":0},{"$f":"IF(I1836=\"h\",INDEX(ID!$M$8:$M$31,FBR!$D1836+1)*INDEX(ID!$M$35:$M$46,$B1836),0)","v":30},{"$f":"IF(I1836=\"w\",INDEX(ID!$N$8:$N$31,FBR!$D1836+1)*INDEX(ID!$N$35:$N$46,$B1836),0)","v":0},null,17.717988680173899,0,0,0]
[1827,3,18,2,77,11,"2014-03-18",3,"h",null,{"$f":"IF(I1837=\"h\",INDEX(ID!$K$8:$K$31,FBR!$D1837+1)*INDEX(ID!$K$35:$K$46,$B1837),0)","v":28},{"$f":"IF(I1837=\"w\",INDEX(ID!$L$8:$L$31,FBR!$D1837+1)*INDEX(ID!$L$35:$L$46,$B1837),0)","v":0},{"$f":"IF(I1837=\"h\",INDEX(ID!$M$8:$M$31,FBR!$D1837+1)*INDEX(ID!$M$35:$M$46,$B1837),0)","v":28},{"$f":"IF(I1837=\"w\",INDEX(ID!$N$8:$N$31,FBR!$D1837+1)*INDEX(ID!$N$35:$N$46,$B1837),0)","v":0},null,16.536789434828972,0,0,0]
[1828,3,18,3,77,11,"2014-03-18",3,"h",null,{"$f":"IF(I1838=\"h\",INDEX(ID!$K$8:$K$31,FBR!$D1838+1)*INDEX(ID!$K$35:$K$46,$B1838),0)","v":27},{"$f":"IF(I1838=\"w\",INDEX(ID!$L$8:$L$31,FBR!$D1838+1)*INDEX(ID!$L$35:$L$46,$B1838),0)","v":0},{"$f":"IF(I1838=\"h\",INDEX(ID!$M$8:$M$31,FBR!$D1838+1)*INDEX(ID!$M$35:$M$46,$B1838),0)","v":27},{"$f":"IF(I1838=\"w\",INDEX(ID!$N$8:$N$31,FBR!$D1838+1)*INDEX(ID!$N$35:$N$46,$B1838),0)","v":0},null,15.94618981215651,0,0,0]
[1829,3,18,4,77,11,"2014-03-18",3,"h",null,{"$f":"IF(I1839=\"h\",INDEX(ID!$K$8:$K$31,FBR!$D1839+1)*INDEX(ID!$K$35:$K$46,$B1839),0)","v":27},{"$f":"IF(I1839=\"w\",INDEX(ID!$L$8:$L$31,FBR!$D1839+1)*INDEX(ID!$L$35:$L$46,$B1839),0)","v":0},{"$f":"IF(I1839=\"h\",INDEX(ID!$M$8:$M$31,FBR!$D1839+1)*INDEX(ID!$M$35:$M$46,$B1839),0)","v":27},{"$f":"IF(I1839=\"w\",INDEX(ID!$N$8:$N$31,FBR!$D1839+1)*INDEX(ID!$N$35:$N$46,$B1839),0)","v":0},null,15.94618981215651,0,0,0]
[1830,3,18,5,77,11,"2014-03-18",3,"h",null,{"$f":"IF(I1840=\"h\",INDEX(ID!$K$8:$K$31,FBR!$D1840+1)*INDEX(ID!$K$35:$K$46,$B1840),0)","v":27},{"$f":"IF(I1840=\"w\",INDEX(ID!$L$8:$L$31,FBR!$D1840+1)*INDEX(ID!$L$35:$L$46,$B1840),0)","v":0},{"$f":"IF(I1840=\"h\",INDEX(ID!$M$8:$M$31,FBR!$D1840+1)*INDEX(ID!$M$35:$M$46,$B1840),0)","v":27},{"$f":"IF(I1840=\"w\",INDEX(ID!$N$8:$N$31,FBR!$D1840+1)*INDEX(ID!$N$35:$N$46,$B1840),0)","v":0},null,15.94618981215651,0,0,0]
[1831,3,18,6,77,11,"2014-03-18",3,"h",null,{"$f":"IF(I1841=\"h\",INDEX(ID!$K$8:$K$31,FBR!$D1841+1)*INDEX(ID!$K$35:$K$46,$B1841),0)","v":29},{"$f":"IF(I1841=\"w\",INDEX(ID!$L$8:$L$31,FBR!$D1841+1)*INDEX(ID!$L$35:$L$46,$B1841),0)","v":0},{"$f":"IF(I1841=\"h\",INDEX(ID!$M$8:$M$31,FBR!$D1841+1)*INDEX(ID!$M$35:$M$46,$B1841),0)","v":29},{"$f":"IF(I1841=\"w\",INDEX(ID!$N$8:$N$31,FBR!$D1841+1)*INDEX(ID!$N$35:$N$46,$B1841),0)","v":0},null,17.127389057501436,0,0,0]
[1832,3,18,7,77,11,"2014-03-18",3,"h",null,{"$f":"IF(I1842=\"h\",INDEX(ID!$K$8:$K$31,FBR!$D1842+1)*INDEX(ID!$K$35:$K$46,$B1842),0)","v":32},{"$f":"IF(I1842=\"w\",INDEX(ID!$L$8:$L$31,FBR!$D1842+1)*INDEX(ID!$L$35:$L$46,$B1842),0)","v":0},{"$f":"IF(I1842=\"h\",INDEX(ID!$M$8:$M$31,FBR!$D1842+1)*INDEX(ID!$M$35:$M$46,$B1842),0)","v":32},{"$f":"IF(I1842=\"w\",INDEX(ID!$N$8:$N$31,FBR!$D1842+1)*INDEX(ID!$N$35:$N$46,$B1842),0)","v":0},null,18.899187925518824,0,0,0]
[1833,3,18,8,77,11,"2014-03-18",3,"h",null,{"$f":"IF(I1843=\"h\",INDEX(ID!$K$8:$K$31,FBR!$D1843+1)*INDEX(ID!$K$35:$K$46,$B1843),0)","v":35},{"$f":"IF(I1843=\"w\",INDEX(ID!$L$8:$L$31,FBR!$D1843+1)*INDEX(ID!$L$35:$L$46,$B1843),0)","v":0},{"$f":"IF(I1843=\"h\",INDEX(ID!$M$8:$M$31,FBR!$D1843+1)*INDEX(ID!$M$35:$M$46,$B1843),0)","v":35},{"$f":"IF(I1843=\"w\",INDEX(ID!$N$8:$N$31,FBR!$D1843+1)*INDEX(ID!$N$35:$N$46,$B1843),0)","v":0},null,20.670986793536215,0,0,0]
[1834,3,18,9,77,{"$f":"F1676+1","v":11},"2014-03-18",3,"h",null,{"$f":"IF(I1844=\"h\",INDEX(ID!$K$8:$K$31,FBR!$D1844+1)*INDEX(ID!$K$35:$K$46,$B1844),0)","v":38},{"$f":"IF(I1844=\"w\",INDEX(ID!$L$8:$L$31,FBR!$D1844+1)*INDEX(ID!$L$35:$L$46,$B1844),0)","v":0},{"$f":"IF(I1844=\"h\",INDEX(ID!$M$8:$M$31,FBR!$D1844+1)*INDEX(ID!$M$35:$M$46,$B1844),0)","v":38},{"$f":"IF(I1844=\"w\",INDEX(ID!$N$8:$N$31,FBR!$D1844+1)*INDEX(ID!$N$35:$N$46,$B1844),0)","v":0},null,22.442785661553604,0,0,0]
[1835,3,18,10,77,11,"2014-03-18",3,"h",null,{"$f":"IF(I1845=\"h\",INDEX(ID!$K$8:$K$31,FBR!$D1845+1)*INDEX(ID!$K$35:$K$46,$B1845),0)","v":40},{"$f":"IF(I1845=\"w\",INDEX(ID!$L$8:$L$31,FBR!$D1845+1)*INDEX(ID!$L$35:$L$46,$B1845),0)","v":0},{"$f":"IF(I1845=\"h\",INDEX(ID!$M$8:$M$31,FBR!$D1845+1)*INDEX(ID!$M$35:$M$46,$B1845),0)","v":40},{"$f":"IF(I1845=\"w\",INDEX(ID!$N$8:$N$31,FBR!$D1845+1)*INDEX(ID!$N$35:$N$46,$B1845),0)","v":0},null,23.623984906898531,0,0,0]
[1836,3,18,11,77,11,"2014-03-18",3,"h",null,{"$f":"IF(I1846=\"h\",INDEX(ID!$K$8:$K$31,FBR!$D1846+1)*INDEX(ID!$K$35:$K$46,$B1846),0)","v":42},{"$f":"IF(I1846=\"w\",INDEX(ID!$L$8:$L$31,FBR!$D1846+1)*INDEX(ID!$L$35:$L$46,$B1846),0)","v":0},{"$f":"IF(I1846=\"h\",INDEX(ID!$M$8:$M$31,FBR!$D1846+1)*INDEX(ID!$M$35:$M$46,$B1846),0)","v":42},{"$f":"IF(I1846=\"w\",INDEX(ID!$N$8:$N$31,FBR!$D1846+1)*INDEX(ID!$N$35:$N$46,$B1846),0)","v":0},null,24.805184152243459,0,0,0]
[1837,3,18,12,77,11,"2014-03-18",3,"h",null,{"$f":"IF(I1847=\"h\",INDEX(ID!$K$8:$K$31,FBR!$D1847+1)*INDEX(ID!$K$35:$K$46,$B1847),0)","v":43},{"$f":"IF(I1847=\"w\",INDEX(ID!$L$8:$L$31,FBR!$D1847+1)*INDEX(ID!$L$35:$L$46,$B1847),0)","v":0},{"$f":"IF(I1847=\"h\",INDEX(ID!$M$8:$M$31,FBR!$D1847+1)*INDEX(ID!$M$35:$M$46,$B1847),0)","v":43},{"$f":"IF(I1847=\"w\",INDEX(ID!$N$8:$N$31,FBR!$D1847+1)*INDEX(ID!$N$35:$N$46,$B1847),0)","v":0},null,25.395783774915923,0,0,0]
[1838,3,18,13,77,11,"2014-03-18",3,"h",null,{"$f":"IF(I1848=\"h\",INDEX(ID!$K$8:$K$31,FBR!$D1848+1)*INDEX(ID!$K$35:$K$46,$B1848),0)","v":44},{"$f":"IF(I1848=\"w\",INDEX(ID!$L$8:$L$31,FBR!$D1848+1)*INDEX(ID!$L$35:$L$46,$B1848),0)","v":0},{"$f":"IF(I1848=\"h\",INDEX(ID!$M$8:$M$31,FBR!$D1848+1)*INDEX(ID!$M$35:$M$46,$B1848),0)","v":44},{"$f":"IF(I1848=\"w\",INDEX(ID!$N$8:$N$31,FBR!$D1848+1)*INDEX(ID!$N$35:$N$46,$B1848),0)","v":0},null,25.986383397588384,0,0,0]
[1839,3,18,14,77,11,"2014-03-18",3,"h",null,{"$f":"IF(I1849=\"h\",INDEX(ID!$K$8:$K$31,FBR!$D1849+1)*INDEX(ID!$K$35:$K$46,$B1849),0)","v":47},{"$f":"IF(I1849=\"w\",INDEX(ID!$L$8:$L$31,FBR!$D1849+1)*INDEX(ID!$L$35:$L$46,$B1849),0)","v":0},{"$f":"IF(I1849=\"h\",INDEX(ID!$M$8:$M$31,FBR!$D1849+1)*INDEX(ID!$M$35:$M$46,$B1849),0)","v":47},{"$f":"IF(I1849=\"w\",INDEX(ID!$N$8:$N$31,FBR!$D1849+1)*INDEX(ID!$N$35:$N$46,$B1849),0)","v":0},null,27.758182265605775,0,0,0]
[1840,3,18,15,77,11,"2014-03-18",3,"h",null,{"$f":"IF(I1850=\"h\",INDEX(ID!$K$8:$K$31,FBR!$D1850+1)*INDEX(ID!$K$35:$K$46,$B1850),0)","v":50},{"$f":"IF(I1850=\"w\",INDEX(ID!$L$8:$L$31,FBR!$D1850+1)*INDEX(ID!$L$35:$L$46,$B1850),0)","v":0},{"$f":"IF(I1850=\"h\",INDEX(ID!$M$8:$M$31,FBR!$D1850+1)*INDEX(ID!$M$35:$M$46,$B1850),0)","v":50},{"$f":"IF(I1850=\"w\",INDEX(ID!$N$8:$N$31,FBR!$D1850+1)*INDEX(ID!$N$35:$N$46,$B1850),0)","v":0},null,29.529981133623163,0,0,0]
[1841,3,18,16,77,11,"2014-03-18",3,"h",null,{"$f":"IF(I1851=\"h\",INDEX(ID!$K$8:$K$31,FBR!$D1851+1)*INDEX(ID!$K$35:$K$46,$B1851),0)","v":53},{"$f":"IF(I1851=\"w\",INDEX(ID!$L$8:$L$31,FBR!$D1851+1)*INDEX(ID!$L$35:$L$46,$B1851),0)","v":0},{"$f":"IF(I1851=\"h\",INDEX(ID!$M$8:$M$31,FBR!$D1851+1)*INDEX(ID!$M$35:$M$46,$B1851),0)","v":53},{"$f":"IF(I1851=\"w\",INDEX(ID!$N$8:$N$31,FBR!$D1851+1)*INDEX(ID!$N$35:$N$46,$B1851),0)","v":0},null,31.301780001640555,0,0,0]
[1842,3,18,17,77,11,"2014-03-18",3,"h",null,{"$f":"IF(I1852=\"h\",INDEX(ID!$K$8:$K$31,FBR!$D1852+1)*INDEX(ID!$K$35:$K$46,$B1852),0)","v":62},{"$f":"IF(I1852=\"w\",INDEX(ID!$L$8:$L$31,FBR!$D1852+1)*INDEX(ID!$L$35:$L$46,$B1852),0)","v":0},{"$f":"IF(I1852=\"h\",INDEX(ID!$M$8:$M$31,FBR!$D1852+1)*INDEX(ID!$M$35:$M$46,$B1852),0)","v":62},{"$f":"IF(I1852=\"w\",INDEX(ID!$N$8:$N$31,FBR!$D1852+1)*INDEX(ID!$N$35:$N$46,$B1852),0)","v":0},null,36.617176605692727,0,0,0]
[1843,3,18,18,77,11,"2014-03-18",3,"h",null,{"$f":"IF(I1853=\"h\",INDEX(ID!$K$8:$K$31,FBR!$D1853+1)*INDEX(ID!$K$35:$K$46,$B1853),0)","v":65},{"$f":"IF(I1853=\"w\",INDEX(ID!$L$8:$L$31,FBR!$D1853+1)*INDEX(ID!$L$35:$L$46,$B1853),0)","v":0},{"$f":"IF(I1853=\"h\",INDEX(ID!$M$8:$M$31,FBR!$D1853+1)*INDEX(ID!$M$35:$M$46,$B1853),0)","v":65},{"$f":"IF(I1853=\"w\",INDEX(ID!$N$8:$N$31,FBR!$D1853+1)*INDEX(ID!$N$35:$N$46,$B1853),0)","v":0},null,38.388975473710111,0,0,0]
[1844,3,18,19,77,11,"2014-03-18",3,"h",null,{"$f":"IF(I1854=\"h\",INDEX(ID!$K$8:$K$31,FBR!$D1854+1)*INDEX(ID!$K$35:$K$46,$B1854),0)","v":60},{"$f":"IF(I1854=\"w\",INDEX(ID!$L$8:$L$31,FBR!$D1854+1)*INDEX(ID!$L$35:$L$46,$B1854),0)","v":0},{"$f":"IF(I1854=\"h\",INDEX(ID!$M$8:$M$31,FBR!$D1854+1)*INDEX(ID!$M$35:$M$46,$B1854),0)","v":60},{"$f":"IF(I1854=\"w\",INDEX(ID!$N$8:$N$31,FBR!$D1854+1)*INDEX(ID!$N$35:$N$46,$B1854),0)","v":0},null,35.435977360347799,0,0,0]
[1845,3,18,20,77,11,"2014-03-18",3,"h",null,{"$f":"IF(I1855=\"h\",INDEX(ID!$K$8:$K$31,FBR!$D1855+1)*INDEX(ID!$K$35:$K$46,$B1855),0)","v":53},{"$f":"IF(I1855=\"w\",INDEX(ID!$L$8:$L$31,FBR!$D1855+1)*INDEX(ID!$L$35:$L$46,$B1855),0)","v":0},{"$f":"IF(I1855=\"h\",INDEX(ID!$M$8:$M$31,FBR!$D1855+1)*INDEX(ID!$M$35:$M$46,$B1855),0)","v":53},{"$f":"IF(I1855=\"w\",INDEX(ID!$N$8:$N$31,FBR!$D1855+1)*INDEX(ID!$N$35:$N$46,$B1855),0)","v":0},null,31.301780001640555,0,0,0]
[1846,3,18,21,77,11,"2014-03-18",3,"h",null,{"$f":"IF(I1856=\"h\",INDEX(ID!$K$8:$K$31,FBR!$D1856+1)*INDEX(ID!$K$35:$K$46,$B1856),0)","v":50},{"$f":"IF(I1856=\"w\",INDEX(ID!$L$8:$L$31,FBR!$D1856+1)*INDEX(ID!$L$35:$L$46,$B1856),0)","v":0},{"$f":"IF(I1856=\"h\",INDEX(ID!$M$8:$M$31,FBR!$D1856+1)*INDEX(ID!$M$35:$M$46,$B1856),0)","v":50},{"$f":"IF(I1856=\"w\",INDEX(ID!$N$8:$N$31,FBR!$D1856+1)*INDEX(ID!$N$35:$N$46,$B1856),0)","v":0},null,29.529981133623163,0,0,0]
[1847,3,18,22,77,11,"2014-03-18",3,"h",null,{"$f":"IF(I1857=\"h\",INDEX(ID!$K$8:$K$31,FBR!$D1857+1)*INDEX(ID!$K$35:$K$46,$B1857),0)","v":45},{"$f":"IF(I1857=\"w\",INDEX(ID!$L$8:$L$31,FBR!$D1857+1)*INDEX(ID!$L$35:$L$46,$B1857),0)","v":0},{"$f":"IF(I1857=\"h\",INDEX(ID!$M$8:$M$31,FBR!$D1857+1)*INDEX(ID!$M$35:$M$46,$B1857),0)","v":45},{"$f":"IF(I1857=\"w\",INDEX(ID!$N$8:$N$31,FBR!$D1857+1)*INDEX(ID!$N$35:$N$46,$B1857),0)","v":0},null,26.576983020260847,0,0,0]
[1848,3,18,23,77,11,"2014-03-18",3,"h",null,{"$f":"IF(I1858=\"h\",INDEX(ID!$K$8:$K$31,FBR!$D1858+1)*INDEX(ID!$K$35:$K$46,$B1858),0)","v":40},{"$f":"IF(I1858=\"w\",INDEX(ID!$L$8:$L$31,FBR!$D1858+1)*INDEX(ID!$L$35:$L$46,$B1858),0)","v":0},{"$f":"IF(I1858=\"h\",INDEX(ID!$M$8:$M$31,FBR!$D1858+1)*INDEX(ID!$M$35:$M$46,$B1858),0)","v":40},{"$f":"IF(I1858=\"w\",INDEX(ID!$N$8:$N$31,FBR!$D1858+1)*INDEX(ID!$N$35:$N$46,$B1858),0)","v":0},null,23.623984906898531,0,0,0]
[1849,3,19,0,78,12,"2014-03-19",4,"h",null,{"$f":"IF(I1859=\"h\",INDEX(ID!$K$8:$K$31,FBR!$D1859+1)*INDEX(ID!$K$35:$K$46,$B1859),0)","v":35},{"$f":"IF(I1859=\"w\",INDEX(ID!$L$8:$L$31,FBR!$D1859+1)*INDEX(ID!$L$35:$L$46,$B1859),0)","v":0},{"$f":"IF(I1859=\"h\",INDEX(ID!$M$8:$M$31,FBR!$D1859+1)*INDEX(ID!$M$35:$M$46,$B1859),0)","v":35},{"$f":"IF(I1859=\"w\",INDEX(ID!$N$8:$N$31,FBR!$D1859+1)*INDEX(ID!$N$35:$N$46,$B1859),0)","v":0},null,20.670986793536215,0,0,0]
[1850,3,19,1,78,12,"2014-03-19",4,"h",null,{"$f":"IF(I1860=\"h\",INDEX(ID!$K$8:$K$31,FBR!$D1860+1)*INDEX(ID!$K$35:$K$46,$B1860),0)","v":30},{"$f":"IF(I1860=\"w\",INDEX(ID!$L$8:$L$31,FBR!$D1860+1)*INDEX(ID!$L$35:$L$46,$B1860),0)","v":0},{"$f":"IF(I1860=\"h\",INDEX(ID!$M$8:$M$31,FBR!$D1860+1)*INDEX(ID!$M$35:$M$46,$B1860),0)","v":30},{"$f":"IF(I1860=\"w\",INDEX(ID!$N$8:$N$31,FBR!$D1860+1)*INDEX(ID!$N$35:$N$46,$B1860),0)","v":0},null,17.717988680173899,0,0,0]
[1851,3,19,2,78,12,"2014-03-19",4,"h",null,{"$f":"IF(I1861=\"h\",INDEX(ID!$K$8:$K$31,FBR!$D1861+1)*INDEX(ID!$K$35:$K$46,$B1861),0)","v":28},{"$f":"IF(I1861=\"w\",INDEX(ID!$L$8:$L$31,FBR!$D1861+1)*INDEX(ID!$L$35:$L$46,$B1861),0)","v":0},{"$f":"IF(I1861=\"h\",INDEX(ID!$M$8:$M$31,FBR!$D1861+1)*INDEX(ID!$M$35:$M$46,$B1861),0)","v":28},{"$f":"IF(I1861=\"w\",INDEX(ID!$N$8:$N$31,FBR!$D1861+1)*INDEX(ID!$N$35:$N$46,$B1861),0)","v":0},null,16.536789434828972,0,0,0]
[1852,3,19,3,78,12,"2014-03-19",4,"h",null,{"$f":"IF(I1862=\"h\",INDEX(ID!$K$8:$K$31,FBR!$D1862+1)*INDEX(ID!$K$35:$K$46,$B1862),0)","v":27},{"$f":"IF(I1862=\"w\",INDEX(ID!$L$8:$L$31,FBR!$D1862+1)*INDEX(ID!$L$35:$L$46,$B1862),0)","v":0},{"$f":"IF(I1862=\"h\",INDEX(ID!$M$8:$M$31,FBR!$D1862+1)*INDEX(ID!$M$35:$M$46,$B1862),0)","v":27},{"$f":"IF(I1862=\"w\",INDEX(ID!$N$8:$N$31,FBR!$D1862+1)*INDEX(ID!$N$35:$N$46,$B1862),0)","v":0},null,15.94618981215651,0,0,0]
[1853,3,19,4,78,12,"2014-03-19",4,"h",null,{"$f":"IF(I1863=\"h\",INDEX(ID!$K$8:$K$31,FBR!$D1863+1)*INDEX(ID!$K$35:$K$46,$B1863),0)","v":27},{"$f":"IF(I1863=\"w\",INDEX(ID!$L$8:$L$31,FBR!$D1863+1)*INDEX(ID!$L$35:$L$46,$B1863),0)","v":0},{"$f":"IF(I1863=\"h\",INDEX(ID!$M$8:$M$31,FBR!$D1863+1)*INDEX(ID!$M$35:$M$46,$B1863),0)","v":27},{"$f":"IF(I1863=\"w\",INDEX(ID!$N$8:$N$31,FBR!$D1863+1)*INDEX(ID!$N$35:$N$46,$B1863),0)","v":0},null,15.94618981215651,0,0,0]
[1854,3,19,5,78,12,"2014-03-19",4,"h",null,{"$f":"IF(I1864=\"h\",INDEX(ID!$K$8:$K$31,FBR!$D1864+1)*INDEX(ID!$K$35:$K$46,$B1864),0)","v":27},{"$f":"IF(I1864=\"w\",INDEX(ID!$L$8:$L$31,FBR!$D1864+1)*INDEX(ID!$L$35:$L$46,$B1864),0)","v":0},{"$f":"IF(I1864=\"h\",INDEX(ID!$M$8:$M$31,FBR!$D1864+1)*INDEX(ID!$M$35:$M$46,$B1864),0)","v":27},{"$f":"IF(I1864=\"w\",INDEX(ID!$N$8:$N$31,FBR!$D1864+1)*INDEX(ID!$N$35:$N$46,$B1864),0)","v":0},null,15.94618981215651,0,0,0]
[1855,3,19,6,78,12,"2014-03-19",4,"h",null,{"$f":"IF(I1865=\"h\",INDEX(ID!$K$8:$K$31,FBR!$D1865+1)*INDEX(ID!$K$35:$K$46,$B1865),0)","v":29},{"$f":"IF(I1865=\"w\",INDEX(ID!$L$8:$L$31,FBR!$D1865+1)*INDEX(ID!$L$35:$L$46,$B1865),0)","v":0},{"$f":"IF(I1865=\"h\",INDEX(ID!$M$8:$M$31,FBR!$D1865+1)*INDEX(ID!$M$35:$M$46,$B1865),0)","v":29},{"$f":"IF(I1865=\"w\",INDEX(ID!$N$8:$N$31,FBR!$D1865+1)*INDEX(ID!$N$35:$N$46,$B1865),0)","v":0},null,17.127389057501436,0,0,0]
[1856,3,19,7,78,12,"2014-03-19",4,"h",null,{"$f":"IF(I1866=\"h\",INDEX(ID!$K$8:$K$31,FBR!$D1866+1)*INDEX(ID!$K$35:$K$46,$B1866),0)","v":32},{"$f":"IF(I1866=\"w\",INDEX(ID!$L$8:$L$31,FBR!$D1866+1)*INDEX(ID!$L$35:$L$46,$B1866),0)","v":0},{"$f":"IF(I1866=\"h\",INDEX(ID!$M$8:$M$31,FBR!$D1866+1)*INDEX(ID!$M$35:$M$46,$B1866),0)","v":32},{"$f":"IF(I1866=\"w\",INDEX(ID!$N$8:$N$31,FBR!$D1866+1)*INDEX(ID!$N$35:$N$46,$B1866),0)","v":0},null,18.899187925518824,0,0,0]
[1857,3,19,8,78,12,"2014-03-19",{"$f":"WEEKDAY(G1867)","v":4},{"$f":"IF(OR(H1867=6,H1867=7),\"w\",\"h\")","v":"h"},null,{"$f":"IF(I1867=\"h\",INDEX(ID!$K$8:$K$31,FBR!$D1867+1)*INDEX(ID!$K$35:$K$46,$B1867),0)","v":35},{"$f":"IF(I1867=\"w\",INDEX(ID!$L$8:$L$31,FBR!$D1867+1)*INDEX(ID!$L$35:$L$46,$B1867),0)","v":0},{"$f":"IF(I1867=\"h\",INDEX(ID!$M$8:$M$31,FBR!$D1867+1)*INDEX(ID!$M$35:$M$46,$B1867),0)","v":35},{"$f":"IF(I1867=\"w\",INDEX(ID!$N$8:$N$31,FBR!$D1867+1)*INDEX(ID!$N$35:$N$46,$B1867),0)","v":0},null,{"$f":"K1867*(indvforbrug*antalbrugere)/($K$8789+$L$8789)","v":20.670986793536215},{"$f":"L1867*indvforbrug*antalbrugere/($K$8789+$L$8789)","v":0},{"$f":"M1867*fællesforbrug/($M$8789+$N$8789)","v":0},{"$f":"N1867*fællesforbrug/($M$8789+$N$8789)","v":0}]
[{"$f":"A1867+1","v":1858},3,19,9,78,12,{"$f":"DATE(2014,B1868,C1868)","v":"2014-03-19"},4,"h",null,{"$f":"IF(I1868=\"h\",INDEX(ID!$K$8:$K$31,FBR!$D1868+1)*INDEX(ID!$K$35:$K$46,$B1868),0)","v":38},{"$f":"IF(I1868=\"w\",INDEX(ID!$L$8:$L$31,FBR!$D1868+1)*INDEX(ID!$L$35:$L$46,$B1868),0)","v":0},{"$f":"IF(I1868=\"h\",INDEX(ID!$M$8:$M$31,FBR!$D1868+1)*INDEX(ID!$M$35:$M$46,$B1868),0)","v":38},{"$f":"IF(I1868=\"w\",INDEX(ID!$N$8:$N$31,FBR!$D1868+1)*INDEX(ID!$N$35:$N$46,$B1868),0)","v":0},null,22.442785661553604,0,0,0]
[1859,3,19,10,78,12,"2014-03-19",4,"h",null,{"$f":"IF(I1869=\"h\",INDEX(ID!$K$8:$K$31,FBR!$D1869+1)*INDEX(ID!$K$35:$K$46,$B1869),0)","v":40},{"$f":"IF(I1869=\"w\",INDEX(ID!$L$8:$L$31,FBR!$D1869+1)*INDEX(ID!$L$35:$L$46,$B1869),0)","v":0},{"$f":"IF(I1869=\"h\",INDEX(ID!$M$8:$M$31,FBR!$D1869+1)*INDEX(ID!$M$35:$M$46,$B1869),0)","v":40},{"$f":"IF(I1869=\"w\",INDEX(ID!$N$8:$N$31,FBR!$D1869+1)*INDEX(ID!$N$35:$N$46,$B1869),0)","v":0},null,23.623984906898531,0,0,0]
[1860,3,19,11,78,12,"2014-03-19",4,"h",null,{"$f":"IF(I1870=\"h\",INDEX(ID!$K$8:$K$31,FBR!$D1870+1)*INDEX(ID!$K$35:$K$46,$B1870),0)","v":42},{"$f":"IF(I1870=\"w\",INDEX(ID!$L$8:$L$31,FBR!$D1870+1)*INDEX(ID!$L$35:$L$46,$B1870),0)","v":0},{"$f":"IF(I1870=\"h\",INDEX(ID!$M$8:$M$31,FBR!$D1870+1)*INDEX(ID!$M$35:$M$46,$B1870),0)","v":42},{"$f":"IF(I1870=\"w\",INDEX(ID!$N$8:$N$31,FBR!$D1870+1)*INDEX(ID!$N$35:$N$46,$B1870),0)","v":0},null,24.805184152243459,0,0,0]
[1861,3,19,12,78,12,"2014-03-19",4,"h",null,{"$f":"IF(I1871=\"h\",INDEX(ID!$K$8:$K$31,FBR!$D1871+1)*INDEX(ID!$K$35:$K$46,$B1871),0)","v":43},{"$f":"IF(I1871=\"w\",INDEX(ID!$L$8:$L$31,FBR!$D1871+1)*INDEX(ID!$L$35:$L$46,$B1871),0)","v":0},{"$f":"IF(I1871=\"h\",INDEX(ID!$M$8:$M$31,FBR!$D1871+1)*INDEX(ID!$M$35:$M$46,$B1871),0)","v":43},{"$f":"IF(I1871=\"w\",INDEX(ID!$N$8:$N$31,FBR!$D1871+1)*INDEX(ID!$N$35:$N$46,$B1871),0)","v":0},null,25.395783774915923,0,0,0]
[1862,3,19,13,78,12,"2014-03-19",4,"h",null,{"$f":"IF(I1872=\"h\",INDEX(ID!$K$8:$K$31,FBR!$D1872+1)*INDEX(ID!$K$35:$K$46,$B1872),0)","v":44},{"$f":"IF(I1872=\"w\",INDEX(ID!$L$8:$L$31,FBR!$D1872+1)*INDEX(ID!$L$35:$L$46,$B1872),0)","v":0},{"$f":"IF(I1872=\"h\",INDEX(ID!$M$8:$M$31,FBR!$D1872+1)*INDEX(ID!$M$35:$M$46,$B1872),0)","v":44},{"$f":"IF(I1872=\"w\",INDEX(ID!$N$8:$N$31,FBR!$D1872+1)*INDEX(ID!$N$35:$N$46,$B1872),0)","v":0},null,25.986383397588384,0,0,0]
[1863,3,19,14,78,12,"2014-03-19",4,"h",null,{"$f":"IF(I1873=\"h\",INDEX(ID!$K$8:$K$31,FBR!$D1873+1)*INDEX(ID!$K$35:$K$46,$B1873),0)","v":47},{"$f":"IF(I1873=\"w\",INDEX(ID!$L$8:$L$31,FBR!$D1873+1)*INDEX(ID!$L$35:$L$46,$B1873),0)","v":0},{"$f":"IF(I1873=\"h\",INDEX(ID!$M$8:$M$31,FBR!$D1873+1)*INDEX(ID!$M$35:$M$46,$B1873),0)","v":47},{"$f":"IF(I1873=\"w\",INDEX(ID!$N$8:$N$31,FBR!$D1873+1)*INDEX(ID!$N$35:$N$46,$B1873),0)","v":0},null,27.758182265605775,0,0,0]
[1864,3,19,15,78,12,"2014-03-19",4,"h",null,{"$f":"IF(I1874=\"h\",INDEX(ID!$K$8:$K$31,FBR!$D1874+1)*INDEX(ID!$K$35:$K$46,$B1874),0)","v":50},{"$f":"IF(I1874=\"w\",INDEX(ID!$L$8:$L$31,FBR!$D1874+1)*INDEX(ID!$L$35:$L$46,$B1874),0)","v":0},{"$f":"IF(I1874=\"h\",INDEX(ID!$M$8:$M$31,FBR!$D1874+1)*INDEX(ID!$M$35:$M$46,$B1874),0)","v":50},{"$f":"IF(I1874=\"w\",INDEX(ID!$N$8:$N$31,FBR!$D1874+1)*INDEX(ID!$N$35:$N$46,$B1874),0)","v":0},null,29.529981133623163,0,0,0]
[1865,3,19,16,78,12,"2014-03-19",4,"h",null,{"$f":"IF(I1875=\"h\",INDEX(ID!$K$8:$K$31,FBR!$D1875+1)*INDEX(ID!$K$35:$K$46,$B1875),0)","v":53},{"$f":"IF(I1875=\"w\",INDEX(ID!$L$8:$L$31,FBR!$D1875+1)*INDEX(ID!$L$35:$L$46,$B1875),0)","v":0},{"$f":"IF(I1875=\"h\",INDEX(ID!$M$8:$M$31,FBR!$D1875+1)*INDEX(ID!$M$35:$M$46,$B1875),0)","v":53},{"$f":"IF(I1875=\"w\",INDEX(ID!$N$8:$N$31,FBR!$D1875+1)*INDEX(ID!$N$35:$N$46,$B1875),0)","v":0},null,31.301780001640555,0,0,0]
[1866,3,19,17,78,12,"2014-03-19",4,"h",null,{"$f":"IF(I1876=\"h\",INDEX(ID!$K$8:$K$31,FBR!$D1876+1)*INDEX(ID!$K$35:$K$46,$B1876),0)","v":62},{"$f":"IF(I1876=\"w\",INDEX(ID!$L$8:$L$31,FBR!$D1876+1)*INDEX(ID!$L$35:$L$46,$B1876),0)","v":0},{"$f":"IF(I1876=\"h\",INDEX(ID!$M$8:$M$31,FBR!$D1876+1)*INDEX(ID!$M$35:$M$46,$B1876),0)","v":62},{"$f":"IF(I1876=\"w\",INDEX(ID!$N$8:$N$31,FBR!$D1876+1)*INDEX(ID!$N$35:$N$46,$B1876),0)","v":0},null,36.617176605692727,0,0,0]
[1867,3,19,18,78,12,"2014-03-19",4,"h",null,{"$f":"IF(I1877=\"h\",INDEX(ID!$K$8:$K$31,FBR!$D1877+1)*INDEX(ID!$K$35:$K$46,$B1877),0)","v":65},{"$f":"IF(I1877=\"w\",INDEX(ID!$L$8:$L$31,FBR!$D1877+1)*INDEX(ID!$L$35:$L$46,$B1877),0)","v":0},{"$f":"IF(I1877=\"h\",INDEX(ID!$M$8:$M$31,FBR!$D1877+1)*INDEX(ID!$M$35:$M$46,$B1877),0)","v":65},{"$f":"IF(I1877=\"w\",INDEX(ID!$N$8:$N$31,FBR!$D1877+1)*INDEX(ID!$N$35:$N$46,$B1877),0)","v":0},null,38.388975473710111,0,0,0]
[1868,3,19,19,78,12,"2014-03-19",4,"h",null,{"$f":"IF(I1878=\"h\",INDEX(ID!$K$8:$K$31,FBR!$D1878+1)*INDEX(ID!$K$35:$K$46,$B1878),0)","v":60},{"$f":"IF(I1878=\"w\",INDEX(ID!$L$8:$L$31,FBR!$D1878+1)*INDEX(ID!$L$35:$L$46,$B1878),0)","v":0},{"$f":"IF(I1878=\"h\",INDEX(ID!$M$8:$M$31,FBR!$D1878+1)*INDEX(ID!$M$35:$M$46,$B1878),0)","v":60},{"$f":"IF(I1878=\"w\",INDEX(ID!$N$8:$N$31,FBR!$D1878+1)*INDEX(ID!$N$35:$N$46,$B1878),0)","v":0},null,35.435977360347799,0,0,0]
[1869,3,19,20,78,12,"2014-03-19",4,"h",null,{"$f":"IF(I1879=\"h\",INDEX(ID!$K$8:$K$31,FBR!$D1879+1)*INDEX(ID!$K$35:$K$46,$B1879),0)","v":53},{"$f":"IF(I1879=\"w\",INDEX(ID!$L$8:$L$31,FBR!$D1879+1)*INDEX(ID!$L$35:$L$46,$B1879),0)","v":0},{"$f":"IF(I1879=\"h\",INDEX(ID!$M$8:$M$31,FBR!$D1879+1)*INDEX(ID!$M$35:$M$46,$B1879),0)","v":53},{"$f":"IF(I1879=\"w\",INDEX(ID!$N$8:$N$31,FBR!$D1879+1)*INDEX(ID!$N$35:$N$46,$B1879),0)","v":0},null,31.301780001640555,0,0,0]
[1870,3,19,21,78,12,"2014-03-19",4,"h",null,{"$f":"IF(I1880=\"h\",INDEX(ID!$K$8:$K$31,FBR!$D1880+1)*INDEX(ID!$K$35:$K$46,$B1880),0)","v":50},{"$f":"IF(I1880=\"w\",INDEX(ID!$L$8:$L$31,FBR!$D1880+1)*INDEX(ID!$L$35:$L$46,$B1880),0)","v":0},{"$f":"IF(I1880=\"h\",INDEX(ID!$M$8:$M$31,FBR!$D1880+1)*INDEX(ID!$M$35:$M$46,$B1880),0)","v":50},{"$f":"IF(I1880=\"w\",INDEX(ID!$N$8:$N$31,FBR!$D1880+1)*INDEX(ID!$N$35:$N$46,$B1880),0)","v":0},null,29.529981133623163,0,0,0]
[1871,3,19,22,78,12,"2014-03-19",4,"h",null,{"$f":"IF(I1881=\"h\",INDEX(ID!$K$8:$K$31,FBR!$D1881+1)*INDEX(ID!$K$35:$K$46,$B1881),0)","v":45},{"$f":"IF(I1881=\"w\",INDEX(ID!$L$8:$L$31,FBR!$D1881+1)*INDEX(ID!$L$35:$L$46,$B1881),0)","v":0},{"$f":"IF(I1881=\"h\",INDEX(ID!$M$8:$M$31,FBR!$D1881+1)*INDEX(ID!$M$35:$M$46,$B1881),0)","v":45},{"$f":"IF(I1881=\"w\",INDEX(ID!$N$8:$N$31,FBR!$D1881+1)*INDEX(ID!$N$35:$N$46,$B1881),0)","v":0},null,26.576983020260847,0,0,0]
[1872,3,19,23,78,12,"2014-03-19",4,"h",null,{"$f":"IF(I1882=\"h\",INDEX(ID!$K$8:$K$31,FBR!$D1882+1)*INDEX(ID!$K$35:$K$46,$B1882),0)","v":40},{"$f":"IF(I1882=\"w\",INDEX(ID!$L$8:$L$31,FBR!$D1882+1)*INDEX(ID!$L$35:$L$46,$B1882),0)","v":0},{"$f":"IF(I1882=\"h\",INDEX(ID!$M$8:$M$31,FBR!$D1882+1)*INDEX(ID!$M$35:$M$46,$B1882),0)","v":40},{"$f":"IF(I1882=\"w\",INDEX(ID!$N$8:$N$31,FBR!$D1882+1)*INDEX(ID!$N$35:$N$46,$B1882),0)","v":0},null,23.623984906898531,0,0,0]
[1873,3,20,0,79,12,"2014-03-20",5,"h",null,{"$f":"IF(I1883=\"h\",INDEX(ID!$K$8:$K$31,FBR!$D1883+1)*INDEX(ID!$K$35:$K$46,$B1883),0)","v":35},{"$f":"IF(I1883=\"w\",INDEX(ID!$L$8:$L$31,FBR!$D1883+1)*INDEX(ID!$L$35:$L$46,$B1883),0)","v":0},{"$f":"IF(I1883=\"h\",INDEX(ID!$M$8:$M$31,FBR!$D1883+1)*INDEX(ID!$M$35:$M$46,$B1883),0)","v":35},{"$f":"IF(I1883=\"w\",INDEX(ID!$N$8:$N$31,FBR!$D1883+1)*INDEX(ID!$N$35:$N$46,$B1883),0)","v":0},null,20.670986793536215,0,0,0]
[1874,3,20,1,79,12,"2014-03-20",5,"h",null,{"$f":"IF(I1884=\"h\",INDEX(ID!$K$8:$K$31,FBR!$D1884+1)*INDEX(ID!$K$35:$K$46,$B1884),0)","v":30},{"$f":"IF(I1884=\"w\",INDEX(ID!$L$8:$L$31,FBR!$D1884+1)*INDEX(ID!$L$35:$L$46,$B1884),0)","v":0},{"$f":"IF(I1884=\"h\",INDEX(ID!$M$8:$M$31,FBR!$D1884+1)*INDEX(ID!$M$35:$M$46,$B1884),0)","v":30},{"$f":"IF(I1884=\"w\",INDEX(ID!$N$8:$N$31,FBR!$D1884+1)*INDEX(ID!$N$35:$N$46,$B1884),0)","v":0},null,17.717988680173899,0,0,0]
[1875,3,20,2,79,12,"2014-03-20",5,"h",null,{"$f":"IF(I1885=\"h\",INDEX(ID!$K$8:$K$31,FBR!$D1885+1)*INDEX(ID!$K$35:$K$46,$B1885),0)","v":28},{"$f":"IF(I1885=\"w\",INDEX(ID!$L$8:$L$31,FBR!$D1885+1)*INDEX(ID!$L$35:$L$46,$B1885),0)","v":0},{"$f":"IF(I1885=\"h\",INDEX(ID!$M$8:$M$31,FBR!$D1885+1)*INDEX(ID!$M$35:$M$46,$B1885),0)","v":28},{"$f":"IF(I1885=\"w\",INDEX(ID!$N$8:$N$31,FBR!$D1885+1)*INDEX(ID!$N$35:$N$46,$B1885),0)","v":0},null,16.536789434828972,0,0,0]
[1876,3,20,3,79,12,"2014-03-20",5,"h",null,{"$f":"IF(I1886=\"h\",INDEX(ID!$K$8:$K$31,FBR!$D1886+1)*INDEX(ID!$K$35:$K$46,$B1886),0)","v":27},{"$f":"IF(I1886=\"w\",INDEX(ID!$L$8:$L$31,FBR!$D1886+1)*INDEX(ID!$L$35:$L$46,$B1886),0)","v":0},{"$f":"IF(I1886=\"h\",INDEX(ID!$M$8:$M$31,FBR!$D1886+1)*INDEX(ID!$M$35:$M$46,$B1886),0)","v":27},{"$f":"IF(I1886=\"w\",INDEX(ID!$N$8:$N$31,FBR!$D1886+1)*INDEX(ID!$N$35:$N$46,$B1886),0)","v":0},null,15.94618981215651,0,0,0]
[1877,3,20,4,79,12,"2014-03-20",5,"h",null,{"$f":"IF(I1887=\"h\",INDEX(ID!$K$8:$K$31,FBR!$D1887+1)*INDEX(ID!$K$35:$K$46,$B1887),0)","v":27},{"$f":"IF(I1887=\"w\",INDEX(ID!$L$8:$L$31,FBR!$D1887+1)*INDEX(ID!$L$35:$L$46,$B1887),0)","v":0},{"$f":"IF(I1887=\"h\",INDEX(ID!$M$8:$M$31,FBR!$D1887+1)*INDEX(ID!$M$35:$M$46,$B1887),0)","v":27},{"$f":"IF(I1887=\"w\",INDEX(ID!$N$8:$N$31,FBR!$D1887+1)*INDEX(ID!$N$35:$N$46,$B1887),0)","v":0},null,15.94618981215651,0,0,0]
[1878,3,20,5,79,12,"2014-03-20",5,"h",null,{"$f":"IF(I1888=\"h\",INDEX(ID!$K$8:$K$31,FBR!$D1888+1)*INDEX(ID!$K$35:$K$46,$B1888),0)","v":27},{"$f":"IF(I1888=\"w\",INDEX(ID!$L$8:$L$31,FBR!$D1888+1)*INDEX(ID!$L$35:$L$46,$B1888),0)","v":0},{"$f":"IF(I1888=\"h\",INDEX(ID!$M$8:$M$31,FBR!$D1888+1)*INDEX(ID!$M$35:$M$46,$B1888),0)","v":27},{"$f":"IF(I1888=\"w\",INDEX(ID!$N$8:$N$31,FBR!$D1888+1)*INDEX(ID!$N$35:$N$46,$B1888),0)","v":0},null,15.94618981215651,0,0,0]
[1879,3,20,6,79,12,"2014-03-20",5,"h",null,{"$f":"IF(I1889=\"h\",INDEX(ID!$K$8:$K$31,FBR!$D1889+1)*INDEX(ID!$K$35:$K$46,$B1889),0)","v":29},{"$f":"IF(I1889=\"w\",INDEX(ID!$L$8:$L$31,FBR!$D1889+1)*INDEX(ID!$L$35:$L$46,$B1889),0)","v":0},{"$f":"IF(I1889=\"h\",INDEX(ID!$M$8:$M$31,FBR!$D1889+1)*INDEX(ID!$M$35:$M$46,$B1889),0)","v":29},{"$f":"IF(I1889=\"w\",INDEX(ID!$N$8:$N$31,FBR!$D1889+1)*INDEX(ID!$N$35:$N$46,$B1889),0)","v":0},null,17.127389057501436,0,0,0]
[1880,3,20,7,79,12,"2014-03-20",5,"h",null,{"$f":"IF(I1890=\"h\",INDEX(ID!$K$8:$K$31,FBR!$D1890+1)*INDEX(ID!$K$35:$K$46,$B1890),0)","v":32},{"$f":"IF(I1890=\"w\",INDEX(ID!$L$8:$L$31,FBR!$D1890+1)*INDEX(ID!$L$35:$L$46,$B1890),0)","v":0},{"$f":"IF(I1890=\"h\",INDEX(ID!$M$8:$M$31,FBR!$D1890+1)*INDEX(ID!$M$35:$M$46,$B1890),0)","v":32},{"$f":"IF(I1890=\"w\",INDEX(ID!$N$8:$N$31,FBR!$D1890+1)*INDEX(ID!$N$35:$N$46,$B1890),0)","v":0},null,18.899187925518824,0,0,0]
[1881,3,20,8,79,12,"2014-03-20",5,"h",null,{"$f":"IF(I1891=\"h\",INDEX(ID!$K$8:$K$31,FBR!$D1891+1)*INDEX(ID!$K$35:$K$46,$B1891),0)","v":35},{"$f":"IF(I1891=\"w\",INDEX(ID!$L$8:$L$31,FBR!$D1891+1)*INDEX(ID!$L$35:$L$46,$B1891),0)","v":0},{"$f":"IF(I1891=\"h\",INDEX(ID!$M$8:$M$31,FBR!$D1891+1)*INDEX(ID!$M$35:$M$46,$B1891),0)","v":35},{"$f":"IF(I1891=\"w\",INDEX(ID!$N$8:$N$31,FBR!$D1891+1)*INDEX(ID!$N$35:$N$46,$B1891),0)","v":0},null,20.670986793536215,0,0,0]
[1882,3,20,9,{"$f":"E1868+1","v":79},12,"2014-03-20",5,"h",null,{"$f":"IF(I1892=\"h\",INDEX(ID!$K$8:$K$31,FBR!$D1892+1)*INDEX(ID!$K$35:$K$46,$B1892),0)","v":38},{"$f":"IF(I1892=\"w\",INDEX(ID!$L$8:$L$31,FBR!$D1892+1)*INDEX(ID!$L$35:$L$46,$B1892),0)","v":0},{"$f":"IF(I1892=\"h\",INDEX(ID!$M$8:$M$31,FBR!$D1892+1)*INDEX(ID!$M$35:$M$46,$B1892),0)","v":38},{"$f":"IF(I1892=\"w\",INDEX(ID!$N$8:$N$31,FBR!$D1892+1)*INDEX(ID!$N$35:$N$46,$B1892),0)","v":0},null,22.442785661553604,0,0,0]
[1883,3,20,10,79,12,"2014-03-20",5,"h",null,{"$f":"IF(I1893=\"h\",INDEX(ID!$K$8:$K$31,FBR!$D1893+1)*INDEX(ID!$K$35:$K$46,$B1893),0)","v":40},{"$f":"IF(I1893=\"w\",INDEX(ID!$L$8:$L$31,FBR!$D1893+1)*INDEX(ID!$L$35:$L$46,$B1893),0)","v":0},{"$f":"IF(I1893=\"h\",INDEX(ID!$M$8:$M$31,FBR!$D1893+1)*INDEX(ID!$M$35:$M$46,$B1893),0)","v":40},{"$f":"IF(I1893=\"w\",INDEX(ID!$N$8:$N$31,FBR!$D1893+1)*INDEX(ID!$N$35:$N$46,$B1893),0)","v":0},null,23.623984906898531,0,0,0]
[1884,3,20,11,79,12,"2014-03-20",5,"h",null,{"$f":"IF(I1894=\"h\",INDEX(ID!$K$8:$K$31,FBR!$D1894+1)*INDEX(ID!$K$35:$K$46,$B1894),0)","v":42},{"$f":"IF(I1894=\"w\",INDEX(ID!$L$8:$L$31,FBR!$D1894+1)*INDEX(ID!$L$35:$L$46,$B1894),0)","v":0},{"$f":"IF(I1894=\"h\",INDEX(ID!$M$8:$M$31,FBR!$D1894+1)*INDEX(ID!$M$35:$M$46,$B1894),0)","v":42},{"$f":"IF(I1894=\"w\",INDEX(ID!$N$8:$N$31,FBR!$D1894+1)*INDEX(ID!$N$35:$N$46,$B1894),0)","v":0},null,24.805184152243459,0,0,0]
[1885,3,20,12,79,12,"2014-03-20",5,"h",null,{"$f":"IF(I1895=\"h\",INDEX(ID!$K$8:$K$31,FBR!$D1895+1)*INDEX(ID!$K$35:$K$46,$B1895),0)","v":43},{"$f":"IF(I1895=\"w\",INDEX(ID!$L$8:$L$31,FBR!$D1895+1)*INDEX(ID!$L$35:$L$46,$B1895),0)","v":0},{"$f":"IF(I1895=\"h\",INDEX(ID!$M$8:$M$31,FBR!$D1895+1)*INDEX(ID!$M$35:$M$46,$B1895),0)","v":43},{"$f":"IF(I1895=\"w\",INDEX(ID!$N$8:$N$31,FBR!$D1895+1)*INDEX(ID!$N$35:$N$46,$B1895),0)","v":0},null,25.395783774915923,0,0,0]
[1886,3,20,13,79,12,"2014-03-20",5,"h",null,{"$f":"IF(I1896=\"h\",INDEX(ID!$K$8:$K$31,FBR!$D1896+1)*INDEX(ID!$K$35:$K$46,$B1896),0)","v":44},{"$f":"IF(I1896=\"w\",INDEX(ID!$L$8:$L$31,FBR!$D1896+1)*INDEX(ID!$L$35:$L$46,$B1896),0)","v":0},{"$f":"IF(I1896=\"h\",INDEX(ID!$M$8:$M$31,FBR!$D1896+1)*INDEX(ID!$M$35:$M$46,$B1896),0)","v":44},{"$f":"IF(I1896=\"w\",INDEX(ID!$N$8:$N$31,FBR!$D1896+1)*INDEX(ID!$N$35:$N$46,$B1896),0)","v":0},null,25.986383397588384,0,0,0]
[1887,3,20,14,79,12,"2014-03-20",5,"h",null,{"$f":"IF(I1897=\"h\",INDEX(ID!$K$8:$K$31,FBR!$D1897+1)*INDEX(ID!$K$35:$K$46,$B1897),0)","v":47},{"$f":"IF(I1897=\"w\",INDEX(ID!$L$8:$L$31,FBR!$D1897+1)*INDEX(ID!$L$35:$L$46,$B1897),0)","v":0},{"$f":"IF(I1897=\"h\",INDEX(ID!$M$8:$M$31,FBR!$D1897+1)*INDEX(ID!$M$35:$M$46,$B1897),0)","v":47},{"$f":"IF(I1897=\"w\",INDEX(ID!$N$8:$N$31,FBR!$D1897+1)*INDEX(ID!$N$35:$N$46,$B1897),0)","v":0},null,27.758182265605775,0,0,0]
[1888,3,20,15,79,12,"2014-03-20",5,"h",null,{"$f":"IF(I1898=\"h\",INDEX(ID!$K$8:$K$31,FBR!$D1898+1)*INDEX(ID!$K$35:$K$46,$B1898),0)","v":50},{"$f":"IF(I1898=\"w\",INDEX(ID!$L$8:$L$31,FBR!$D1898+1)*INDEX(ID!$L$35:$L$46,$B1898),0)","v":0},{"$f":"IF(I1898=\"h\",INDEX(ID!$M$8:$M$31,FBR!$D1898+1)*INDEX(ID!$M$35:$M$46,$B1898),0)","v":50},{"$f":"IF(I1898=\"w\",INDEX(ID!$N$8:$N$31,FBR!$D1898+1)*INDEX(ID!$N$35:$N$46,$B1898),0)","v":0},null,29.529981133623163,0,0,0]
[1889,3,20,16,79,12,"2014-03-20",5,"h",null,{"$f":"IF(I1899=\"h\",INDEX(ID!$K$8:$K$31,FBR!$D1899+1)*INDEX(ID!$K$35:$K$46,$B1899),0)","v":53},{"$f":"IF(I1899=\"w\",INDEX(ID!$L$8:$L$31,FBR!$D1899+1)*INDEX(ID!$L$35:$L$46,$B1899),0)","v":0},{"$f":"IF(I1899=\"h\",INDEX(ID!$M$8:$M$31,FBR!$D1899+1)*INDEX(ID!$M$35:$M$46,$B1899),0)","v":53},{"$f":"IF(I1899=\"w\",INDEX(ID!$N$8:$N$31,FBR!$D1899+1)*INDEX(ID!$N$35:$N$46,$B1899),0)","v":0},null,31.301780001640555,0,0,0]
[1890,3,20,17,79,12,"2014-03-20",5,"h",null,{"$f":"IF(I1900=\"h\",INDEX(ID!$K$8:$K$31,FBR!$D1900+1)*INDEX(ID!$K$35:$K$46,$B1900),0)","v":62},{"$f":"IF(I1900=\"w\",INDEX(ID!$L$8:$L$31,FBR!$D1900+1)*INDEX(ID!$L$35:$L$46,$B1900),0)","v":0},{"$f":"IF(I1900=\"h\",INDEX(ID!$M$8:$M$31,FBR!$D1900+1)*INDEX(ID!$M$35:$M$46,$B1900),0)","v":62},{"$f":"IF(I1900=\"w\",INDEX(ID!$N$8:$N$31,FBR!$D1900+1)*INDEX(ID!$N$35:$N$46,$B1900),0)","v":0},null,36.617176605692727,0,0,0]
[1891,3,20,18,79,12,"2014-03-20",5,"h",null,{"$f":"IF(I1901=\"h\",INDEX(ID!$K$8:$K$31,FBR!$D1901+1)*INDEX(ID!$K$35:$K$46,$B1901),0)","v":65},{"$f":"IF(I1901=\"w\",INDEX(ID!$L$8:$L$31,FBR!$D1901+1)*INDEX(ID!$L$35:$L$46,$B1901),0)","v":0},{"$f":"IF(I1901=\"h\",INDEX(ID!$M$8:$M$31,FBR!$D1901+1)*INDEX(ID!$M$35:$M$46,$B1901),0)","v":65},{"$f":"IF(I1901=\"w\",INDEX(ID!$N$8:$N$31,FBR!$D1901+1)*INDEX(ID!$N$35:$N$46,$B1901),0)","v":0},null,38.388975473710111,0,0,0]
[1892,3,20,19,79,12,"2014-03-20",5,"h",null,{"$f":"IF(I1902=\"h\",INDEX(ID!$K$8:$K$31,FBR!$D1902+1)*INDEX(ID!$K$35:$K$46,$B1902),0)","v":60},{"$f":"IF(I1902=\"w\",INDEX(ID!$L$8:$L$31,FBR!$D1902+1)*INDEX(ID!$L$35:$L$46,$B1902),0)","v":0},{"$f":"IF(I1902=\"h\",INDEX(ID!$M$8:$M$31,FBR!$D1902+1)*INDEX(ID!$M$35:$M$46,$B1902),0)","v":60},{"$f":"IF(I1902=\"w\",INDEX(ID!$N$8:$N$31,FBR!$D1902+1)*INDEX(ID!$N$35:$N$46,$B1902),0)","v":0},null,35.435977360347799,0,0,0]
[1893,3,20,20,79,12,"2014-03-20",5,"h",null,{"$f":"IF(I1903=\"h\",INDEX(ID!$K$8:$K$31,FBR!$D1903+1)*INDEX(ID!$K$35:$K$46,$B1903),0)","v":53},{"$f":"IF(I1903=\"w\",INDEX(ID!$L$8:$L$31,FBR!$D1903+1)*INDEX(ID!$L$35:$L$46,$B1903),0)","v":0},{"$f":"IF(I1903=\"h\",INDEX(ID!$M$8:$M$31,FBR!$D1903+1)*INDEX(ID!$M$35:$M$46,$B1903),0)","v":53},{"$f":"IF(I1903=\"w\",INDEX(ID!$N$8:$N$31,FBR!$D1903+1)*INDEX(ID!$N$35:$N$46,$B1903),0)","v":0},null,31.301780001640555,0,0,0]
[1894,3,20,21,79,12,"2014-03-20",5,"h",null,{"$f":"IF(I1904=\"h\",INDEX(ID!$K$8:$K$31,FBR!$D1904+1)*INDEX(ID!$K$35:$K$46,$B1904),0)","v":50},{"$f":"IF(I1904=\"w\",INDEX(ID!$L$8:$L$31,FBR!$D1904+1)*INDEX(ID!$L$35:$L$46,$B1904),0)","v":0},{"$f":"IF(I1904=\"h\",INDEX(ID!$M$8:$M$31,FBR!$D1904+1)*INDEX(ID!$M$35:$M$46,$B1904),0)","v":50},{"$f":"IF(I1904=\"w\",INDEX(ID!$N$8:$N$31,FBR!$D1904+1)*INDEX(ID!$N$35:$N$46,$B1904),0)","v":0},null,29.529981133623163,0,0,0]
[1895,3,20,22,79,12,"2014-03-20",5,"h",null,{"$f":"IF(I1905=\"h\",INDEX(ID!$K$8:$K$31,FBR!$D1905+1)*INDEX(ID!$K$35:$K$46,$B1905),0)","v":45},{"$f":"IF(I1905=\"w\",INDEX(ID!$L$8:$L$31,FBR!$D1905+1)*INDEX(ID!$L$35:$L$46,$B1905),0)","v":0},{"$f":"IF(I1905=\"h\",INDEX(ID!$M$8:$M$31,FBR!$D1905+1)*INDEX(ID!$M$35:$M$46,$B1905),0)","v":45},{"$f":"IF(I1905=\"w\",INDEX(ID!$N$8:$N$31,FBR!$D1905+1)*INDEX(ID!$N$35:$N$46,$B1905),0)","v":0},null,26.576983020260847,0,0,0]
[1896,3,20,23,79,12,"2014-03-20",5,"h",null,{"$f":"IF(I1906=\"h\",INDEX(ID!$K$8:$K$31,FBR!$D1906+1)*INDEX(ID!$K$35:$K$46,$B1906),0)","v":40},{"$f":"IF(I1906=\"w\",INDEX(ID!$L$8:$L$31,FBR!$D1906+1)*INDEX(ID!$L$35:$L$46,$B1906),0)","v":0},{"$f":"IF(I1906=\"h\",INDEX(ID!$M$8:$M$31,FBR!$D1906+1)*INDEX(ID!$M$35:$M$46,$B1906),0)","v":40},{"$f":"IF(I1906=\"w\",INDEX(ID!$N$8:$N$31,FBR!$D1906+1)*INDEX(ID!$N$35:$N$46,$B1906),0)","v":0},null,23.623984906898531,0,0,0]
[1897,3,21,0,80,12,"2014-03-21",6,"w",null,{"$f":"IF(I1907=\"h\",INDEX(ID!$K$8:$K$31,FBR!$D1907+1)*INDEX(ID!$K$35:$K$46,$B1907),0)","v":0},{"$f":"IF(I1907=\"w\",INDEX(ID!$L$8:$L$31,FBR!$D1907+1)*INDEX(ID!$L$35:$L$46,$B1907),0)","v":35},{"$f":"IF(I1907=\"h\",INDEX(ID!$M$8:$M$31,FBR!$D1907+1)*INDEX(ID!$M$35:$M$46,$B1907),0)","v":0},{"$f":"IF(I1907=\"w\",INDEX(ID!$N$8:$N$31,FBR!$D1907+1)*INDEX(ID!$N$35:$N$46,$B1907),0)","v":35},null,0,20.670986793536215,0,0]
[1898,3,21,1,80,{"$f":"F1740+1","v":12},"2014-03-21",6,"w",null,{"$f":"IF(I1908=\"h\",INDEX(ID!$K$8:$K$31,FBR!$D1908+1)*INDEX(ID!$K$35:$K$46,$B1908),0)","v":0},{"$f":"IF(I1908=\"w\",INDEX(ID!$L$8:$L$31,FBR!$D1908+1)*INDEX(ID!$L$35:$L$46,$B1908),0)","v":30},{"$f":"IF(I1908=\"h\",INDEX(ID!$M$8:$M$31,FBR!$D1908+1)*INDEX(ID!$M$35:$M$46,$B1908),0)","v":0},{"$f":"IF(I1908=\"w\",INDEX(ID!$N$8:$N$31,FBR!$D1908+1)*INDEX(ID!$N$35:$N$46,$B1908),0)","v":30},null,0,17.717988680173899,0,0]
[1899,3,21,2,80,12,"2014-03-21",6,"w",null,{"$f":"IF(I1909=\"h\",INDEX(ID!$K$8:$K$31,FBR!$D1909+1)*INDEX(ID!$K$35:$K$46,$B1909),0)","v":0},{"$f":"IF(I1909=\"w\",INDEX(ID!$L$8:$L$31,FBR!$D1909+1)*INDEX(ID!$L$35:$L$46,$B1909),0)","v":28},{"$f":"IF(I1909=\"h\",INDEX(ID!$M$8:$M$31,FBR!$D1909+1)*INDEX(ID!$M$35:$M$46,$B1909),0)","v":0},{"$f":"IF(I1909=\"w\",INDEX(ID!$N$8:$N$31,FBR!$D1909+1)*INDEX(ID!$N$35:$N$46,$B1909),0)","v":28},null,0,16.536789434828972,0,0]
[1900,3,21,3,80,12,"2014-03-21",6,"w",null,{"$f":"IF(I1910=\"h\",INDEX(ID!$K$8:$K$31,FBR!$D1910+1)*INDEX(ID!$K$35:$K$46,$B1910),0)","v":0},{"$f":"IF(I1910=\"w\",INDEX(ID!$L$8:$L$31,FBR!$D1910+1)*INDEX(ID!$L$35:$L$46,$B1910),0)","v":27},{"$f":"IF(I1910=\"h\",INDEX(ID!$M$8:$M$31,FBR!$D1910+1)*INDEX(ID!$M$35:$M$46,$B1910),0)","v":0},{"$f":"IF(I1910=\"w\",INDEX(ID!$N$8:$N$31,FBR!$D1910+1)*INDEX(ID!$N$35:$N$46,$B1910),0)","v":27},null,0,15.94618981215651,0,0]
[1901,3,21,4,80,12,"2014-03-21",6,"w",null,{"$f":"IF(I1911=\"h\",INDEX(ID!$K$8:$K$31,FBR!$D1911+1)*INDEX(ID!$K$35:$K$46,$B1911),0)","v":0},{"$f":"IF(I1911=\"w\",INDEX(ID!$L$8:$L$31,FBR!$D1911+1)*INDEX(ID!$L$35:$L$46,$B1911),0)","v":27},{"$f":"IF(I1911=\"h\",INDEX(ID!$M$8:$M$31,FBR!$D1911+1)*INDEX(ID!$M$35:$M$46,$B1911),0)","v":0},{"$f":"IF(I1911=\"w\",INDEX(ID!$N$8:$N$31,FBR!$D1911+1)*INDEX(ID!$N$35:$N$46,$B1911),0)","v":27},null,0,15.94618981215651,0,0]
[1902,3,21,5,80,12,"2014-03-21",6,"w",null,{"$f":"IF(I1912=\"h\",INDEX(ID!$K$8:$K$31,FBR!$D1912+1)*INDEX(ID!$K$35:$K$46,$B1912),0)","v":0},{"$f":"IF(I1912=\"w\",INDEX(ID!$L$8:$L$31,FBR!$D1912+1)*INDEX(ID!$L$35:$L$46,$B1912),0)","v":27},{"$f":"IF(I1912=\"h\",INDEX(ID!$M$8:$M$31,FBR!$D1912+1)*INDEX(ID!$M$35:$M$46,$B1912),0)","v":0},{"$f":"IF(I1912=\"w\",INDEX(ID!$N$8:$N$31,FBR!$D1912+1)*INDEX(ID!$N$35:$N$46,$B1912),0)","v":27},null,0,15.94618981215651,0,0]
[1903,3,21,6,80,12,"2014-03-21",6,"w",null,{"$f":"IF(I1913=\"h\",INDEX(ID!$K$8:$K$31,FBR!$D1913+1)*INDEX(ID!$K$35:$K$46,$B1913),0)","v":0},{"$f":"IF(I1913=\"w\",INDEX(ID!$L$8:$L$31,FBR!$D1913+1)*INDEX(ID!$L$35:$L$46,$B1913),0)","v":29},{"$f":"IF(I1913=\"h\",INDEX(ID!$M$8:$M$31,FBR!$D1913+1)*INDEX(ID!$M$35:$M$46,$B1913),0)","v":0},{"$f":"IF(I1913=\"w\",INDEX(ID!$N$8:$N$31,FBR!$D1913+1)*INDEX(ID!$N$35:$N$46,$B1913),0)","v":29},null,0,17.127389057501436,0,0]
[1904,3,21,7,80,12,"2014-03-21",6,"w",null,{"$f":"IF(I1914=\"h\",INDEX(ID!$K$8:$K$31,FBR!$D1914+1)*INDEX(ID!$K$35:$K$46,$B1914),0)","v":0},{"$f":"IF(I1914=\"w\",INDEX(ID!$L$8:$L$31,FBR!$D1914+1)*INDEX(ID!$L$35:$L$46,$B1914),0)","v":32},{"$f":"IF(I1914=\"h\",INDEX(ID!$M$8:$M$31,FBR!$D1914+1)*INDEX(ID!$M$35:$M$46,$B1914),0)","v":0},{"$f":"IF(I1914=\"w\",INDEX(ID!$N$8:$N$31,FBR!$D1914+1)*INDEX(ID!$N$35:$N$46,$B1914),0)","v":32},null,0,18.899187925518824,0,0]
[1905,3,21,8,80,12,"2014-03-21",6,"w",null,{"$f":"IF(I1915=\"h\",INDEX(ID!$K$8:$K$31,FBR!$D1915+1)*INDEX(ID!$K$35:$K$46,$B1915),0)","v":0},{"$f":"IF(I1915=\"w\",INDEX(ID!$L$8:$L$31,FBR!$D1915+1)*INDEX(ID!$L$35:$L$46,$B1915),0)","v":35},{"$f":"IF(I1915=\"h\",INDEX(ID!$M$8:$M$31,FBR!$D1915+1)*INDEX(ID!$M$35:$M$46,$B1915),0)","v":0},{"$f":"IF(I1915=\"w\",INDEX(ID!$N$8:$N$31,FBR!$D1915+1)*INDEX(ID!$N$35:$N$46,$B1915),0)","v":35},null,0,20.670986793536215,0,0]
[1906,3,21,9,80,12,"2014-03-21",6,"w",null,{"$f":"IF(I1916=\"h\",INDEX(ID!$K$8:$K$31,FBR!$D1916+1)*INDEX(ID!$K$35:$K$46,$B1916),0)","v":0},{"$f":"IF(I1916=\"w\",INDEX(ID!$L$8:$L$31,FBR!$D1916+1)*INDEX(ID!$L$35:$L$46,$B1916),0)","v":38},{"$f":"IF(I1916=\"h\",INDEX(ID!$M$8:$M$31,FBR!$D1916+1)*INDEX(ID!$M$35:$M$46,$B1916),0)","v":0},{"$f":"IF(I1916=\"w\",INDEX(ID!$N$8:$N$31,FBR!$D1916+1)*INDEX(ID!$N$35:$N$46,$B1916),0)","v":38},null,0,22.442785661553604,0,0]
[1907,3,21,10,80,12,"2014-03-21",6,"w",null,{"$f":"IF(I1917=\"h\",INDEX(ID!$K$8:$K$31,FBR!$D1917+1)*INDEX(ID!$K$35:$K$46,$B1917),0)","v":0},{"$f":"IF(I1917=\"w\",INDEX(ID!$L$8:$L$31,FBR!$D1917+1)*INDEX(ID!$L$35:$L$46,$B1917),0)","v":40},{"$f":"IF(I1917=\"h\",INDEX(ID!$M$8:$M$31,FBR!$D1917+1)*INDEX(ID!$M$35:$M$46,$B1917),0)","v":0},{"$f":"IF(I1917=\"w\",INDEX(ID!$N$8:$N$31,FBR!$D1917+1)*INDEX(ID!$N$35:$N$46,$B1917),0)","v":40},null,0,23.623984906898531,0,0]
[1908,3,21,11,80,12,"2014-03-21",6,"w",null,{"$f":"IF(I1918=\"h\",INDEX(ID!$K$8:$K$31,FBR!$D1918+1)*INDEX(ID!$K$35:$K$46,$B1918),0)","v":0},{"$f":"IF(I1918=\"w\",INDEX(ID!$L$8:$L$31,FBR!$D1918+1)*INDEX(ID!$L$35:$L$46,$B1918),0)","v":42},{"$f":"IF(I1918=\"h\",INDEX(ID!$M$8:$M$31,FBR!$D1918+1)*INDEX(ID!$M$35:$M$46,$B1918),0)","v":0},{"$f":"IF(I1918=\"w\",INDEX(ID!$N$8:$N$31,FBR!$D1918+1)*INDEX(ID!$N$35:$N$46,$B1918),0)","v":42},null,0,24.805184152243459,0,0]
[1909,3,21,12,80,12,"2014-03-21",6,"w",null,{"$f":"IF(I1919=\"h\",INDEX(ID!$K$8:$K$31,FBR!$D1919+1)*INDEX(ID!$K$35:$K$46,$B1919),0)","v":0},{"$f":"IF(I1919=\"w\",INDEX(ID!$L$8:$L$31,FBR!$D1919+1)*INDEX(ID!$L$35:$L$46,$B1919),0)","v":43},{"$f":"IF(I1919=\"h\",INDEX(ID!$M$8:$M$31,FBR!$D1919+1)*INDEX(ID!$M$35:$M$46,$B1919),0)","v":0},{"$f":"IF(I1919=\"w\",INDEX(ID!$N$8:$N$31,FBR!$D1919+1)*INDEX(ID!$N$35:$N$46,$B1919),0)","v":43},null,0,25.395783774915923,0,0]
[1910,3,21,13,80,12,"2014-03-21",6,"w",null,{"$f":"IF(I1920=\"h\",INDEX(ID!$K$8:$K$31,FBR!$D1920+1)*INDEX(ID!$K$35:$K$46,$B1920),0)","v":0},{"$f":"IF(I1920=\"w\",INDEX(ID!$L$8:$L$31,FBR!$D1920+1)*INDEX(ID!$L$35:$L$46,$B1920),0)","v":44},{"$f":"IF(I1920=\"h\",INDEX(ID!$M$8:$M$31,FBR!$D1920+1)*INDEX(ID!$M$35:$M$46,$B1920),0)","v":0},{"$f":"IF(I1920=\"w\",INDEX(ID!$N$8:$N$31,FBR!$D1920+1)*INDEX(ID!$N$35:$N$46,$B1920),0)","v":44},null,0,25.986383397588384,0,0]
[1911,3,21,14,80,12,"2014-03-21",6,"w",null,{"$f":"IF(I1921=\"h\",INDEX(ID!$K$8:$K$31,FBR!$D1921+1)*INDEX(ID!$K$35:$K$46,$B1921),0)","v":0},{"$f":"IF(I1921=\"w\",INDEX(ID!$L$8:$L$31,FBR!$D1921+1)*INDEX(ID!$L$35:$L$46,$B1921),0)","v":47},{"$f":"IF(I1921=\"h\",INDEX(ID!$M$8:$M$31,FBR!$D1921+1)*INDEX(ID!$M$35:$M$46,$B1921),0)","v":0},{"$f":"IF(I1921=\"w\",INDEX(ID!$N$8:$N$31,FBR!$D1921+1)*INDEX(ID!$N$35:$N$46,$B1921),0)","v":47},null,0,27.758182265605775,0,0]
[1912,3,21,15,80,12,"2014-03-21",6,"w",null,{"$f":"IF(I1922=\"h\",INDEX(ID!$K$8:$K$31,FBR!$D1922+1)*INDEX(ID!$K$35:$K$46,$B1922),0)","v":0},{"$f":"IF(I1922=\"w\",INDEX(ID!$L$8:$L$31,FBR!$D1922+1)*INDEX(ID!$L$35:$L$46,$B1922),0)","v":50},{"$f":"IF(I1922=\"h\",INDEX(ID!$M$8:$M$31,FBR!$D1922+1)*INDEX(ID!$M$35:$M$46,$B1922),0)","v":0},{"$f":"IF(I1922=\"w\",INDEX(ID!$N$8:$N$31,FBR!$D1922+1)*INDEX(ID!$N$35:$N$46,$B1922),0)","v":50},null,0,29.529981133623163,0,0]
[1913,3,21,16,80,12,"2014-03-21",6,"w",null,{"$f":"IF(I1923=\"h\",INDEX(ID!$K$8:$K$31,FBR!$D1923+1)*INDEX(ID!$K$35:$K$46,$B1923),0)","v":0},{"$f":"IF(I1923=\"w\",INDEX(ID!$L$8:$L$31,FBR!$D1923+1)*INDEX(ID!$L$35:$L$46,$B1923),0)","v":53},{"$f":"IF(I1923=\"h\",INDEX(ID!$M$8:$M$31,FBR!$D1923+1)*INDEX(ID!$M$35:$M$46,$B1923),0)","v":0},{"$f":"IF(I1923=\"w\",INDEX(ID!$N$8:$N$31,FBR!$D1923+1)*INDEX(ID!$N$35:$N$46,$B1923),0)","v":53},null,0,31.301780001640555,0,0]
[1914,3,21,17,80,12,"2014-03-21",6,"w",null,{"$f":"IF(I1924=\"h\",INDEX(ID!$K$8:$K$31,FBR!$D1924+1)*INDEX(ID!$K$35:$K$46,$B1924),0)","v":0},{"$f":"IF(I1924=\"w\",INDEX(ID!$L$8:$L$31,FBR!$D1924+1)*INDEX(ID!$L$35:$L$46,$B1924),0)","v":62},{"$f":"IF(I1924=\"h\",INDEX(ID!$M$8:$M$31,FBR!$D1924+1)*INDEX(ID!$M$35:$M$46,$B1924),0)","v":0},{"$f":"IF(I1924=\"w\",INDEX(ID!$N$8:$N$31,FBR!$D1924+1)*INDEX(ID!$N$35:$N$46,$B1924),0)","v":62},null,0,36.617176605692727,0,0]
[1915,3,21,18,80,12,"2014-03-21",6,"w",null,{"$f":"IF(I1925=\"h\",INDEX(ID!$K$8:$K$31,FBR!$D1925+1)*INDEX(ID!$K$35:$K$46,$B1925),0)","v":0},{"$f":"IF(I1925=\"w\",INDEX(ID!$L$8:$L$31,FBR!$D1925+1)*INDEX(ID!$L$35:$L$46,$B1925),0)","v":65},{"$f":"IF(I1925=\"h\",INDEX(ID!$M$8:$M$31,FBR!$D1925+1)*INDEX(ID!$M$35:$M$46,$B1925),0)","v":0},{"$f":"IF(I1925=\"w\",INDEX(ID!$N$8:$N$31,FBR!$D1925+1)*INDEX(ID!$N$35:$N$46,$B1925),0)","v":65},null,0,38.388975473710111,0,0]
[1916,3,21,19,80,12,"2014-03-21",6,"w",null,{"$f":"IF(I1926=\"h\",INDEX(ID!$K$8:$K$31,FBR!$D1926+1)*INDEX(ID!$K$35:$K$46,$B1926),0)","v":0},{"$f":"IF(I1926=\"w\",INDEX(ID!$L$8:$L$31,FBR!$D1926+1)*INDEX(ID!$L$35:$L$46,$B1926),0)","v":60},{"$f":"IF(I1926=\"h\",INDEX(ID!$M$8:$M$31,FBR!$D1926+1)*INDEX(ID!$M$35:$M$46,$B1926),0)","v":0},{"$f":"IF(I1926=\"w\",INDEX(ID!$N$8:$N$31,FBR!$D1926+1)*INDEX(ID!$N$35:$N$46,$B1926),0)","v":60},null,0,35.435977360347799,0,0]
[1917,3,21,20,80,12,"2014-03-21",6,"w",null,{"$f":"IF(I1927=\"h\",INDEX(ID!$K$8:$K$31,FBR!$D1927+1)*INDEX(ID!$K$35:$K$46,$B1927),0)","v":0},{"$f":"IF(I1927=\"w\",INDEX(ID!$L$8:$L$31,FBR!$D1927+1)*INDEX(ID!$L$35:$L$46,$B1927),0)","v":53},{"$f":"IF(I1927=\"h\",INDEX(ID!$M$8:$M$31,FBR!$D1927+1)*INDEX(ID!$M$35:$M$46,$B1927),0)","v":0},{"$f":"IF(I1927=\"w\",INDEX(ID!$N$8:$N$31,FBR!$D1927+1)*INDEX(ID!$N$35:$N$46,$B1927),0)","v":53},null,0,31.301780001640555,0,0]
[1918,3,21,21,80,12,"2014-03-21",6,"w",null,{"$f":"IF(I1928=\"h\",INDEX(ID!$K$8:$K$31,FBR!$D1928+1)*INDEX(ID!$K$35:$K$46,$B1928),0)","v":0},{"$f":"IF(I1928=\"w\",INDEX(ID!$L$8:$L$31,FBR!$D1928+1)*INDEX(ID!$L$35:$L$46,$B1928),0)","v":50},{"$f":"IF(I1928=\"h\",INDEX(ID!$M$8:$M$31,FBR!$D1928+1)*INDEX(ID!$M$35:$M$46,$B1928),0)","v":0},{"$f":"IF(I1928=\"w\",INDEX(ID!$N$8:$N$31,FBR!$D1928+1)*INDEX(ID!$N$35:$N$46,$B1928),0)","v":50},null,0,29.529981133623163,0,0]
[1919,3,21,22,80,12,"2014-03-21",6,"w",null,{"$f":"IF(I1929=\"h\",INDEX(ID!$K$8:$K$31,FBR!$D1929+1)*INDEX(ID!$K$35:$K$46,$B1929),0)","v":0},{"$f":"IF(I1929=\"w\",INDEX(ID!$L$8:$L$31,FBR!$D1929+1)*INDEX(ID!$L$35:$L$46,$B1929),0)","v":45},{"$f":"IF(I1929=\"h\",INDEX(ID!$M$8:$M$31,FBR!$D1929+1)*INDEX(ID!$M$35:$M$46,$B1929),0)","v":0},{"$f":"IF(I1929=\"w\",INDEX(ID!$N$8:$N$31,FBR!$D1929+1)*INDEX(ID!$N$35:$N$46,$B1929),0)","v":45},null,0,26.576983020260847,0,0]
[1920,3,21,23,80,12,"2014-03-21",6,"w",null,{"$f":"IF(I1930=\"h\",INDEX(ID!$K$8:$K$31,FBR!$D1930+1)*INDEX(ID!$K$35:$K$46,$B1930),0)","v":0},{"$f":"IF(I1930=\"w\",INDEX(ID!$L$8:$L$31,FBR!$D1930+1)*INDEX(ID!$L$35:$L$46,$B1930),0)","v":40},{"$f":"IF(I1930=\"h\",INDEX(ID!$M$8:$M$31,FBR!$D1930+1)*INDEX(ID!$M$35:$M$46,$B1930),0)","v":0},{"$f":"IF(I1930=\"w\",INDEX(ID!$N$8:$N$31,FBR!$D1930+1)*INDEX(ID!$N$35:$N$46,$B1930),0)","v":40},null,0,23.623984906898531,0,0]
[1921,3,22,0,81,12,"2014-03-22",{"$f":"WEEKDAY(G1931)","v":7},{"$f":"IF(OR(H1931=6,H1931=7),\"w\",\"h\")","v":"w"},null,{"$f":"IF(I1931=\"h\",INDEX(ID!$K$8:$K$31,FBR!$D1931+1)*INDEX(ID!$K$35:$K$46,$B1931),0)","v":0},{"$f":"IF(I1931=\"w\",INDEX(ID!$L$8:$L$31,FBR!$D1931+1)*INDEX(ID!$L$35:$L$46,$B1931),0)","v":35},{"$f":"IF(I1931=\"h\",INDEX(ID!$M$8:$M$31,FBR!$D1931+1)*INDEX(ID!$M$35:$M$46,$B1931),0)","v":0},{"$f":"IF(I1931=\"w\",INDEX(ID!$N$8:$N$31,FBR!$D1931+1)*INDEX(ID!$N$35:$N$46,$B1931),0)","v":35},null,{"$f":"K1931*(indvforbrug*antalbrugere)/($K$8789+$L$8789)","v":0},{"$f":"L1931*indvforbrug*antalbrugere/($K$8789+$L$8789)","v":20.670986793536215},{"$f":"M1931*fællesforbrug/($M$8789+$N$8789)","v":0},{"$f":"N1931*fællesforbrug/($M$8789+$N$8789)","v":0}]
[{"$f":"A1931+1","v":1922},3,22,1,81,12,{"$f":"DATE(2014,B1932,C1932)","v":"2014-03-22"},7,"w",null,{"$f":"IF(I1932=\"h\",INDEX(ID!$K$8:$K$31,FBR!$D1932+1)*INDEX(ID!$K$35:$K$46,$B1932),0)","v":0},{"$f":"IF(I1932=\"w\",INDEX(ID!$L$8:$L$31,FBR!$D1932+1)*INDEX(ID!$L$35:$L$46,$B1932),0)","v":30},{"$f":"IF(I1932=\"h\",INDEX(ID!$M$8:$M$31,FBR!$D1932+1)*INDEX(ID!$M$35:$M$46,$B1932),0)","v":0},{"$f":"IF(I1932=\"w\",INDEX(ID!$N$8:$N$31,FBR!$D1932+1)*INDEX(ID!$N$35:$N$46,$B1932),0)","v":30},null,0,17.717988680173899,0,0]
[1923,3,22,2,81,12,"2014-03-22",7,"w",null,{"$f":"IF(I1933=\"h\",INDEX(ID!$K$8:$K$31,FBR!$D1933+1)*INDEX(ID!$K$35:$K$46,$B1933),0)","v":0},{"$f":"IF(I1933=\"w\",INDEX(ID!$L$8:$L$31,FBR!$D1933+1)*INDEX(ID!$L$35:$L$46,$B1933),0)","v":28},{"$f":"IF(I1933=\"h\",INDEX(ID!$M$8:$M$31,FBR!$D1933+1)*INDEX(ID!$M$35:$M$46,$B1933),0)","v":0},{"$f":"IF(I1933=\"w\",INDEX(ID!$N$8:$N$31,FBR!$D1933+1)*INDEX(ID!$N$35:$N$46,$B1933),0)","v":28},null,0,16.536789434828972,0,0]
[1924,3,22,3,81,12,"2014-03-22",7,"w",null,{"$f":"IF(I1934=\"h\",INDEX(ID!$K$8:$K$31,FBR!$D1934+1)*INDEX(ID!$K$35:$K$46,$B1934),0)","v":0},{"$f":"IF(I1934=\"w\",INDEX(ID!$L$8:$L$31,FBR!$D1934+1)*INDEX(ID!$L$35:$L$46,$B1934),0)","v":27},{"$f":"IF(I1934=\"h\",INDEX(ID!$M$8:$M$31,FBR!$D1934+1)*INDEX(ID!$M$35:$M$46,$B1934),0)","v":0},{"$f":"IF(I1934=\"w\",INDEX(ID!$N$8:$N$31,FBR!$D1934+1)*INDEX(ID!$N$35:$N$46,$B1934),0)","v":27},null,0,15.94618981215651,0,0]
[1925,3,22,4,81,12,"2014-03-22",7,"w",null,{"$f":"IF(I1935=\"h\",INDEX(ID!$K$8:$K$31,FBR!$D1935+1)*INDEX(ID!$K$35:$K$46,$B1935),0)","v":0},{"$f":"IF(I1935=\"w\",INDEX(ID!$L$8:$L$31,FBR!$D1935+1)*INDEX(ID!$L$35:$L$46,$B1935),0)","v":27},{"$f":"IF(I1935=\"h\",INDEX(ID!$M$8:$M$31,FBR!$D1935+1)*INDEX(ID!$M$35:$M$46,$B1935),0)","v":0},{"$f":"IF(I1935=\"w\",INDEX(ID!$N$8:$N$31,FBR!$D1935+1)*INDEX(ID!$N$35:$N$46,$B1935),0)","v":27},null,0,15.94618981215651,0,0]
[1926,3,22,5,81,12,"2014-03-22",7,"w",null,{"$f":"IF(I1936=\"h\",INDEX(ID!$K$8:$K$31,FBR!$D1936+1)*INDEX(ID!$K$35:$K$46,$B1936),0)","v":0},{"$f":"IF(I1936=\"w\",INDEX(ID!$L$8:$L$31,FBR!$D1936+1)*INDEX(ID!$L$35:$L$46,$B1936),0)","v":27},{"$f":"IF(I1936=\"h\",INDEX(ID!$M$8:$M$31,FBR!$D1936+1)*INDEX(ID!$M$35:$M$46,$B1936),0)","v":0},{"$f":"IF(I1936=\"w\",INDEX(ID!$N$8:$N$31,FBR!$D1936+1)*INDEX(ID!$N$35:$N$46,$B1936),0)","v":27},null,0,15.94618981215651,0,0]
[1927,3,22,6,81,12,"2014-03-22",7,"w",null,{"$f":"IF(I1937=\"h\",INDEX(ID!$K$8:$K$31,FBR!$D1937+1)*INDEX(ID!$K$35:$K$46,$B1937),0)","v":0},{"$f":"IF(I1937=\"w\",INDEX(ID!$L$8:$L$31,FBR!$D1937+1)*INDEX(ID!$L$35:$L$46,$B1937),0)","v":29},{"$f":"IF(I1937=\"h\",INDEX(ID!$M$8:$M$31,FBR!$D1937+1)*INDEX(ID!$M$35:$M$46,$B1937),0)","v":0},{"$f":"IF(I1937=\"w\",INDEX(ID!$N$8:$N$31,FBR!$D1937+1)*INDEX(ID!$N$35:$N$46,$B1937),0)","v":29},null,0,17.127389057501436,0,0]
[1928,3,22,7,81,12,"2014-03-22",7,"w",null,{"$f":"IF(I1938=\"h\",INDEX(ID!$K$8:$K$31,FBR!$D1938+1)*INDEX(ID!$K$35:$K$46,$B1938),0)","v":0},{"$f":"IF(I1938=\"w\",INDEX(ID!$L$8:$L$31,FBR!$D1938+1)*INDEX(ID!$L$35:$L$46,$B1938),0)","v":32},{"$f":"IF(I1938=\"h\",INDEX(ID!$M$8:$M$31,FBR!$D1938+1)*INDEX(ID!$M$35:$M$46,$B1938),0)","v":0},{"$f":"IF(I1938=\"w\",INDEX(ID!$N$8:$N$31,FBR!$D1938+1)*INDEX(ID!$N$35:$N$46,$B1938),0)","v":32},null,0,18.899187925518824,0,0]
[1929,3,22,8,81,12,"2014-03-22",7,"w",null,{"$f":"IF(I1939=\"h\",INDEX(ID!$K$8:$K$31,FBR!$D1939+1)*INDEX(ID!$K$35:$K$46,$B1939),0)","v":0},{"$f":"IF(I1939=\"w\",INDEX(ID!$L$8:$L$31,FBR!$D1939+1)*INDEX(ID!$L$35:$L$46,$B1939),0)","v":35},{"$f":"IF(I1939=\"h\",INDEX(ID!$M$8:$M$31,FBR!$D1939+1)*INDEX(ID!$M$35:$M$46,$B1939),0)","v":0},{"$f":"IF(I1939=\"w\",INDEX(ID!$N$8:$N$31,FBR!$D1939+1)*INDEX(ID!$N$35:$N$46,$B1939),0)","v":35},null,0,20.670986793536215,0,0]
[1930,3,22,9,81,12,"2014-03-22",7,"w",null,{"$f":"IF(I1940=\"h\",INDEX(ID!$K$8:$K$31,FBR!$D1940+1)*INDEX(ID!$K$35:$K$46,$B1940),0)","v":0},{"$f":"IF(I1940=\"w\",INDEX(ID!$L$8:$L$31,FBR!$D1940+1)*INDEX(ID!$L$35:$L$46,$B1940),0)","v":38},{"$f":"IF(I1940=\"h\",INDEX(ID!$M$8:$M$31,FBR!$D1940+1)*INDEX(ID!$M$35:$M$46,$B1940),0)","v":0},{"$f":"IF(I1940=\"w\",INDEX(ID!$N$8:$N$31,FBR!$D1940+1)*INDEX(ID!$N$35:$N$46,$B1940),0)","v":38},null,0,22.442785661553604,0,0]
[1931,3,22,10,81,12,"2014-03-22",7,"w",null,{"$f":"IF(I1941=\"h\",INDEX(ID!$K$8:$K$31,FBR!$D1941+1)*INDEX(ID!$K$35:$K$46,$B1941),0)","v":0},{"$f":"IF(I1941=\"w\",INDEX(ID!$L$8:$L$31,FBR!$D1941+1)*INDEX(ID!$L$35:$L$46,$B1941),0)","v":40},{"$f":"IF(I1941=\"h\",INDEX(ID!$M$8:$M$31,FBR!$D1941+1)*INDEX(ID!$M$35:$M$46,$B1941),0)","v":0},{"$f":"IF(I1941=\"w\",INDEX(ID!$N$8:$N$31,FBR!$D1941+1)*INDEX(ID!$N$35:$N$46,$B1941),0)","v":40},null,0,23.623984906898531,0,0]
[1932,3,22,11,81,12,"2014-03-22",7,"w",null,{"$f":"IF(I1942=\"h\",INDEX(ID!$K$8:$K$31,FBR!$D1942+1)*INDEX(ID!$K$35:$K$46,$B1942),0)","v":0},{"$f":"IF(I1942=\"w\",INDEX(ID!$L$8:$L$31,FBR!$D1942+1)*INDEX(ID!$L$35:$L$46,$B1942),0)","v":42},{"$f":"IF(I1942=\"h\",INDEX(ID!$M$8:$M$31,FBR!$D1942+1)*INDEX(ID!$M$35:$M$46,$B1942),0)","v":0},{"$f":"IF(I1942=\"w\",INDEX(ID!$N$8:$N$31,FBR!$D1942+1)*INDEX(ID!$N$35:$N$46,$B1942),0)","v":42},null,0,24.805184152243459,0,0]
[1933,3,22,12,81,12,"2014-03-22",7,"w",null,{"$f":"IF(I1943=\"h\",INDEX(ID!$K$8:$K$31,FBR!$D1943+1)*INDEX(ID!$K$35:$K$46,$B1943),0)","v":0},{"$f":"IF(I1943=\"w\",INDEX(ID!$L$8:$L$31,FBR!$D1943+1)*INDEX(ID!$L$35:$L$46,$B1943),0)","v":43},{"$f":"IF(I1943=\"h\",INDEX(ID!$M$8:$M$31,FBR!$D1943+1)*INDEX(ID!$M$35:$M$46,$B1943),0)","v":0},{"$f":"IF(I1943=\"w\",INDEX(ID!$N$8:$N$31,FBR!$D1943+1)*INDEX(ID!$N$35:$N$46,$B1943),0)","v":43},null,0,25.395783774915923,0,0]
[1934,3,22,13,81,12,"2014-03-22",7,"w",null,{"$f":"IF(I1944=\"h\",INDEX(ID!$K$8:$K$31,FBR!$D1944+1)*INDEX(ID!$K$35:$K$46,$B1944),0)","v":0},{"$f":"IF(I1944=\"w\",INDEX(ID!$L$8:$L$31,FBR!$D1944+1)*INDEX(ID!$L$35:$L$46,$B1944),0)","v":44},{"$f":"IF(I1944=\"h\",INDEX(ID!$M$8:$M$31,FBR!$D1944+1)*INDEX(ID!$M$35:$M$46,$B1944),0)","v":0},{"$f":"IF(I1944=\"w\",INDEX(ID!$N$8:$N$31,FBR!$D1944+1)*INDEX(ID!$N$35:$N$46,$B1944),0)","v":44},null,0,25.986383397588384,0,0]
[1935,3,22,14,81,12,"2014-03-22",7,"w",null,{"$f":"IF(I1945=\"h\",INDEX(ID!$K$8:$K$31,FBR!$D1945+1)*INDEX(ID!$K$35:$K$46,$B1945),0)","v":0},{"$f":"IF(I1945=\"w\",INDEX(ID!$L$8:$L$31,FBR!$D1945+1)*INDEX(ID!$L$35:$L$46,$B1945),0)","v":47},{"$f":"IF(I1945=\"h\",INDEX(ID!$M$8:$M$31,FBR!$D1945+1)*INDEX(ID!$M$35:$M$46,$B1945),0)","v":0},{"$f":"IF(I1945=\"w\",INDEX(ID!$N$8:$N$31,FBR!$D1945+1)*INDEX(ID!$N$35:$N$46,$B1945),0)","v":47},null,0,27.758182265605775,0,0]
[1936,3,22,15,81,12,"2014-03-22",7,"w",null,{"$f":"IF(I1946=\"h\",INDEX(ID!$K$8:$K$31,FBR!$D1946+1)*INDEX(ID!$K$35:$K$46,$B1946),0)","v":0},{"$f":"IF(I1946=\"w\",INDEX(ID!$L$8:$L$31,FBR!$D1946+1)*INDEX(ID!$L$35:$L$46,$B1946),0)","v":50},{"$f":"IF(I1946=\"h\",INDEX(ID!$M$8:$M$31,FBR!$D1946+1)*INDEX(ID!$M$35:$M$46,$B1946),0)","v":0},{"$f":"IF(I1946=\"w\",INDEX(ID!$N$8:$N$31,FBR!$D1946+1)*INDEX(ID!$N$35:$N$46,$B1946),0)","v":50},null,0,29.529981133623163,0,0]
[1937,3,22,16,81,12,"2014-03-22",7,"w",null,{"$f":"IF(I1947=\"h\",INDEX(ID!$K$8:$K$31,FBR!$D1947+1)*INDEX(ID!$K$35:$K$46,$B1947),0)","v":0},{"$f":"IF(I1947=\"w\",INDEX(ID!$L$8:$L$31,FBR!$D1947+1)*INDEX(ID!$L$35:$L$46,$B1947),0)","v":53},{"$f":"IF(I1947=\"h\",INDEX(ID!$M$8:$M$31,FBR!$D1947+1)*INDEX(ID!$M$35:$M$46,$B1947),0)","v":0},{"$f":"IF(I1947=\"w\",INDEX(ID!$N$8:$N$31,FBR!$D1947+1)*INDEX(ID!$N$35:$N$46,$B1947),0)","v":53},null,0,31.301780001640555,0,0]
[1938,3,22,17,81,12,"2014-03-22",7,"w",null,{"$f":"IF(I1948=\"h\",INDEX(ID!$K$8:$K$31,FBR!$D1948+1)*INDEX(ID!$K$35:$K$46,$B1948),0)","v":0},{"$f":"IF(I1948=\"w\",INDEX(ID!$L$8:$L$31,FBR!$D1948+1)*INDEX(ID!$L$35:$L$46,$B1948),0)","v":62},{"$f":"IF(I1948=\"h\",INDEX(ID!$M$8:$M$31,FBR!$D1948+1)*INDEX(ID!$M$35:$M$46,$B1948),0)","v":0},{"$f":"IF(I1948=\"w\",INDEX(ID!$N$8:$N$31,FBR!$D1948+1)*INDEX(ID!$N$35:$N$46,$B1948),0)","v":62},null,0,36.617176605692727,0,0]
[1939,3,22,18,81,12,"2014-03-22",7,"w",null,{"$f":"IF(I1949=\"h\",INDEX(ID!$K$8:$K$31,FBR!$D1949+1)*INDEX(ID!$K$35:$K$46,$B1949),0)","v":0},{"$f":"IF(I1949=\"w\",INDEX(ID!$L$8:$L$31,FBR!$D1949+1)*INDEX(ID!$L$35:$L$46,$B1949),0)","v":65},{"$f":"IF(I1949=\"h\",INDEX(ID!$M$8:$M$31,FBR!$D1949+1)*INDEX(ID!$M$35:$M$46,$B1949),0)","v":0},{"$f":"IF(I1949=\"w\",INDEX(ID!$N$8:$N$31,FBR!$D1949+1)*INDEX(ID!$N$35:$N$46,$B1949),0)","v":65},null,0,38.388975473710111,0,0]
[1940,3,22,19,81,12,"2014-03-22",7,"w",null,{"$f":"IF(I1950=\"h\",INDEX(ID!$K$8:$K$31,FBR!$D1950+1)*INDEX(ID!$K$35:$K$46,$B1950),0)","v":0},{"$f":"IF(I1950=\"w\",INDEX(ID!$L$8:$L$31,FBR!$D1950+1)*INDEX(ID!$L$35:$L$46,$B1950),0)","v":60},{"$f":"IF(I1950=\"h\",INDEX(ID!$M$8:$M$31,FBR!$D1950+1)*INDEX(ID!$M$35:$M$46,$B1950),0)","v":0},{"$f":"IF(I1950=\"w\",INDEX(ID!$N$8:$N$31,FBR!$D1950+1)*INDEX(ID!$N$35:$N$46,$B1950),0)","v":60},null,0,35.435977360347799,0,0]
[1941,3,22,20,81,12,"2014-03-22",7,"w",null,{"$f":"IF(I1951=\"h\",INDEX(ID!$K$8:$K$31,FBR!$D1951+1)*INDEX(ID!$K$35:$K$46,$B1951),0)","v":0},{"$f":"IF(I1951=\"w\",INDEX(ID!$L$8:$L$31,FBR!$D1951+1)*INDEX(ID!$L$35:$L$46,$B1951),0)","v":53},{"$f":"IF(I1951=\"h\",INDEX(ID!$M$8:$M$31,FBR!$D1951+1)*INDEX(ID!$M$35:$M$46,$B1951),0)","v":0},{"$f":"IF(I1951=\"w\",INDEX(ID!$N$8:$N$31,FBR!$D1951+1)*INDEX(ID!$N$35:$N$46,$B1951),0)","v":53},null,0,31.301780001640555,0,0]
[1942,3,22,21,81,12,"2014-03-22",7,"w",null,{"$f":"IF(I1952=\"h\",INDEX(ID!$K$8:$K$31,FBR!$D1952+1)*INDEX(ID!$K$35:$K$46,$B1952),0)","v":0},{"$f":"IF(I1952=\"w\",INDEX(ID!$L$8:$L$31,FBR!$D1952+1)*INDEX(ID!$L$35:$L$46,$B1952),0)","v":50},{"$f":"IF(I1952=\"h\",INDEX(ID!$M$8:$M$31,FBR!$D1952+1)*INDEX(ID!$M$35:$M$46,$B1952),0)","v":0},{"$f":"IF(I1952=\"w\",INDEX(ID!$N$8:$N$31,FBR!$D1952+1)*INDEX(ID!$N$35:$N$46,$B1952),0)","v":50},null,0,29.529981133623163,0,0]
[1943,3,22,22,81,12,"2014-03-22",7,"w",null,{"$f":"IF(I1953=\"h\",INDEX(ID!$K$8:$K$31,FBR!$D1953+1)*INDEX(ID!$K$35:$K$46,$B1953),0)","v":0},{"$f":"IF(I1953=\"w\",INDEX(ID!$L$8:$L$31,FBR!$D1953+1)*INDEX(ID!$L$35:$L$46,$B1953),0)","v":45},{"$f":"IF(I1953=\"h\",INDEX(ID!$M$8:$M$31,FBR!$D1953+1)*INDEX(ID!$M$35:$M$46,$B1953),0)","v":0},{"$f":"IF(I1953=\"w\",INDEX(ID!$N$8:$N$31,FBR!$D1953+1)*INDEX(ID!$N$35:$N$46,$B1953),0)","v":45},null,0,26.576983020260847,0,0]
[1944,3,22,23,81,12,"2014-03-22",7,"w",null,{"$f":"IF(I1954=\"h\",INDEX(ID!$K$8:$K$31,FBR!$D1954+1)*INDEX(ID!$K$35:$K$46,$B1954),0)","v":0},{"$f":"IF(I1954=\"w\",INDEX(ID!$L$8:$L$31,FBR!$D1954+1)*INDEX(ID!$L$35:$L$46,$B1954),0)","v":40},{"$f":"IF(I1954=\"h\",INDEX(ID!$M$8:$M$31,FBR!$D1954+1)*INDEX(ID!$M$35:$M$46,$B1954),0)","v":0},{"$f":"IF(I1954=\"w\",INDEX(ID!$N$8:$N$31,FBR!$D1954+1)*INDEX(ID!$N$35:$N$46,$B1954),0)","v":40},null,0,23.623984906898531,0,0]
[1945,3,23,0,82,12,"2014-03-23",1,"h",null,{"$f":"IF(I1955=\"h\",INDEX(ID!$K$8:$K$31,FBR!$D1955+1)*INDEX(ID!$K$35:$K$46,$B1955),0)","v":35},{"$f":"IF(I1955=\"w\",INDEX(ID!$L$8:$L$31,FBR!$D1955+1)*INDEX(ID!$L$35:$L$46,$B1955),0)","v":0},{"$f":"IF(I1955=\"h\",INDEX(ID!$M$8:$M$31,FBR!$D1955+1)*INDEX(ID!$M$35:$M$46,$B1955),0)","v":35},{"$f":"IF(I1955=\"w\",INDEX(ID!$N$8:$N$31,FBR!$D1955+1)*INDEX(ID!$N$35:$N$46,$B1955),0)","v":0},null,20.670986793536215,0,0,0]
[1946,3,23,1,{"$f":"E1932+1","v":82},12,"2014-03-23",1,"h",null,{"$f":"IF(I1956=\"h\",INDEX(ID!$K$8:$K$31,FBR!$D1956+1)*INDEX(ID!$K$35:$K$46,$B1956),0)","v":30},{"$f":"IF(I1956=\"w\",INDEX(ID!$L$8:$L$31,FBR!$D1956+1)*INDEX(ID!$L$35:$L$46,$B1956),0)","v":0},{"$f":"IF(I1956=\"h\",INDEX(ID!$M$8:$M$31,FBR!$D1956+1)*INDEX(ID!$M$35:$M$46,$B1956),0)","v":30},{"$f":"IF(I1956=\"w\",INDEX(ID!$N$8:$N$31,FBR!$D1956+1)*INDEX(ID!$N$35:$N$46,$B1956),0)","v":0},null,17.717988680173899,0,0,0]
[1947,3,23,2,82,12,"2014-03-23",1,"h",null,{"$f":"IF(I1957=\"h\",INDEX(ID!$K$8:$K$31,FBR!$D1957+1)*INDEX(ID!$K$35:$K$46,$B1957),0)","v":28},{"$f":"IF(I1957=\"w\",INDEX(ID!$L$8:$L$31,FBR!$D1957+1)*INDEX(ID!$L$35:$L$46,$B1957),0)","v":0},{"$f":"IF(I1957=\"h\",INDEX(ID!$M$8:$M$31,FBR!$D1957+1)*INDEX(ID!$M$35:$M$46,$B1957),0)","v":28},{"$f":"IF(I1957=\"w\",INDEX(ID!$N$8:$N$31,FBR!$D1957+1)*INDEX(ID!$N$35:$N$46,$B1957),0)","v":0},null,16.536789434828972,0,0,0]
[1948,3,23,3,82,12,"2014-03-23",1,"h",null,{"$f":"IF(I1958=\"h\",INDEX(ID!$K$8:$K$31,FBR!$D1958+1)*INDEX(ID!$K$35:$K$46,$B1958),0)","v":27},{"$f":"IF(I1958=\"w\",INDEX(ID!$L$8:$L$31,FBR!$D1958+1)*INDEX(ID!$L$35:$L$46,$B1958),0)","v":0},{"$f":"IF(I1958=\"h\",INDEX(ID!$M$8:$M$31,FBR!$D1958+1)*INDEX(ID!$M$35:$M$46,$B1958),0)","v":27},{"$f":"IF(I1958=\"w\",INDEX(ID!$N$8:$N$31,FBR!$D1958+1)*INDEX(ID!$N$35:$N$46,$B1958),0)","v":0},null,15.94618981215651,0,0,0]
[1949,3,23,4,82,12,"2014-03-23",1,"h",null,{"$f":"IF(I1959=\"h\",INDEX(ID!$K$8:$K$31,FBR!$D1959+1)*INDEX(ID!$K$35:$K$46,$B1959),0)","v":27},{"$f":"IF(I1959=\"w\",INDEX(ID!$L$8:$L$31,FBR!$D1959+1)*INDEX(ID!$L$35:$L$46,$B1959),0)","v":0},{"$f":"IF(I1959=\"h\",INDEX(ID!$M$8:$M$31,FBR!$D1959+1)*INDEX(ID!$M$35:$M$46,$B1959),0)","v":27},{"$f":"IF(I1959=\"w\",INDEX(ID!$N$8:$N$31,FBR!$D1959+1)*INDEX(ID!$N$35:$N$46,$B1959),0)","v":0},null,15.94618981215651,0,0,0]
[1950,3,23,5,82,12,"2014-03-23",1,"h",null,{"$f":"IF(I1960=\"h\",INDEX(ID!$K$8:$K$31,FBR!$D1960+1)*INDEX(ID!$K$35:$K$46,$B1960),0)","v":27},{"$f":"IF(I1960=\"w\",INDEX(ID!$L$8:$L$31,FBR!$D1960+1)*INDEX(ID!$L$35:$L$46,$B1960),0)","v":0},{"$f":"IF(I1960=\"h\",INDEX(ID!$M$8:$M$31,FBR!$D1960+1)*INDEX(ID!$M$35:$M$46,$B1960),0)","v":27},{"$f":"IF(I1960=\"w\",INDEX(ID!$N$8:$N$31,FBR!$D1960+1)*INDEX(ID!$N$35:$N$46,$B1960),0)","v":0},null,15.94618981215651,0,0,0]
[1951,3,23,6,82,12,"2014-03-23",1,"h",null,{"$f":"IF(I1961=\"h\",INDEX(ID!$K$8:$K$31,FBR!$D1961+1)*INDEX(ID!$K$35:$K$46,$B1961),0)","v":29},{"$f":"IF(I1961=\"w\",INDEX(ID!$L$8:$L$31,FBR!$D1961+1)*INDEX(ID!$L$35:$L$46,$B1961),0)","v":0},{"$f":"IF(I1961=\"h\",INDEX(ID!$M$8:$M$31,FBR!$D1961+1)*INDEX(ID!$M$35:$M$46,$B1961),0)","v":29},{"$f":"IF(I1961=\"w\",INDEX(ID!$N$8:$N$31,FBR!$D1961+1)*INDEX(ID!$N$35:$N$46,$B1961),0)","v":0},null,17.127389057501436,0,0,0]
[1952,3,23,7,82,12,"2014-03-23",1,"h",null,{"$f":"IF(I1962=\"h\",INDEX(ID!$K$8:$K$31,FBR!$D1962+1)*INDEX(ID!$K$35:$K$46,$B1962),0)","v":32},{"$f":"IF(I1962=\"w\",INDEX(ID!$L$8:$L$31,FBR!$D1962+1)*INDEX(ID!$L$35:$L$46,$B1962),0)","v":0},{"$f":"IF(I1962=\"h\",INDEX(ID!$M$8:$M$31,FBR!$D1962+1)*INDEX(ID!$M$35:$M$46,$B1962),0)","v":32},{"$f":"IF(I1962=\"w\",INDEX(ID!$N$8:$N$31,FBR!$D1962+1)*INDEX(ID!$N$35:$N$46,$B1962),0)","v":0},null,18.899187925518824,0,0,0]
[1953,3,23,8,82,12,"2014-03-23",1,"h",null,{"$f":"IF(I1963=\"h\",INDEX(ID!$K$8:$K$31,FBR!$D1963+1)*INDEX(ID!$K$35:$K$46,$B1963),0)","v":35},{"$f":"IF(I1963=\"w\",INDEX(ID!$L$8:$L$31,FBR!$D1963+1)*INDEX(ID!$L$35:$L$46,$B1963),0)","v":0},{"$f":"IF(I1963=\"h\",INDEX(ID!$M$8:$M$31,FBR!$D1963+1)*INDEX(ID!$M$35:$M$46,$B1963),0)","v":35},{"$f":"IF(I1963=\"w\",INDEX(ID!$N$8:$N$31,FBR!$D1963+1)*INDEX(ID!$N$35:$N$46,$B1963),0)","v":0},null,20.670986793536215,0,0,0]
[1954,3,23,9,82,12,"2014-03-23",1,"h",null,{"$f":"IF(I1964=\"h\",INDEX(ID!$K$8:$K$31,FBR!$D1964+1)*INDEX(ID!$K$35:$K$46,$B1964),0)","v":38},{"$f":"IF(I1964=\"w\",INDEX(ID!$L$8:$L$31,FBR!$D1964+1)*INDEX(ID!$L$35:$L$46,$B1964),0)","v":0},{"$f":"IF(I1964=\"h\",INDEX(ID!$M$8:$M$31,FBR!$D1964+1)*INDEX(ID!$M$35:$M$46,$B1964),0)","v":38},{"$f":"IF(I1964=\"w\",INDEX(ID!$N$8:$N$31,FBR!$D1964+1)*INDEX(ID!$N$35:$N$46,$B1964),0)","v":0},null,22.442785661553604,0,0,0]
[1955,3,23,10,82,12,"2014-03-23",1,"h",null,{"$f":"IF(I1965=\"h\",INDEX(ID!$K$8:$K$31,FBR!$D1965+1)*INDEX(ID!$K$35:$K$46,$B1965),0)","v":40},{"$f":"IF(I1965=\"w\",INDEX(ID!$L$8:$L$31,FBR!$D1965+1)*INDEX(ID!$L$35:$L$46,$B1965),0)","v":0},{"$f":"IF(I1965=\"h\",INDEX(ID!$M$8:$M$31,FBR!$D1965+1)*INDEX(ID!$M$35:$M$46,$B1965),0)","v":40},{"$f":"IF(I1965=\"w\",INDEX(ID!$N$8:$N$31,FBR!$D1965+1)*INDEX(ID!$N$35:$N$46,$B1965),0)","v":0},null,23.623984906898531,0,0,0]
[1956,3,23,11,82,12,"2014-03-23",1,"h",null,{"$f":"IF(I1966=\"h\",INDEX(ID!$K$8:$K$31,FBR!$D1966+1)*INDEX(ID!$K$35:$K$46,$B1966),0)","v":42},{"$f":"IF(I1966=\"w\",INDEX(ID!$L$8:$L$31,FBR!$D1966+1)*INDEX(ID!$L$35:$L$46,$B1966),0)","v":0},{"$f":"IF(I1966=\"h\",INDEX(ID!$M$8:$M$31,FBR!$D1966+1)*INDEX(ID!$M$35:$M$46,$B1966),0)","v":42},{"$f":"IF(I1966=\"w\",INDEX(ID!$N$8:$N$31,FBR!$D1966+1)*INDEX(ID!$N$35:$N$46,$B1966),0)","v":0},null,24.805184152243459,0,0,0]
[1957,3,23,12,82,12,"2014-03-23",1,"h",null,{"$f":"IF(I1967=\"h\",INDEX(ID!$K$8:$K$31,FBR!$D1967+1)*INDEX(ID!$K$35:$K$46,$B1967),0)","v":43},{"$f":"IF(I1967=\"w\",INDEX(ID!$L$8:$L$31,FBR!$D1967+1)*INDEX(ID!$L$35:$L$46,$B1967),0)","v":0},{"$f":"IF(I1967=\"h\",INDEX(ID!$M$8:$M$31,FBR!$D1967+1)*INDEX(ID!$M$35:$M$46,$B1967),0)","v":43},{"$f":"IF(I1967=\"w\",INDEX(ID!$N$8:$N$31,FBR!$D1967+1)*INDEX(ID!$N$35:$N$46,$B1967),0)","v":0},null,25.395783774915923,0,0,0]
[1958,3,23,13,82,12,"2014-03-23",1,"h",null,{"$f":"IF(I1968=\"h\",INDEX(ID!$K$8:$K$31,FBR!$D1968+1)*INDEX(ID!$K$35:$K$46,$B1968),0)","v":44},{"$f":"IF(I1968=\"w\",INDEX(ID!$L$8:$L$31,FBR!$D1968+1)*INDEX(ID!$L$35:$L$46,$B1968),0)","v":0},{"$f":"IF(I1968=\"h\",INDEX(ID!$M$8:$M$31,FBR!$D1968+1)*INDEX(ID!$M$35:$M$46,$B1968),0)","v":44},{"$f":"IF(I1968=\"w\",INDEX(ID!$N$8:$N$31,FBR!$D1968+1)*INDEX(ID!$N$35:$N$46,$B1968),0)","v":0},null,25.986383397588384,0,0,0]
[1959,3,23,14,82,12,"2014-03-23",1,"h",null,{"$f":"IF(I1969=\"h\",INDEX(ID!$K$8:$K$31,FBR!$D1969+1)*INDEX(ID!$K$35:$K$46,$B1969),0)","v":47},{"$f":"IF(I1969=\"w\",INDEX(ID!$L$8:$L$31,FBR!$D1969+1)*INDEX(ID!$L$35:$L$46,$B1969),0)","v":0},{"$f":"IF(I1969=\"h\",INDEX(ID!$M$8:$M$31,FBR!$D1969+1)*INDEX(ID!$M$35:$M$46,$B1969),0)","v":47},{"$f":"IF(I1969=\"w\",INDEX(ID!$N$8:$N$31,FBR!$D1969+1)*INDEX(ID!$N$35:$N$46,$B1969),0)","v":0},null,27.758182265605775,0,0,0]
[1960,3,23,15,82,12,"2014-03-23",1,"h",null,{"$f":"IF(I1970=\"h\",INDEX(ID!$K$8:$K$31,FBR!$D1970+1)*INDEX(ID!$K$35:$K$46,$B1970),0)","v":50},{"$f":"IF(I1970=\"w\",INDEX(ID!$L$8:$L$31,FBR!$D1970+1)*INDEX(ID!$L$35:$L$46,$B1970),0)","v":0},{"$f":"IF(I1970=\"h\",INDEX(ID!$M$8:$M$31,FBR!$D1970+1)*INDEX(ID!$M$35:$M$46,$B1970),0)","v":50},{"$f":"IF(I1970=\"w\",INDEX(ID!$N$8:$N$31,FBR!$D1970+1)*INDEX(ID!$N$35:$N$46,$B1970),0)","v":0},null,29.529981133623163,0,0,0]
[1961,3,23,16,82,12,"2014-03-23",1,"h",null,{"$f":"IF(I1971=\"h\",INDEX(ID!$K$8:$K$31,FBR!$D1971+1)*INDEX(ID!$K$35:$K$46,$B1971),0)","v":53},{"$f":"IF(I1971=\"w\",INDEX(ID!$L$8:$L$31,FBR!$D1971+1)*INDEX(ID!$L$35:$L$46,$B1971),0)","v":0},{"$f":"IF(I1971=\"h\",INDEX(ID!$M$8:$M$31,FBR!$D1971+1)*INDEX(ID!$M$35:$M$46,$B1971),0)","v":53},{"$f":"IF(I1971=\"w\",INDEX(ID!$N$8:$N$31,FBR!$D1971+1)*INDEX(ID!$N$35:$N$46,$B1971),0)","v":0},null,31.301780001640555,0,0,0]
[1962,3,23,17,82,{"$f":"F1804+1","v":12},"2014-03-23",1,"h",null,{"$f":"IF(I1972=\"h\",INDEX(ID!$K$8:$K$31,FBR!$D1972+1)*INDEX(ID!$K$35:$K$46,$B1972),0)","v":62},{"$f":"IF(I1972=\"w\",INDEX(ID!$L$8:$L$31,FBR!$D1972+1)*INDEX(ID!$L$35:$L$46,$B1972),0)","v":0},{"$f":"IF(I1972=\"h\",INDEX(ID!$M$8:$M$31,FBR!$D1972+1)*INDEX(ID!$M$35:$M$46,$B1972),0)","v":62},{"$f":"IF(I1972=\"w\",INDEX(ID!$N$8:$N$31,FBR!$D1972+1)*INDEX(ID!$N$35:$N$46,$B1972),0)","v":0},null,36.617176605692727,0,0,0]
[1963,3,23,18,82,12,"2014-03-23",1,"h",null,{"$f":"IF(I1973=\"h\",INDEX(ID!$K$8:$K$31,FBR!$D1973+1)*INDEX(ID!$K$35:$K$46,$B1973),0)","v":65},{"$f":"IF(I1973=\"w\",INDEX(ID!$L$8:$L$31,FBR!$D1973+1)*INDEX(ID!$L$35:$L$46,$B1973),0)","v":0},{"$f":"IF(I1973=\"h\",INDEX(ID!$M$8:$M$31,FBR!$D1973+1)*INDEX(ID!$M$35:$M$46,$B1973),0)","v":65},{"$f":"IF(I1973=\"w\",INDEX(ID!$N$8:$N$31,FBR!$D1973+1)*INDEX(ID!$N$35:$N$46,$B1973),0)","v":0},null,38.388975473710111,0,0,0]
[1964,3,23,19,82,12,"2014-03-23",1,"h",null,{"$f":"IF(I1974=\"h\",INDEX(ID!$K$8:$K$31,FBR!$D1974+1)*INDEX(ID!$K$35:$K$46,$B1974),0)","v":60},{"$f":"IF(I1974=\"w\",INDEX(ID!$L$8:$L$31,FBR!$D1974+1)*INDEX(ID!$L$35:$L$46,$B1974),0)","v":0},{"$f":"IF(I1974=\"h\",INDEX(ID!$M$8:$M$31,FBR!$D1974+1)*INDEX(ID!$M$35:$M$46,$B1974),0)","v":60},{"$f":"IF(I1974=\"w\",INDEX(ID!$N$8:$N$31,FBR!$D1974+1)*INDEX(ID!$N$35:$N$46,$B1974),0)","v":0},null,35.435977360347799,0,0,0]
[1965,3,23,20,82,12,"2014-03-23",1,"h",null,{"$f":"IF(I1975=\"h\",INDEX(ID!$K$8:$K$31,FBR!$D1975+1)*INDEX(ID!$K$35:$K$46,$B1975),0)","v":53},{"$f":"IF(I1975=\"w\",INDEX(ID!$L$8:$L$31,FBR!$D1975+1)*INDEX(ID!$L$35:$L$46,$B1975),0)","v":0},{"$f":"IF(I1975=\"h\",INDEX(ID!$M$8:$M$31,FBR!$D1975+1)*INDEX(ID!$M$35:$M$46,$B1975),0)","v":53},{"$f":"IF(I1975=\"w\",INDEX(ID!$N$8:$N$31,FBR!$D1975+1)*INDEX(ID!$N$35:$N$46,$B1975),0)","v":0},null,31.301780001640555,0,0,0]
[1966,3,23,21,82,12,"2014-03-23",1,"h",null,{"$f":"IF(I1976=\"h\",INDEX(ID!$K$8:$K$31,FBR!$D1976+1)*INDEX(ID!$K$35:$K$46,$B1976),0)","v":50},{"$f":"IF(I1976=\"w\",INDEX(ID!$L$8:$L$31,FBR!$D1976+1)*INDEX(ID!$L$35:$L$46,$B1976),0)","v":0},{"$f":"IF(I1976=\"h\",INDEX(ID!$M$8:$M$31,FBR!$D1976+1)*INDEX(ID!$M$35:$M$46,$B1976),0)","v":50},{"$f":"IF(I1976=\"w\",INDEX(ID!$N$8:$N$31,FBR!$D1976+1)*INDEX(ID!$N$35:$N$46,$B1976),0)","v":0},null,29.529981133623163,0,0,0]
[1967,3,23,22,82,12,"2014-03-23",1,"h",null,{"$f":"IF(I1977=\"h\",INDEX(ID!$K$8:$K$31,FBR!$D1977+1)*INDEX(ID!$K$35:$K$46,$B1977),0)","v":45},{"$f":"IF(I1977=\"w\",INDEX(ID!$L$8:$L$31,FBR!$D1977+1)*INDEX(ID!$L$35:$L$46,$B1977),0)","v":0},{"$f":"IF(I1977=\"h\",INDEX(ID!$M$8:$M$31,FBR!$D1977+1)*INDEX(ID!$M$35:$M$46,$B1977),0)","v":45},{"$f":"IF(I1977=\"w\",INDEX(ID!$N$8:$N$31,FBR!$D1977+1)*INDEX(ID!$N$35:$N$46,$B1977),0)","v":0},null,26.576983020260847,0,0,0]
[1968,3,23,23,82,12,"2014-03-23",1,"h",null,{"$f":"IF(I1978=\"h\",INDEX(ID!$K$8:$K$31,FBR!$D1978+1)*INDEX(ID!$K$35:$K$46,$B1978),0)","v":40},{"$f":"IF(I1978=\"w\",INDEX(ID!$L$8:$L$31,FBR!$D1978+1)*INDEX(ID!$L$35:$L$46,$B1978),0)","v":0},{"$f":"IF(I1978=\"h\",INDEX(ID!$M$8:$M$31,FBR!$D1978+1)*INDEX(ID!$M$35:$M$46,$B1978),0)","v":40},{"$f":"IF(I1978=\"w\",INDEX(ID!$N$8:$N$31,FBR!$D1978+1)*INDEX(ID!$N$35:$N$46,$B1978),0)","v":0},null,23.623984906898531,0,0,0]
[1969,3,24,0,83,12,"2014-03-24",2,"h",null,{"$f":"IF(I1979=\"h\",INDEX(ID!$K$8:$K$31,FBR!$D1979+1)*INDEX(ID!$K$35:$K$46,$B1979),0)","v":35},{"$f":"IF(I1979=\"w\",INDEX(ID!$L$8:$L$31,FBR!$D1979+1)*INDEX(ID!$L$35:$L$46,$B1979),0)","v":0},{"$f":"IF(I1979=\"h\",INDEX(ID!$M$8:$M$31,FBR!$D1979+1)*INDEX(ID!$M$35:$M$46,$B1979),0)","v":35},{"$f":"IF(I1979=\"w\",INDEX(ID!$N$8:$N$31,FBR!$D1979+1)*INDEX(ID!$N$35:$N$46,$B1979),0)","v":0},null,20.670986793536215,0,0,0]
[1970,3,24,1,83,12,"2014-03-24",2,"h",null,{"$f":"IF(I1980=\"h\",INDEX(ID!$K$8:$K$31,FBR!$D1980+1)*INDEX(ID!$K$35:$K$46,$B1980),0)","v":30},{"$f":"IF(I1980=\"w\",INDEX(ID!$L$8:$L$31,FBR!$D1980+1)*INDEX(ID!$L$35:$L$46,$B1980),0)","v":0},{"$f":"IF(I1980=\"h\",INDEX(ID!$M$8:$M$31,FBR!$D1980+1)*INDEX(ID!$M$35:$M$46,$B1980),0)","v":30},{"$f":"IF(I1980=\"w\",INDEX(ID!$N$8:$N$31,FBR!$D1980+1)*INDEX(ID!$N$35:$N$46,$B1980),0)","v":0},null,17.717988680173899,0,0,0]
[1971,3,24,2,83,12,"2014-03-24",2,"h",null,{"$f":"IF(I1981=\"h\",INDEX(ID!$K$8:$K$31,FBR!$D1981+1)*INDEX(ID!$K$35:$K$46,$B1981),0)","v":28},{"$f":"IF(I1981=\"w\",INDEX(ID!$L$8:$L$31,FBR!$D1981+1)*INDEX(ID!$L$35:$L$46,$B1981),0)","v":0},{"$f":"IF(I1981=\"h\",INDEX(ID!$M$8:$M$31,FBR!$D1981+1)*INDEX(ID!$M$35:$M$46,$B1981),0)","v":28},{"$f":"IF(I1981=\"w\",INDEX(ID!$N$8:$N$31,FBR!$D1981+1)*INDEX(ID!$N$35:$N$46,$B1981),0)","v":0},null,16.536789434828972,0,0,0]
[1972,3,24,3,83,12,"2014-03-24",2,"h",null,{"$f":"IF(I1982=\"h\",INDEX(ID!$K$8:$K$31,FBR!$D1982+1)*INDEX(ID!$K$35:$K$46,$B1982),0)","v":27},{"$f":"IF(I1982=\"w\",INDEX(ID!$L$8:$L$31,FBR!$D1982+1)*INDEX(ID!$L$35:$L$46,$B1982),0)","v":0},{"$f":"IF(I1982=\"h\",INDEX(ID!$M$8:$M$31,FBR!$D1982+1)*INDEX(ID!$M$35:$M$46,$B1982),0)","v":27},{"$f":"IF(I1982=\"w\",INDEX(ID!$N$8:$N$31,FBR!$D1982+1)*INDEX(ID!$N$35:$N$46,$B1982),0)","v":0},null,15.94618981215651,0,0,0]
[1973,3,24,4,83,12,"2014-03-24",2,"h",null,{"$f":"IF(I1983=\"h\",INDEX(ID!$K$8:$K$31,FBR!$D1983+1)*INDEX(ID!$K$35:$K$46,$B1983),0)","v":27},{"$f":"IF(I1983=\"w\",INDEX(ID!$L$8:$L$31,FBR!$D1983+1)*INDEX(ID!$L$35:$L$46,$B1983),0)","v":0},{"$f":"IF(I1983=\"h\",INDEX(ID!$M$8:$M$31,FBR!$D1983+1)*INDEX(ID!$M$35:$M$46,$B1983),0)","v":27},{"$f":"IF(I1983=\"w\",INDEX(ID!$N$8:$N$31,FBR!$D1983+1)*INDEX(ID!$N$35:$N$46,$B1983),0)","v":0},null,15.94618981215651,0,0,0]
[1974,3,24,5,83,12,"2014-03-24",2,"h",null,{"$f":"IF(I1984=\"h\",INDEX(ID!$K$8:$K$31,FBR!$D1984+1)*INDEX(ID!$K$35:$K$46,$B1984),0)","v":27},{"$f":"IF(I1984=\"w\",INDEX(ID!$L$8:$L$31,FBR!$D1984+1)*INDEX(ID!$L$35:$L$46,$B1984),0)","v":0},{"$f":"IF(I1984=\"h\",INDEX(ID!$M$8:$M$31,FBR!$D1984+1)*INDEX(ID!$M$35:$M$46,$B1984),0)","v":27},{"$f":"IF(I1984=\"w\",INDEX(ID!$N$8:$N$31,FBR!$D1984+1)*INDEX(ID!$N$35:$N$46,$B1984),0)","v":0},null,15.94618981215651,0,0,0]
[1975,3,24,6,83,12,"2014-03-24",2,"h",null,{"$f":"IF(I1985=\"h\",INDEX(ID!$K$8:$K$31,FBR!$D1985+1)*INDEX(ID!$K$35:$K$46,$B1985),0)","v":29},{"$f":"IF(I1985=\"w\",INDEX(ID!$L$8:$L$31,FBR!$D1985+1)*INDEX(ID!$L$35:$L$46,$B1985),0)","v":0},{"$f":"IF(I1985=\"h\",INDEX(ID!$M$8:$M$31,FBR!$D1985+1)*INDEX(ID!$M$35:$M$46,$B1985),0)","v":29},{"$f":"IF(I1985=\"w\",INDEX(ID!$N$8:$N$31,FBR!$D1985+1)*INDEX(ID!$N$35:$N$46,$B1985),0)","v":0},null,17.127389057501436,0,0,0]
[1976,3,24,7,83,12,"2014-03-24",2,"h",null,{"$f":"IF(I1986=\"h\",INDEX(ID!$K$8:$K$31,FBR!$D1986+1)*INDEX(ID!$K$35:$K$46,$B1986),0)","v":32},{"$f":"IF(I1986=\"w\",INDEX(ID!$L$8:$L$31,FBR!$D1986+1)*INDEX(ID!$L$35:$L$46,$B1986),0)","v":0},{"$f":"IF(I1986=\"h\",INDEX(ID!$M$8:$M$31,FBR!$D1986+1)*INDEX(ID!$M$35:$M$46,$B1986),0)","v":32},{"$f":"IF(I1986=\"w\",INDEX(ID!$N$8:$N$31,FBR!$D1986+1)*INDEX(ID!$N$35:$N$46,$B1986),0)","v":0},null,18.899187925518824,0,0,0]
[1977,3,24,8,83,12,"2014-03-24",2,"h",null,{"$f":"IF(I1987=\"h\",INDEX(ID!$K$8:$K$31,FBR!$D1987+1)*INDEX(ID!$K$35:$K$46,$B1987),0)","v":35},{"$f":"IF(I1987=\"w\",INDEX(ID!$L$8:$L$31,FBR!$D1987+1)*INDEX(ID!$L$35:$L$46,$B1987),0)","v":0},{"$f":"IF(I1987=\"h\",INDEX(ID!$M$8:$M$31,FBR!$D1987+1)*INDEX(ID!$M$35:$M$46,$B1987),0)","v":35},{"$f":"IF(I1987=\"w\",INDEX(ID!$N$8:$N$31,FBR!$D1987+1)*INDEX(ID!$N$35:$N$46,$B1987),0)","v":0},null,20.670986793536215,0,0,0]
[1978,3,24,9,83,12,"2014-03-24",2,"h",null,{"$f":"IF(I1988=\"h\",INDEX(ID!$K$8:$K$31,FBR!$D1988+1)*INDEX(ID!$K$35:$K$46,$B1988),0)","v":38},{"$f":"IF(I1988=\"w\",INDEX(ID!$L$8:$L$31,FBR!$D1988+1)*INDEX(ID!$L$35:$L$46,$B1988),0)","v":0},{"$f":"IF(I1988=\"h\",INDEX(ID!$M$8:$M$31,FBR!$D1988+1)*INDEX(ID!$M$35:$M$46,$B1988),0)","v":38},{"$f":"IF(I1988=\"w\",INDEX(ID!$N$8:$N$31,FBR!$D1988+1)*INDEX(ID!$N$35:$N$46,$B1988),0)","v":0},null,22.442785661553604,0,0,0]
[1979,3,24,10,83,12,"2014-03-24",2,"h",null,{"$f":"IF(I1989=\"h\",INDEX(ID!$K$8:$K$31,FBR!$D1989+1)*INDEX(ID!$K$35:$K$46,$B1989),0)","v":40},{"$f":"IF(I1989=\"w\",INDEX(ID!$L$8:$L$31,FBR!$D1989+1)*INDEX(ID!$L$35:$L$46,$B1989),0)","v":0},{"$f":"IF(I1989=\"h\",INDEX(ID!$M$8:$M$31,FBR!$D1989+1)*INDEX(ID!$M$35:$M$46,$B1989),0)","v":40},{"$f":"IF(I1989=\"w\",INDEX(ID!$N$8:$N$31,FBR!$D1989+1)*INDEX(ID!$N$35:$N$46,$B1989),0)","v":0},null,23.623984906898531,0,0,0]
[1980,3,24,11,83,12,"2014-03-24",2,"h",null,{"$f":"IF(I1990=\"h\",INDEX(ID!$K$8:$K$31,FBR!$D1990+1)*INDEX(ID!$K$35:$K$46,$B1990),0)","v":42},{"$f":"IF(I1990=\"w\",INDEX(ID!$L$8:$L$31,FBR!$D1990+1)*INDEX(ID!$L$35:$L$46,$B1990),0)","v":0},{"$f":"IF(I1990=\"h\",INDEX(ID!$M$8:$M$31,FBR!$D1990+1)*INDEX(ID!$M$35:$M$46,$B1990),0)","v":42},{"$f":"IF(I1990=\"w\",INDEX(ID!$N$8:$N$31,FBR!$D1990+1)*INDEX(ID!$N$35:$N$46,$B1990),0)","v":0},null,24.805184152243459,0,0,0]
[1981,3,24,12,83,12,"2014-03-24",2,"h",null,{"$f":"IF(I1991=\"h\",INDEX(ID!$K$8:$K$31,FBR!$D1991+1)*INDEX(ID!$K$35:$K$46,$B1991),0)","v":43},{"$f":"IF(I1991=\"w\",INDEX(ID!$L$8:$L$31,FBR!$D1991+1)*INDEX(ID!$L$35:$L$46,$B1991),0)","v":0},{"$f":"IF(I1991=\"h\",INDEX(ID!$M$8:$M$31,FBR!$D1991+1)*INDEX(ID!$M$35:$M$46,$B1991),0)","v":43},{"$f":"IF(I1991=\"w\",INDEX(ID!$N$8:$N$31,FBR!$D1991+1)*INDEX(ID!$N$35:$N$46,$B1991),0)","v":0},null,25.395783774915923,0,0,0]
[1982,3,24,13,83,12,"2014-03-24",2,"h",null,{"$f":"IF(I1992=\"h\",INDEX(ID!$K$8:$K$31,FBR!$D1992+1)*INDEX(ID!$K$35:$K$46,$B1992),0)","v":44},{"$f":"IF(I1992=\"w\",INDEX(ID!$L$8:$L$31,FBR!$D1992+1)*INDEX(ID!$L$35:$L$46,$B1992),0)","v":0},{"$f":"IF(I1992=\"h\",INDEX(ID!$M$8:$M$31,FBR!$D1992+1)*INDEX(ID!$M$35:$M$46,$B1992),0)","v":44},{"$f":"IF(I1992=\"w\",INDEX(ID!$N$8:$N$31,FBR!$D1992+1)*INDEX(ID!$N$35:$N$46,$B1992),0)","v":0},null,25.986383397588384,0,0,0]
[1983,3,24,14,83,12,"2014-03-24",2,"h",null,{"$f":"IF(I1993=\"h\",INDEX(ID!$K$8:$K$31,FBR!$D1993+1)*INDEX(ID!$K$35:$K$46,$B1993),0)","v":47},{"$f":"IF(I1993=\"w\",INDEX(ID!$L$8:$L$31,FBR!$D1993+1)*INDEX(ID!$L$35:$L$46,$B1993),0)","v":0},{"$f":"IF(I1993=\"h\",INDEX(ID!$M$8:$M$31,FBR!$D1993+1)*INDEX(ID!$M$35:$M$46,$B1993),0)","v":47},{"$f":"IF(I1993=\"w\",INDEX(ID!$N$8:$N$31,FBR!$D1993+1)*INDEX(ID!$N$35:$N$46,$B1993),0)","v":0},null,27.758182265605775,0,0,0]
[1984,3,24,15,83,12,"2014-03-24",2,"h",null,{"$f":"IF(I1994=\"h\",INDEX(ID!$K$8:$K$31,FBR!$D1994+1)*INDEX(ID!$K$35:$K$46,$B1994),0)","v":50},{"$f":"IF(I1994=\"w\",INDEX(ID!$L$8:$L$31,FBR!$D1994+1)*INDEX(ID!$L$35:$L$46,$B1994),0)","v":0},{"$f":"IF(I1994=\"h\",INDEX(ID!$M$8:$M$31,FBR!$D1994+1)*INDEX(ID!$M$35:$M$46,$B1994),0)","v":50},{"$f":"IF(I1994=\"w\",INDEX(ID!$N$8:$N$31,FBR!$D1994+1)*INDEX(ID!$N$35:$N$46,$B1994),0)","v":0},null,29.529981133623163,0,0,0]
[1985,3,24,16,83,12,"2014-03-24",{"$f":"WEEKDAY(G1995)","v":2},{"$f":"IF(OR(H1995=6,H1995=7),\"w\",\"h\")","v":"h"},null,{"$f":"IF(I1995=\"h\",INDEX(ID!$K$8:$K$31,FBR!$D1995+1)*INDEX(ID!$K$35:$K$46,$B1995),0)","v":53},{"$f":"IF(I1995=\"w\",INDEX(ID!$L$8:$L$31,FBR!$D1995+1)*INDEX(ID!$L$35:$L$46,$B1995),0)","v":0},{"$f":"IF(I1995=\"h\",INDEX(ID!$M$8:$M$31,FBR!$D1995+1)*INDEX(ID!$M$35:$M$46,$B1995),0)","v":53},{"$f":"IF(I1995=\"w\",INDEX(ID!$N$8:$N$31,FBR!$D1995+1)*INDEX(ID!$N$35:$N$46,$B1995),0)","v":0},null,{"$f":"K1995*(indvforbrug*antalbrugere)/($K$8789+$L$8789)","v":31.301780001640555},{"$f":"L1995*indvforbrug*antalbrugere/($K$8789+$L$8789)","v":0},{"$f":"M1995*fællesforbrug/($M$8789+$N$8789)","v":0},{"$f":"N1995*fællesforbrug/($M$8789+$N$8789)","v":0}]
[{"$f":"A1995+1","v":1986},3,24,17,83,12,{"$f":"DATE(2014,B1996,C1996)","v":"2014-03-24"},2,"h",null,{"$f":"IF(I1996=\"h\",INDEX(ID!$K$8:$K$31,FBR!$D1996+1)*INDEX(ID!$K$35:$K$46,$B1996),0)","v":62},{"$f":"IF(I1996=\"w\",INDEX(ID!$L$8:$L$31,FBR!$D1996+1)*INDEX(ID!$L$35:$L$46,$B1996),0)","v":0},{"$f":"IF(I1996=\"h\",INDEX(ID!$M$8:$M$31,FBR!$D1996+1)*INDEX(ID!$M$35:$M$46,$B1996),0)","v":62},{"$f":"IF(I1996=\"w\",INDEX(ID!$N$8:$N$31,FBR!$D1996+1)*INDEX(ID!$N$35:$N$46,$B1996),0)","v":0},null,36.617176605692727,0,0,0]
[1987,3,24,18,83,12,"2014-03-24",2,"h",null,{"$f":"IF(I1997=\"h\",INDEX(ID!$K$8:$K$31,FBR!$D1997+1)*INDEX(ID!$K$35:$K$46,$B1997),0)","v":65},{"$f":"IF(I1997=\"w\",INDEX(ID!$L$8:$L$31,FBR!$D1997+1)*INDEX(ID!$L$35:$L$46,$B1997),0)","v":0},{"$f":"IF(I1997=\"h\",INDEX(ID!$M$8:$M$31,FBR!$D1997+1)*INDEX(ID!$M$35:$M$46,$B1997),0)","v":65},{"$f":"IF(I1997=\"w\",INDEX(ID!$N$8:$N$31,FBR!$D1997+1)*INDEX(ID!$N$35:$N$46,$B1997),0)","v":0},null,38.388975473710111,0,0,0]
[1988,3,24,19,83,12,"2014-03-24",2,"h",null,{"$f":"IF(I1998=\"h\",INDEX(ID!$K$8:$K$31,FBR!$D1998+1)*INDEX(ID!$K$35:$K$46,$B1998),0)","v":60},{"$f":"IF(I1998=\"w\",INDEX(ID!$L$8:$L$31,FBR!$D1998+1)*INDEX(ID!$L$35:$L$46,$B1998),0)","v":0},{"$f":"IF(I1998=\"h\",INDEX(ID!$M$8:$M$31,FBR!$D1998+1)*INDEX(ID!$M$35:$M$46,$B1998),0)","v":60},{"$f":"IF(I1998=\"w\",INDEX(ID!$N$8:$N$31,FBR!$D1998+1)*INDEX(ID!$N$35:$N$46,$B1998),0)","v":0},null,35.435977360347799,0,0,0]
[1989,3,24,20,83,12,"2014-03-24",2,"h",null,{"$f":"IF(I1999=\"h\",INDEX(ID!$K$8:$K$31,FBR!$D1999+1)*INDEX(ID!$K$35:$K$46,$B1999),0)","v":53},{"$f":"IF(I1999=\"w\",INDEX(ID!$L$8:$L$31,FBR!$D1999+1)*INDEX(ID!$L$35:$L$46,$B1999),0)","v":0},{"$f":"IF(I1999=\"h\",INDEX(ID!$M$8:$M$31,FBR!$D1999+1)*INDEX(ID!$M$35:$M$46,$B1999),0)","v":53},{"$f":"IF(I1999=\"w\",INDEX(ID!$N$8:$N$31,FBR!$D1999+1)*INDEX(ID!$N$35:$N$46,$B1999),0)","v":0},null,31.301780001640555,0,0,0]
[1990,3,24,21,83,12,"2014-03-24",2,"h",null,{"$f":"IF(I2000=\"h\",INDEX(ID!$K$8:$K$31,FBR!$D2000+1)*INDEX(ID!$K$35:$K$46,$B2000),0)","v":50},{"$f":"IF(I2000=\"w\",INDEX(ID!$L$8:$L$31,FBR!$D2000+1)*INDEX(ID!$L$35:$L$46,$B2000),0)","v":0},{"$f":"IF(I2000=\"h\",INDEX(ID!$M$8:$M$31,FBR!$D2000+1)*INDEX(ID!$M$35:$M$46,$B2000),0)","v":50},{"$f":"IF(I2000=\"w\",INDEX(ID!$N$8:$N$31,FBR!$D2000+1)*INDEX(ID!$N$35:$N$46,$B2000),0)","v":0},null,29.529981133623163,0,0,0]
[1991,3,24,22,83,12,"2014-03-24",2,"h",null,{"$f":"IF(I2001=\"h\",INDEX(ID!$K$8:$K$31,FBR!$D2001+1)*INDEX(ID!$K$35:$K$46,$B2001),0)","v":45},{"$f":"IF(I2001=\"w\",INDEX(ID!$L$8:$L$31,FBR!$D2001+1)*INDEX(ID!$L$35:$L$46,$B2001),0)","v":0},{"$f":"IF(I2001=\"h\",INDEX(ID!$M$8:$M$31,FBR!$D2001+1)*INDEX(ID!$M$35:$M$46,$B2001),0)","v":45},{"$f":"IF(I2001=\"w\",INDEX(ID!$N$8:$N$31,FBR!$D2001+1)*INDEX(ID!$N$35:$N$46,$B2001),0)","v":0},null,26.576983020260847,0,0,0]
[1995,3,25,2,84,12,"2014-03-25",3,"h",null,{"$f":"IF(I2005=\"h\",INDEX(ID!$K$8:$K$31,FBR!$D2005+1)*INDEX(ID!$K$35:$K$46,$B2005),0)","v":28},{"$f":"IF(I2005=\"w\",INDEX(ID!$L$8:$L$31,FBR!$D2005+1)*INDEX(ID!$L$35:$L$46,$B2005),0)","v":0},{"$f":"IF(I2005=\"h\",INDEX(ID!$M$8:$M$31,FBR!$D2005+1)*INDEX(ID!$M$35:$M$46,$B2005),0)","v":28},{"$f":"IF(I2005=\"w\",INDEX(ID!$N$8:$N$31,FBR!$D2005+1)*INDEX(ID!$N$35:$N$46,$B2005),0)","v":0},null,16.536789434828972,0,0,0]
[1998,3,25,5,84,12,"2014-03-25",3,"h",null,{"$f":"IF(I2008=\"h\",INDEX(ID!$K$8:$K$31,FBR!$D2008+1)*INDEX(ID!$K$35:$K$46,$B2008),0)","v":27},{"$f":"IF(I2008=\"w\",INDEX(ID!$L$8:$L$31,FBR!$D2008+1)*INDEX(ID!$L$35:$L$46,$B2008),0)","v":0},{"$f":"IF(I2008=\"h\",INDEX(ID!$M$8:$M$31,FBR!$D2008+1)*INDEX(ID!$M$35:$M$46,$B2008),0)","v":27},{"$f":"IF(I2008=\"w\",INDEX(ID!$N$8:$N$31,FBR!$D2008+1)*INDEX(ID!$N$35:$N$46,$B2008),0)","v":0},null,15.94618981215651,0,0,0]
[2002,3,25,9,84,12,"2014-03-25",3,"h",null,{"$f":"IF(I2012=\"h\",INDEX(ID!$K$8:$K$31,FBR!$D2012+1)*INDEX(ID!$K$35:$K$46,$B2012),0)","v":38},{"$f":"IF(I2012=\"w\",INDEX(ID!$L$8:$L$31,FBR!$D2012+1)*INDEX(ID!$L$35:$L$46,$B2012),0)","v":0},{"$f":"IF(I2012=\"h\",INDEX(ID!$M$8:$M$31,FBR!$D2012+1)*INDEX(ID!$M$35:$M$46,$B2012),0)","v":38},{"$f":"IF(I2012=\"w\",INDEX(ID!$N$8:$N$31,FBR!$D2012+1)*INDEX(ID!$N$35:$N$46,$B2012),0)","v":0},null,22.442785661553604,0,0,0]
[2005,3,25,12,84,12,"2014-03-25",3,"h",null,{"$f":"IF(I2015=\"h\",INDEX(ID!$K$8:$K$31,FBR!$D2015+1)*INDEX(ID!$K$35:$K$46,$B2015),0)","v":43},{"$f":"IF(I2015=\"w\",INDEX(ID!$L$8:$L$31,FBR!$D2015+1)*INDEX(ID!$L$35:$L$46,$B2015),0)","v":0},{"$f":"IF(I2015=\"h\",INDEX(ID!$M$8:$M$31,FBR!$D2015+1)*INDEX(ID!$M$35:$M$46,$B2015),0)","v":43},{"$f":"IF(I2015=\"w\",INDEX(ID!$N$8:$N$31,FBR!$D2015+1)*INDEX(ID!$N$35:$N$46,$B2015),0)","v":0},null,25.395783774915923,0,0,0]
[2008,3,25,15,84,12,"2014-03-25",3,"h",null,{"$f":"IF(I2018=\"h\",INDEX(ID!$K$8:$K$31,FBR!$D2018+1)*INDEX(ID!$K$35:$K$46,$B2018),0)","v":50},{"$f":"IF(I2018=\"w\",INDEX(ID!$L$8:$L$31,FBR!$D2018+1)*INDEX(ID!$L$35:$L$46,$B2018),0)","v":0},{"$f":"IF(I2018=\"h\",INDEX(ID!$M$8:$M$31,FBR!$D2018+1)*INDEX(ID!$M$35:$M$46,$B2018),0)","v":50},{"$f":"IF(I2018=\"w\",INDEX(ID!$N$8:$N$31,FBR!$D2018+1)*INDEX(ID!$N$35:$N$46,$B2018),0)","v":0},null,29.529981133623163,0,0,0]
[2012,3,25,19,84,12,"2014-03-25",3,"h",null,{"$f":"IF(I2022=\"h\",INDEX(ID!$K$8:$K$31,FBR!$D2022+1)*INDEX(ID!$K$35:$K$46,$B2022),0)","v":60},{"$f":"IF(I2022=\"w\",INDEX(ID!$L$8:$L$31,FBR!$D2022+1)*INDEX(ID!$L$35:$L$46,$B2022),0)","v":0},{"$f":"IF(I2022=\"h\",INDEX(ID!$M$8:$M$31,FBR!$D2022+1)*INDEX(ID!$M$35:$M$46,$B2022),0)","v":60},{"$f":"IF(I2022=\"w\",INDEX(ID!$N$8:$N$31,FBR!$D2022+1)*INDEX(ID!$N$35:$N$46,$B2022),0)","v":0},null,35.435977360347799,0,0,0]
[2013,3,25,20,84,12,"2014-03-25",3,"h",null,{"$f":"IF(I2023=\"h\",INDEX(ID!$K$8:$K$31,FBR!$D2023+1)*INDEX(ID!$K$35:$K$46,$B2023),0)","v":53},{"$f":"IF(I2023=\"w\",INDEX(ID!$L$8:$L$31,FBR!$D2023+1)*INDEX(ID!$L$35:$L$46,$B2023),0)","v":0},{"$f":"IF(I2023=\"h\",INDEX(ID!$M$8:$M$31,FBR!$D2023+1)*INDEX(ID!$M$35:$M$46,$B2023),0)","v":53},{"$f":"IF(I2023=\"w\",INDEX(ID!$N$8:$N$31,FBR!$D2023+1)*INDEX(ID!$N$35:$N$46,$B2023),0)","v":0},null,31.301780001640555,0,0,0]
[2017,3,26,0,85,13,"2014-03-26",4,"h",null,{"$f":"IF(I2027=\"h\",INDEX(ID!$K$8:$K$31,FBR!$D2027+1)*INDEX(ID!$K$35:$K$46,$B2027),0)","v":35},{"$f":"IF(I2027=\"w\",INDEX(ID!$L$8:$L$31,FBR!$D2027+1)*INDEX(ID!$L$35:$L$46,$B2027),0)","v":0},{"$f":"IF(I2027=\"h\",INDEX(ID!$M$8:$M$31,FBR!$D2027+1)*INDEX(ID!$M$35:$M$46,$B2027),0)","v":35},{"$f":"IF(I2027=\"w\",INDEX(ID!$N$8:$N$31,FBR!$D2027+1)*INDEX(ID!$N$35:$N$46,$B2027),0)","v":0},null,20.670986793536215,0,0,0]
[2020,3,26,3,85,13,"2014-03-26",4,"h",null,{"$f":"IF(I2030=\"h\",INDEX(ID!$K$8:$K$31,FBR!$D2030+1)*INDEX(ID!$K$35:$K$46,$B2030),0)","v":27},{"$f":"IF(I2030=\"w\",INDEX(ID!$L$8:$L$31,FBR!$D2030+1)*INDEX(ID!$L$35:$L$46,$B2030),0)","v":0},{"$f":"IF(I2030=\"h\",INDEX(ID!$M$8:$M$31,FBR!$D2030+1)*INDEX(ID!$M$35:$M$46,$B2030),0)","v":27},{"$f":"IF(I2030=\"w\",INDEX(ID!$N$8:$N$31,FBR!$D2030+1)*INDEX(ID!$N$35:$N$46,$B2030),0)","v":0},null,15.94618981215651,0,0,0]
[2023,3,26,6,85,13,"2014-03-26",4,"h",null,{"$f":"IF(I2033=\"h\",INDEX(ID!$K$8:$K$31,FBR!$D2033+1)*INDEX(ID!$K$35:$K$46,$B2033),0)","v":29},{"$f":"IF(I2033=\"w\",INDEX(ID!$L$8:$L$31,FBR!$D2033+1)*INDEX(ID!$L$35:$L$46,$B2033),0)","v":0},{"$f":"IF(I2033=\"h\",INDEX(ID!$M$8:$M$31,FBR!$D2033+1)*INDEX(ID!$M$35:$M$46,$B2033),0)","v":29},{"$f":"IF(I2033=\"w\",INDEX(ID!$N$8:$N$31,FBR!$D2033+1)*INDEX(ID!$N$35:$N$46,$B2033),0)","v":0},null,17.127389057501436,0,0,0]
[2027,3,26,10,85,13,"2014-03-26",4,"h",null,{"$f":"IF(I2037=\"h\",INDEX(ID!$K$8:$K$31,FBR!$D2037+1)*INDEX(ID!$K$35:$K$46,$B2037),0)","v":40},{"$f":"IF(I2037=\"w\",INDEX(ID!$L$8:$L$31,FBR!$D2037+1)*INDEX(ID!$L$35:$L$46,$B2037),0)","v":0},{"$f":"IF(I2037=\"h\",INDEX(ID!$M$8:$M$31,FBR!$D2037+1)*INDEX(ID!$M$35:$M$46,$B2037),0)","v":40},{"$f":"IF(I2037=\"w\",INDEX(ID!$N$8:$N$31,FBR!$D2037+1)*INDEX(ID!$N$35:$N$46,$B2037),0)","v":0},null,23.623984906898531,0,0,0]
[2030,3,26,13,85,13,"2014-03-26",4,"h",null,{"$f":"IF(I2040=\"h\",INDEX(ID!$K$8:$K$31,FBR!$D2040+1)*INDEX(ID!$K$35:$K$46,$B2040),0)","v":44},{"$f":"IF(I2040=\"w\",INDEX(ID!$L$8:$L$31,FBR!$D2040+1)*INDEX(ID!$L$35:$L$46,$B2040),0)","v":0},{"$f":"IF(I2040=\"h\",INDEX(ID!$M$8:$M$31,FBR!$D2040+1)*INDEX(ID!$M$35:$M$46,$B2040),0)","v":44},{"$f":"IF(I2040=\"w\",INDEX(ID!$N$8:$N$31,FBR!$D2040+1)*INDEX(ID!$N$35:$N$46,$B2040),0)","v":0},null,25.986383397588384,0,0,0]
[2033,3,26,16,85,13,"2014-03-26",4,"h",null,{"$f":"IF(I2043=\"h\",INDEX(ID!$K$8:$K$31,FBR!$D2043+1)*INDEX(ID!$K$35:$K$46,$B2043),0)","v":53},{"$f":"IF(I2043=\"w\",INDEX(ID!$L$8:$L$31,FBR!$D2043+1)*INDEX(ID!$L$35:$L$46,$B2043),0)","v":0},{"$f":"IF(I2043=\"h\",INDEX(ID!$M$8:$M$31,FBR!$D2043+1)*INDEX(ID!$M$35:$M$46,$B2043),0)","v":53},{"$f":"IF(I2043=\"w\",INDEX(ID!$N$8:$N$31,FBR!$D2043+1)*INDEX(ID!$N$35:$N$46,$B2043),0)","v":0},null,31.301780001640555,0,0,0]
[2035,3,26,18,85,13,"2014-03-26",4,"h",null,{"$f":"IF(I2045=\"h\",INDEX(ID!$K$8:$K$31,FBR!$D2045+1)*INDEX(ID!$K$35:$K$46,$B2045),0)","v":65},{"$f":"IF(I2045=\"w\",INDEX(ID!$L$8:$L$31,FBR!$D2045+1)*INDEX(ID!$L$35:$L$46,$B2045),0)","v":0},{"$f":"IF(I2045=\"h\",INDEX(ID!$M$8:$M$31,FBR!$D2045+1)*INDEX(ID!$M$35:$M$46,$B2045),0)","v":65},{"$f":"IF(I2045=\"w\",INDEX(ID!$N$8:$N$31,FBR!$D2045+1)*INDEX(ID!$N$35:$N$46,$B2045),0)","v":0},null,38.388975473710111,0,0,0]
[2038,3,26,21,85,13,"2014-03-26",4,"h",null,{"$f":"IF(I2048=\"h\",INDEX(ID!$K$8:$K$31,FBR!$D2048+1)*INDEX(ID!$K$35:$K$46,$B2048),0)","v":50},{"$f":"IF(I2048=\"w\",INDEX(ID!$L$8:$L$31,FBR!$D2048+1)*INDEX(ID!$L$35:$L$46,$B2048),0)","v":0},{"$f":"IF(I2048=\"h\",INDEX(ID!$M$8:$M$31,FBR!$D2048+1)*INDEX(ID!$M$35:$M$46,$B2048),0)","v":50},{"$f":"IF(I2048=\"w\",INDEX(ID!$N$8:$N$31,FBR!$D2048+1)*INDEX(ID!$N$35:$N$46,$B2048),0)","v":0},null,29.529981133623163,0,0,0]
[2042,3,27,1,86,13,"2014-03-27",5,"h",null,{"$f":"IF(I2052=\"h\",INDEX(ID!$K$8:$K$31,FBR!$D2052+1)*INDEX(ID!$K$35:$K$46,$B2052),0)","v":30},{"$f":"IF(I2052=\"w\",INDEX(ID!$L$8:$L$31,FBR!$D2052+1)*INDEX(ID!$L$35:$L$46,$B2052),0)","v":0},{"$f":"IF(I2052=\"h\",INDEX(ID!$M$8:$M$31,FBR!$D2052+1)*INDEX(ID!$M$35:$M$46,$B2052),0)","v":30},{"$f":"IF(I2052=\"w\",INDEX(ID!$N$8:$N$31,FBR!$D2052+1)*INDEX(ID!$N$35:$N$46,$B2052),0)","v":0},null,17.717988680173899,0,0,0]
[2045,3,27,4,86,13,"2014-03-27",5,"h",null,{"$f":"IF(I2055=\"h\",INDEX(ID!$K$8:$K$31,FBR!$D2055+1)*INDEX(ID!$K$35:$K$46,$B2055),0)","v":27},{"$f":"IF(I2055=\"w\",INDEX(ID!$L$8:$L$31,FBR!$D2055+1)*INDEX(ID!$L$35:$L$46,$B2055),0)","v":0},{"$f":"IF(I2055=\"h\",INDEX(ID!$M$8:$M$31,FBR!$D2055+1)*INDEX(ID!$M$35:$M$46,$B2055),0)","v":27},{"$f":"IF(I2055=\"w\",INDEX(ID!$N$8:$N$31,FBR!$D2055+1)*INDEX(ID!$N$35:$N$46,$B2055),0)","v":0},null,15.94618981215651,0,0,0]
[2048,3,27,7,86,13,"2014-03-27",5,"h",null,{"$f":"IF(I2058=\"h\",INDEX(ID!$K$8:$K$31,FBR!$D2058+1)*INDEX(ID!$K$35:$K$46,$B2058),0)","v":32},{"$f":"IF(I2058=\"w\",INDEX(ID!$L$8:$L$31,FBR!$D2058+1)*INDEX(ID!$L$35:$L$46,$B2058),0)","v":0},{"$f":"IF(I2058=\"h\",INDEX(ID!$M$8:$M$31,FBR!$D2058+1)*INDEX(ID!$M$35:$M$46,$B2058),0)","v":32},{"$f":"IF(I2058=\"w\",INDEX(ID!$N$8:$N$31,FBR!$D2058+1)*INDEX(ID!$N$35:$N$46,$B2058),0)","v":0},null,18.899187925518824,0,0,0]
[2052,3,27,11,86,13,"2014-03-27",5,"h",null,{"$f":"IF(I2062=\"h\",INDEX(ID!$K$8:$K$31,FBR!$D2062+1)*INDEX(ID!$K$35:$K$46,$B2062),0)","v":42},{"$f":"IF(I2062=\"w\",INDEX(ID!$L$8:$L$31,FBR!$D2062+1)*INDEX(ID!$L$35:$L$46,$B2062),0)","v":0},{"$f":"IF(I2062=\"h\",INDEX(ID!$M$8:$M$31,FBR!$D2062+1)*INDEX(ID!$M$35:$M$46,$B2062),0)","v":42},{"$f":"IF(I2062=\"w\",INDEX(ID!$N$8:$N$31,FBR!$D2062+1)*INDEX(ID!$N$35:$N$46,$B2062),0)","v":0},null,24.805184152243459,0,0,0]
[2054,3,27,13,86,13,"2014-03-27",5,"h",null,{"$f":"IF(I2064=\"h\",INDEX(ID!$K$8:$K$31,FBR!$D2064+1)*INDEX(ID!$K$35:$K$46,$B2064),0)","v":44},{"$f":"IF(I2064=\"w\",INDEX(ID!$L$8:$L$31,FBR!$D2064+1)*INDEX(ID!$L$35:$L$46,$B2064),0)","v":0},{"$f":"IF(I2064=\"h\",INDEX(ID!$M$8:$M$31,FBR!$D2064+1)*INDEX(ID!$M$35:$M$46,$B2064),0)","v":44},{"$f":"IF(I2064=\"w\",INDEX(ID!$N$8:$N$31,FBR!$D2064+1)*INDEX(ID!$N$35:$N$46,$B2064),0)","v":0},null,25.986383397588384,0,0,0]
[2057,3,27,16,86,13,"2014-03-27",5,"h",null,{"$f":"IF(I2067=\"h\",INDEX(ID!$K$8:$K$31,FBR!$D2067+1)*INDEX(ID!$K$35:$K$46,$B2067),0)","v":53},{"$f":"IF(I2067=\"w\",INDEX(ID!$L$8:$L$31,FBR!$D2067+1)*INDEX(ID!$L$35:$L$46,$B2067),0)","v":0},{"$f":"IF(I2067=\"h\",INDEX(ID!$M$8:$M$31,FBR!$D2067+1)*INDEX(ID!$M$35:$M$46,$B2067),0)","v":53},{"$f":"IF(I2067=\"w\",INDEX(ID!$N$8:$N$31,FBR!$D2067+1)*INDEX(ID!$N$35:$N$46,$B2067),0)","v":0},null,31.301780001640555,0,0,0]
[2060,3,27,19,86,13,"2014-03-27",5,"h",null,{"$f":"IF(I2070=\"h\",INDEX(ID!$K$8:$K$31,FBR!$D2070+1)*INDEX(ID!$K$35:$K$46,$B2070),0)","v":60},{"$f":"IF(I2070=\"w\",INDEX(ID!$L$8:$L$31,FBR!$D2070+1)*INDEX(ID!$L$35:$L$46,$B2070),0)","v":0},{"$f":"IF(I2070=\"h\",INDEX(ID!$M$8:$M$31,FBR!$D2070+1)*INDEX(ID!$M$35:$M$46,$B2070),0)","v":60},{"$f":"IF(I2070=\"w\",INDEX(ID!$N$8:$N$31,FBR!$D2070+1)*INDEX(ID!$N$35:$N$46,$B2070),0)","v":0},null,35.435977360347799,0,0,0]
[2063,3,27,22,86,13,"2014-03-27",5,"h",null,{"$f":"IF(I2073=\"h\",INDEX(ID!$K$8:$K$31,FBR!$D2073+1)*INDEX(ID!$K$35:$K$46,$B2073),0)","v":45},{"$f":"IF(I2073=\"w\",INDEX(ID!$L$8:$L$31,FBR!$D2073+1)*INDEX(ID!$L$35:$L$46,$B2073),0)","v":0},{"$f":"IF(I2073=\"h\",INDEX(ID!$M$8:$M$31,FBR!$D2073+1)*INDEX(ID!$M$35:$M$46,$B2073),0)","v":45},{"$f":"IF(I2073=\"w\",INDEX(ID!$N$8:$N$31,FBR!$D2073+1)*INDEX(ID!$N$35:$N$46,$B2073),0)","v":0},null,26.576983020260847,0,0,0]
[2067,3,28,2,87,13,"2014-03-28",6,"w",null,{"$f":"IF(I2077=\"h\",INDEX(ID!$K$8:$K$31,FBR!$D2077+1)*INDEX(ID!$K$35:$K$46,$B2077),0)","v":0},{"$f":"IF(I2077=\"w\",INDEX(ID!$L$8:$L$31,FBR!$D2077+1)*INDEX(ID!$L$35:$L$46,$B2077),0)","v":28},{"$f":"IF(I2077=\"h\",INDEX(ID!$M$8:$M$31,FBR!$D2077+1)*INDEX(ID!$M$35:$M$46,$B2077),0)","v":0},{"$f":"IF(I2077=\"w\",INDEX(ID!$N$8:$N$31,FBR!$D2077+1)*INDEX(ID!$N$35:$N$46,$B2077),0)","v":28},null,0,16.536789434828972,0,0]
[2070,3,28,5,87,13,"2014-03-28",6,"w",null,{"$f":"IF(I2080=\"h\",INDEX(ID!$K$8:$K$31,FBR!$D2080+1)*INDEX(ID!$K$35:$K$46,$B2080),0)","v":0},{"$f":"IF(I2080=\"w\",INDEX(ID!$L$8:$L$31,FBR!$D2080+1)*INDEX(ID!$L$35:$L$46,$B2080),0)","v":27},{"$f":"IF(I2080=\"h\",INDEX(ID!$M$8:$M$31,FBR!$D2080+1)*INDEX(ID!$M$35:$M$46,$B2080),0)","v":0},{"$f":"IF(I2080=\"w\",INDEX(ID!$N$8:$N$31,FBR!$D2080+1)*INDEX(ID!$N$35:$N$46,$B2080),0)","v":27},null,0,15.94618981215651,0,0]
[2073,3,28,8,87,13,"2014-03-28",6,"w",null,{"$f":"IF(I2083=\"h\",INDEX(ID!$K$8:$K$31,FBR!$D2083+1)*INDEX(ID!$K$35:$K$46,$B2083),0)","v":0},{"$f":"IF(I2083=\"w\",INDEX(ID!$L$8:$L$31,FBR!$D2083+1)*INDEX(ID!$L$35:$L$46,$B2083),0)","v":35},{"$f":"IF(I2083=\"h\",INDEX(ID!$M$8:$M$31,FBR!$D2083+1)*INDEX(ID!$M$35:$M$46,$B2083),0)","v":0},{"$f":"IF(I2083=\"w\",INDEX(ID!$N$8:$N$31,FBR!$D2083+1)*INDEX(ID!$N$35:$N$46,$B2083),0)","v":35},null,0,20.670986793536215,0,0]
[2075,3,28,10,87,13,"2014-03-28",6,"w",null,{"$f":"IF(I2085=\"h\",INDEX(ID!$K$8:$K$31,FBR!$D2085+1)*INDEX(ID!$K$35:$K$46,$B2085),0)","v":0},{"$f":"IF(I2085=\"w\",INDEX(ID!$L$8:$L$31,FBR!$D2085+1)*INDEX(ID!$L$35:$L$46,$B2085),0)","v":40},{"$f":"IF(I2085=\"h\",INDEX(ID!$M$8:$M$31,FBR!$D2085+1)*INDEX(ID!$M$35:$M$46,$B2085),0)","v":0},{"$f":"IF(I2085=\"w\",INDEX(ID!$N$8:$N$31,FBR!$D2085+1)*INDEX(ID!$N$35:$N$46,$B2085),0)","v":40},null,0,23.623984906898531,0,0]
[2081,3,28,16,87,13,"2014-03-28",6,"w",null,{"$f":"IF(I2091=\"h\",INDEX(ID!$K$8:$K$31,FBR!$D2091+1)*INDEX(ID!$K$35:$K$46,$B2091),0)","v":0},{"$f":"IF(I2091=\"w\",INDEX(ID!$L$8:$L$31,FBR!$D2091+1)*INDEX(ID!$L$35:$L$46,$B2091),0)","v":53},{"$f":"IF(I2091=\"h\",INDEX(ID!$M$8:$M$31,FBR!$D2091+1)*INDEX(ID!$M$35:$M$46,$B2091),0)","v":0},{"$f":"IF(I2091=\"w\",INDEX(ID!$N$8:$N$31,FBR!$D2091+1)*INDEX(ID!$N$35:$N$46,$B2091),0)","v":53},null,0,31.301780001640555,0,0]
[2082,3,28,17,87,13,"2014-03-28",6,"w",null,{"$f":"IF(I2092=\"h\",INDEX(ID!$K$8:$K$31,FBR!$D2092+1)*INDEX(ID!$K$35:$K$46,$B2092),0)","v":0},{"$f":"IF(I2092=\"w\",INDEX(ID!$L$8:$L$31,FBR!$D2092+1)*INDEX(ID!$L$35:$L$46,$B2092),0)","v":62},{"$f":"IF(I2092=\"h\",INDEX(ID!$M$8:$M$31,FBR!$D2092+1)*INDEX(ID!$M$35:$M$46,$B2092),0)","v":0},{"$f":"IF(I2092=\"w\",INDEX(ID!$N$8:$N$31,FBR!$D2092+1)*INDEX(ID!$N$35:$N$46,$B2092),0)","v":62},null,0,36.617176605692727,0,0]
[2085,3,28,20,87,13,"2014-03-28",6,"w",null,{"$f":"IF(I2095=\"h\",INDEX(ID!$K$8:$K$31,FBR!$D2095+1)*INDEX(ID!$K$35:$K$46,$B2095),0)","v":0},{"$f":"IF(I2095=\"w\",INDEX(ID!$L$8:$L$31,FBR!$D2095+1)*INDEX(ID!$L$35:$L$46,$B2095),0)","v":53},{"$f":"IF(I2095=\"h\",INDEX(ID!$M$8:$M$31,FBR!$D2095+1)*INDEX(ID!$M$35:$M$46,$B2095),0)","v":0},{"$f":"IF(I2095=\"w\",INDEX(ID!$N$8:$N$31,FBR!$D2095+1)*INDEX(ID!$N$35:$N$46,$B2095),0)","v":53},null,0,31.301780001640555,0,0]
[2088,3,28,23,87,13,"2014-03-28",6,"w",null,{"$f":"IF(I2098=\"h\",INDEX(ID!$K$8:$K$31,FBR!$D2098+1)*INDEX(ID!$K$35:$K$46,$B2098),0)","v":0},{"$f":"IF(I2098=\"w\",INDEX(ID!$L$8:$L$31,FBR!$D2098+1)*INDEX(ID!$L$35:$L$46,$B2098),0)","v":40},{"$f":"IF(I2098=\"h\",INDEX(ID!$M$8:$M$31,FBR!$D2098+1)*INDEX(ID!$M$35:$M$46,$B2098),0)","v":0},{"$f":"IF(I2098=\"w\",INDEX(ID!$N$8:$N$31,FBR!$D2098+1)*INDEX(ID!$N$35:$N$46,$B2098),0)","v":40},null,0,23.623984906898531,0,0]
[2092,3,29,3,88,13,"2014-03-29",7,"w",null,{"$f":"IF(I2102=\"h\",INDEX(ID!$K$8:$K$31,FBR!$D2102+1)*INDEX(ID!$K$35:$K$46,$B2102),0)","v":0},{"$f":"IF(I2102=\"w\",INDEX(ID!$L$8:$L$31,FBR!$D2102+1)*INDEX(ID!$L$35:$L$46,$B2102),0)","v":27},{"$f":"IF(I2102=\"h\",INDEX(ID!$M$8:$M$31,FBR!$D2102+1)*INDEX(ID!$M$35:$M$46,$B2102),0)","v":0},{"$f":"IF(I2102=\"w\",INDEX(ID!$N$8:$N$31,FBR!$D2102+1)*INDEX(ID!$N$35:$N$46,$B2102),0)","v":27},null,0,15.94618981215651,0,0]
[2096,3,29,7,88,13,"2014-03-29",7,"w",null,{"$f":"IF(I2106=\"h\",INDEX(ID!$K$8:$K$31,FBR!$D2106+1)*INDEX(ID!$K$35:$K$46,$B2106),0)","v":0},{"$f":"IF(I2106=\"w\",INDEX(ID!$L$8:$L$31,FBR!$D2106+1)*INDEX(ID!$L$35:$L$46,$B2106),0)","v":32},{"$f":"IF(I2106=\"h\",INDEX(ID!$M$8:$M$31,FBR!$D2106+1)*INDEX(ID!$M$35:$M$46,$B2106),0)","v":0},{"$f":"IF(I2106=\"w\",INDEX(ID!$N$8:$N$31,FBR!$D2106+1)*INDEX(ID!$N$35:$N$46,$B2106),0)","v":32},null,0,18.899187925518824,0,0]
[2099,3,29,10,88,13,"2014-03-29",7,"w",null,{"$f":"IF(I2109=\"h\",INDEX(ID!$K$8:$K$31,FBR!$D2109+1)*INDEX(ID!$K$35:$K$46,$B2109),0)","v":0},{"$f":"IF(I2109=\"w\",INDEX(ID!$L$8:$L$31,FBR!$D2109+1)*INDEX(ID!$L$35:$L$46,$B2109),0)","v":40},{"$f":"IF(I2109=\"h\",INDEX(ID!$M$8:$M$31,FBR!$D2109+1)*INDEX(ID!$M$35:$M$46,$B2109),0)","v":0},{"$f":"IF(I2109=\"w\",INDEX(ID!$N$8:$N$31,FBR!$D2109+1)*INDEX(ID!$N$35:$N$46,$B2109),0)","v":40},null,0,23.623984906898531,0,0]
[2103,3,29,14,88,13,"2014-03-29",7,"w",null,{"$f":"IF(I2113=\"h\",INDEX(ID!$K$8:$K$31,FBR!$D2113+1)*INDEX(ID!$K$35:$K$46,$B2113),0)","v":0},{"$f":"IF(I2113=\"w\",INDEX(ID!$L$8:$L$31,FBR!$D2113+1)*INDEX(ID!$L$35:$L$46,$B2113),0)","v":47},{"$f":"IF(I2113=\"h\",INDEX(ID!$M$8:$M$31,FBR!$D2113+1)*INDEX(ID!$M$35:$M$46,$B2113),0)","v":0},{"$f":"IF(I2113=\"w\",INDEX(ID!$N$8:$N$31,FBR!$D2113+1)*INDEX(ID!$N$35:$N$46,$B2113),0)","v":47},null,0,27.758182265605775,0,0]
[2106,3,29,17,88,13,"2014-03-29",7,"w",null,{"$f":"IF(I2116=\"h\",INDEX(ID!$K$8:$K$31,FBR!$D2116+1)*INDEX(ID!$K$35:$K$46,$B2116),0)","v":0},{"$f":"IF(I2116=\"w\",INDEX(ID!$L$8:$L$31,FBR!$D2116+1)*INDEX(ID!$L$35:$L$46,$B2116),0)","v":62},{"$f":"IF(I2116=\"h\",INDEX(ID!$M$8:$M$31,FBR!$D2116+1)*INDEX(ID!$M$35:$M$46,$B2116),0)","v":0},{"$f":"IF(I2116=\"w\",INDEX(ID!$N$8:$N$31,FBR!$D2116+1)*INDEX(ID!$N$35:$N$46,$B2116),0)","v":62},null,0,36.617176605692727,0,0]
[2107,3,29,18,88,13,"2014-03-29",7,"w",null,{"$f":"IF(I2117=\"h\",INDEX(ID!$K$8:$K$31,FBR!$D2117+1)*INDEX(ID!$K$35:$K$46,$B2117),0)","v":0},{"$f":"IF(I2117=\"w\",INDEX(ID!$L$8:$L$31,FBR!$D2117+1)*INDEX(ID!$L$35:$L$46,$B2117),0)","v":65},{"$f":"IF(I2117=\"h\",INDEX(ID!$M$8:$M$31,FBR!$D2117+1)*INDEX(ID!$M$35:$M$46,$B2117),0)","v":0},{"$f":"IF(I2117=\"w\",INDEX(ID!$N$8:$N$31,FBR!$D2117+1)*INDEX(ID!$N$35:$N$46,$B2117),0)","v":65},null,0,38.388975473710111,0,0]
[2110,3,29,21,88,13,"2014-03-29",7,"w",null,{"$f":"IF(I2120=\"h\",INDEX(ID!$K$8:$K$31,FBR!$D2120+1)*INDEX(ID!$K$35:$K$46,$B2120),0)","v":0},{"$f":"IF(I2120=\"w\",INDEX(ID!$L$8:$L$31,FBR!$D2120+1)*INDEX(ID!$L$35:$L$46,$B2120),0)","v":50},{"$f":"IF(I2120=\"h\",INDEX(ID!$M$8:$M$31,FBR!$D2120+1)*INDEX(ID!$M$35:$M$46,$B2120),0)","v":0},{"$f":"IF(I2120=\"w\",INDEX(ID!$N$8:$N$31,FBR!$D2120+1)*INDEX(ID!$N$35:$N$46,$B2120),0)","v":50},null,0,29.529981133623163,0,0]
[2113,3,30,0,89,13,"2014-03-30",{"$f":"WEEKDAY(G2123)","v":1},{"$f":"IF(OR(H2123=6,H2123=7),\"w\",\"h\")","v":"h"},null,{"$f":"IF(I2123=\"h\",INDEX(ID!$K$8:$K$31,FBR!$D2123+1)*INDEX(ID!$K$35:$K$46,$B2123),0)","v":35},{"$f":"IF(I2123=\"w\",INDEX(ID!$L$8:$L$31,FBR!$D2123+1)*INDEX(ID!$L$35:$L$46,$B2123),0)","v":0},{"$f":"IF(I2123=\"h\",INDEX(ID!$M$8:$M$31,FBR!$D2123+1)*INDEX(ID!$M$35:$M$46,$B2123),0)","v":35},{"$f":"IF(I2123=\"w\",INDEX(ID!$N$8:$N$31,FBR!$D2123+1)*INDEX(ID!$N$35:$N$46,$B2123),0)","v":0},null,{"$f":"K2123*(indvforbrug*antalbrugere)/($K$8789+$L$8789)","v":20.670986793536215},{"$f":"L2123*indvforbrug*antalbrugere/($K$8789+$L$8789)","v":0},{"$f":"M2123*fællesforbrug/($M$8789+$N$8789)","v":0},{"$f":"N2123*fællesforbrug/($M$8789+$N$8789)","v":0}]
[2117,3,30,4,89,13,"2014-03-30",1,"h",null,{"$f":"IF(I2127=\"h\",INDEX(ID!$K$8:$K$31,FBR!$D2127+1)*INDEX(ID!$K$35:$K$46,$B2127),0)","v":27},{"$f":"IF(I2127=\"w\",INDEX(ID!$L$8:$L$31,FBR!$D2127+1)*INDEX(ID!$L$35:$L$46,$B2127),0)","v":0},{"$f":"IF(I2127=\"h\",INDEX(ID!$M$8:$M$31,FBR!$D2127+1)*INDEX(ID!$M$35:$M$46,$B2127),0)","v":27},{"$f":"IF(I2127=\"w\",INDEX(ID!$N$8:$N$31,FBR!$D2127+1)*INDEX(ID!$N$35:$N$46,$B2127),0)","v":0},null,15.94618981215651,0,0,0]
[2121,3,30,8,89,13,"2014-03-30",1,"h",null,{"$f":"IF(I2131=\"h\",INDEX(ID!$K$8:$K$31,FBR!$D2131+1)*INDEX(ID!$K$35:$K$46,$B2131),0)","v":35},{"$f":"IF(I2131=\"w\",INDEX(ID!$L$8:$L$31,FBR!$D2131+1)*INDEX(ID!$L$35:$L$46,$B2131),0)","v":0},{"$f":"IF(I2131=\"h\",INDEX(ID!$M$8:$M$31,FBR!$D2131+1)*INDEX(ID!$M$35:$M$46,$B2131),0)","v":35},{"$f":"IF(I2131=\"w\",INDEX(ID!$N$8:$N$31,FBR!$D2131+1)*INDEX(ID!$N$35:$N$46,$B2131),0)","v":0},null,20.670986793536215,0,0,0]
[2125,3,30,12,89,13,"2014-03-30",1,"h",null,{"$f":"IF(I2135=\"h\",INDEX(ID!$K$8:$K$31,FBR!$D2135+1)*INDEX(ID!$K$35:$K$46,$B2135),0)","v":43},{"$f":"IF(I2135=\"w\",INDEX(ID!$L$8:$L$31,FBR!$D2135+1)*INDEX(ID!$L$35:$L$46,$B2135),0)","v":0},{"$f":"IF(I2135=\"h\",INDEX(ID!$M$8:$M$31,FBR!$D2135+1)*INDEX(ID!$M$35:$M$46,$B2135),0)","v":43},{"$f":"IF(I2135=\"w\",INDEX(ID!$N$8:$N$31,FBR!$D2135+1)*INDEX(ID!$N$35:$N$46,$B2135),0)","v":0},null,25.395783774915923,0,0,0]
[2128,3,30,15,89,13,"2014-03-30",1,"h",null,{"$f":"IF(I2138=\"h\",INDEX(ID!$K$8:$K$31,FBR!$D2138+1)*INDEX(ID!$K$35:$K$46,$B2138),0)","v":50},{"$f":"IF(I2138=\"w\",INDEX(ID!$L$8:$L$31,FBR!$D2138+1)*INDEX(ID!$L$35:$L$46,$B2138),0)","v":0},{"$f":"IF(I2138=\"h\",INDEX(ID!$M$8:$M$31,FBR!$D2138+1)*INDEX(ID!$M$35:$M$46,$B2138),0)","v":50},{"$f":"IF(I2138=\"w\",INDEX(ID!$N$8:$N$31,FBR!$D2138+1)*INDEX(ID!$N$35:$N$46,$B2138),0)","v":0},null,29.529981133623163,0,0,0]
[2131,3,30,18,89,13,"2014-03-30",1,"h",null,{"$f":"IF(I2141=\"h\",INDEX(ID!$K$8:$K$31,FBR!$D2141+1)*INDEX(ID!$K$35:$K$46,$B2141),0)","v":65},{"$f":"IF(I2141=\"w\",INDEX(ID!$L$8:$L$31,FBR!$D2141+1)*INDEX(ID!$L$35:$L$46,$B2141),0)","v":0},{"$f":"IF(I2141=\"h\",INDEX(ID!$M$8:$M$31,FBR!$D2141+1)*INDEX(ID!$M$35:$M$46,$B2141),0)","v":65},{"$f":"IF(I2141=\"w\",INDEX(ID!$N$8:$N$31,FBR!$D2141+1)*INDEX(ID!$N$35:$N$46,$B2141),0)","v":0},null,38.388975473710111,0,0,0]
[2132,3,30,19,89,13,"2014-03-30",1,"h",null,{"$f":"IF(I2142=\"h\",INDEX(ID!$K$8:$K$31,FBR!$D2142+1)*INDEX(ID!$K$35:$K$46,$B2142),0)","v":60},{"$f":"IF(I2142=\"w\",INDEX(ID!$L$8:$L$31,FBR!$D2142+1)*INDEX(ID!$L$35:$L$46,$B2142),0)","v":0},{"$f":"IF(I2142=\"h\",INDEX(ID!$M$8:$M$31,FBR!$D2142+1)*INDEX(ID!$M$35:$M$46,$B2142),0)","v":60},{"$f":"IF(I2142=\"w\",INDEX(ID!$N$8:$N$31,FBR!$D2142+1)*INDEX(ID!$N$35:$N$46,$B2142),0)","v":0},null,35.435977360347799,0,0,0]
[2135,3,30,22,89,13,"2014-03-30",1,"h",null,{"$f":"IF(I2145=\"h\",INDEX(ID!$K$8:$K$31,FBR!$D2145+1)*INDEX(ID!$K$35:$K$46,$B2145),0)","v":45},{"$f":"IF(I2145=\"w\",INDEX(ID!$L$8:$L$31,FBR!$D2145+1)*INDEX(ID!$L$35:$L$46,$B2145),0)","v":0},{"$f":"IF(I2145=\"h\",INDEX(ID!$M$8:$M$31,FBR!$D2145+1)*INDEX(ID!$M$35:$M$46,$B2145),0)","v":45},{"$f":"IF(I2145=\"w\",INDEX(ID!$N$8:$N$31,FBR!$D2145+1)*INDEX(ID!$N$35:$N$46,$B2145),0)","v":0},null,26.576983020260847,0,0,0]
[2138,3,31,1,{"$f":"E2124+1","v":90},13,"2014-03-31",2,"h",null,{"$f":"IF(I2148=\"h\",INDEX(ID!$K$8:$K$31,FBR!$D2148+1)*INDEX(ID!$K$35:$K$46,$B2148),0)","v":30},{"$f":"IF(I2148=\"w\",INDEX(ID!$L$8:$L$31,FBR!$D2148+1)*INDEX(ID!$L$35:$L$46,$B2148),0)","v":0},{"$f":"IF(I2148=\"h\",INDEX(ID!$M$8:$M$31,FBR!$D2148+1)*INDEX(ID!$M$35:$M$46,$B2148),0)","v":30},{"$f":"IF(I2148=\"w\",INDEX(ID!$N$8:$N$31,FBR!$D2148+1)*INDEX(ID!$N$35:$N$46,$B2148),0)","v":0},null,17.717988680173899,0,0,0]
[2143,3,31,6,90,13,"2014-03-31",2,"h",null,{"$f":"IF(I2153=\"h\",INDEX(ID!$K$8:$K$31,FBR!$D2153+1)*INDEX(ID!$K$35:$K$46,$B2153),0)","v":29},{"$f":"IF(I2153=\"w\",INDEX(ID!$L$8:$L$31,FBR!$D2153+1)*INDEX(ID!$L$35:$L$46,$B2153),0)","v":0},{"$f":"IF(I2153=\"h\",INDEX(ID!$M$8:$M$31,FBR!$D2153+1)*INDEX(ID!$M$35:$M$46,$B2153),0)","v":29},{"$f":"IF(I2153=\"w\",INDEX(ID!$N$8:$N$31,FBR!$D2153+1)*INDEX(ID!$N$35:$N$46,$B2153),0)","v":0},null,17.127389057501436,0,0,0]
[2146,3,31,9,90,13,"2014-03-31",2,"h",null,{"$f":"IF(I2156=\"h\",INDEX(ID!$K$8:$K$31,FBR!$D2156+1)*INDEX(ID!$K$35:$K$46,$B2156),0)","v":38},{"$f":"IF(I2156=\"w\",INDEX(ID!$L$8:$L$31,FBR!$D2156+1)*INDEX(ID!$L$35:$L$46,$B2156),0)","v":0},{"$f":"IF(I2156=\"h\",INDEX(ID!$M$8:$M$31,FBR!$D2156+1)*INDEX(ID!$M$35:$M$46,$B2156),0)","v":38},{"$f":"IF(I2156=\"w\",INDEX(ID!$N$8:$N$31,FBR!$D2156+1)*INDEX(ID!$N$35:$N$46,$B2156),0)","v":0},null,22.442785661553604,0,0,0]
[2150,3,31,13,90,13,"2014-03-31",2,"h",null,{"$f":"IF(I2160=\"h\",INDEX(ID!$K$8:$K$31,FBR!$D2160+1)*INDEX(ID!$K$35:$K$46,$B2160),0)","v":44},{"$f":"IF(I2160=\"w\",INDEX(ID!$L$8:$L$31,FBR!$D2160+1)*INDEX(ID!$L$35:$L$46,$B2160),0)","v":0},{"$f":"IF(I2160=\"h\",INDEX(ID!$M$8:$M$31,FBR!$D2160+1)*INDEX(ID!$M$35:$M$46,$B2160),0)","v":44},{"$f":"IF(I2160=\"w\",INDEX(ID!$N$8:$N$31,FBR!$D2160+1)*INDEX(ID!$N$35:$N$46,$B2160),0)","v":0},null,25.986383397588384,0,0,0]
[2153,3,31,16,90,13,"2014-03-31",2,"h",null,{"$f":"IF(I2163=\"h\",INDEX(ID!$K$8:$K$31,FBR!$D2163+1)*INDEX(ID!$K$35:$K$46,$B2163),0)","v":53},{"$f":"IF(I2163=\"w\",INDEX(ID!$L$8:$L$31,FBR!$D2163+1)*INDEX(ID!$L$35:$L$46,$B2163),0)","v":0},{"$f":"IF(I2163=\"h\",INDEX(ID!$M$8:$M$31,FBR!$D2163+1)*INDEX(ID!$M$35:$M$46,$B2163),0)","v":53},{"$f":"IF(I2163=\"w\",INDEX(ID!$N$8:$N$31,FBR!$D2163+1)*INDEX(ID!$N$35:$N$46,$B2163),0)","v":0},null,31.301780001640555,0,0,0]
[2156,3,31,19,90,13,"2014-03-31",2,"h",null,{"$f":"IF(I2166=\"h\",INDEX(ID!$K$8:$K$31,FBR!$D2166+1)*INDEX(ID!$K$35:$K$46,$B2166),0)","v":60},{"$f":"IF(I2166=\"w\",INDEX(ID!$L$8:$L$31,FBR!$D2166+1)*INDEX(ID!$L$35:$L$46,$B2166),0)","v":0},{"$f":"IF(I2166=\"h\",INDEX(ID!$M$8:$M$31,FBR!$D2166+1)*INDEX(ID!$M$35:$M$46,$B2166),0)","v":60},{"$f":"IF(I2166=\"w\",INDEX(ID!$N$8:$N$31,FBR!$D2166+1)*INDEX(ID!$N$35:$N$46,$B2166),0)","v":0},null,35.435977360347799,0,0,0]
[2157,3,31,20,90,13,"2014-03-31",2,"h",null,{"$f":"IF(I2167=\"h\",INDEX(ID!$K$8:$K$31,FBR!$D2167+1)*INDEX(ID!$K$35:$K$46,$B2167),0)","v":53},{"$f":"IF(I2167=\"w\",INDEX(ID!$L$8:$L$31,FBR!$D2167+1)*INDEX(ID!$L$35:$L$46,$B2167),0)","v":0},{"$f":"IF(I2167=\"h\",INDEX(ID!$M$8:$M$31,FBR!$D2167+1)*INDEX(ID!$M$35:$M$46,$B2167),0)","v":53},{"$f":"IF(I2167=\"w\",INDEX(ID!$N$8:$N$31,FBR!$D2167+1)*INDEX(ID!$N$35:$N$46,$B2167),0)","v":0},null,31.301780001640555,0,0,0]
[2163,4,1,2,91,13,"2014-04-01",3,"h",null,{"$f":"IF(I2173=\"h\",INDEX(ID!$K$8:$K$31,FBR!$D2173+1)*INDEX(ID!$K$35:$K$46,$B2173),0)","v":28},{"$f":"IF(I2173=\"w\",INDEX(ID!$L$8:$L$31,FBR!$D2173+1)*INDEX(ID!$L$35:$L$46,$B2173),0)","v":0},{"$f":"IF(I2173=\"h\",INDEX(ID!$M$8:$M$31,FBR!$D2173+1)*INDEX(ID!$M$35:$M$46,$B2173),0)","v":28},{"$f":"IF(I2173=\"w\",INDEX(ID!$N$8:$N$31,FBR!$D2173+1)*INDEX(ID!$N$35:$N$46,$B2173),0)","v":0},null,16.536789434828972,0,0,0]
[2165,4,1,4,91,13,"2014-04-01",3,"h",null,{"$f":"IF(I2175=\"h\",INDEX(ID!$K$8:$K$31,FBR!$D2175+1)*INDEX(ID!$K$35:$K$46,$B2175),0)","v":27},{"$f":"IF(I2175=\"w\",INDEX(ID!$L$8:$L$31,FBR!$D2175+1)*INDEX(ID!$L$35:$L$46,$B2175),0)","v":0},{"$f":"IF(I2175=\"h\",INDEX(ID!$M$8:$M$31,FBR!$D2175+1)*INDEX(ID!$M$35:$M$46,$B2175),0)","v":27},{"$f":"IF(I2175=\"w\",INDEX(ID!$N$8:$N$31,FBR!$D2175+1)*INDEX(ID!$N$35:$N$46,$B2175),0)","v":0},null,15.94618981215651,0,0,0]
[2168,4,1,7,91,13,"2014-04-01",3,"h",null,{"$f":"IF(I2178=\"h\",INDEX(ID!$K$8:$K$31,FBR!$D2178+1)*INDEX(ID!$K$35:$K$46,$B2178),0)","v":32},{"$f":"IF(I2178=\"w\",INDEX(ID!$L$8:$L$31,FBR!$D2178+1)*INDEX(ID!$L$35:$L$46,$B2178),0)","v":0},{"$f":"IF(I2178=\"h\",INDEX(ID!$M$8:$M$31,FBR!$D2178+1)*INDEX(ID!$M$35:$M$46,$B2178),0)","v":32},{"$f":"IF(I2178=\"w\",INDEX(ID!$N$8:$N$31,FBR!$D2178+1)*INDEX(ID!$N$35:$N$46,$B2178),0)","v":0},null,18.899187925518824,0,0,0]
[2171,4,1,10,91,13,"2014-04-01",3,"h",null,{"$f":"IF(I2181=\"h\",INDEX(ID!$K$8:$K$31,FBR!$D2181+1)*INDEX(ID!$K$35:$K$46,$B2181),0)","v":40},{"$f":"IF(I2181=\"w\",INDEX(ID!$L$8:$L$31,FBR!$D2181+1)*INDEX(ID!$L$35:$L$46,$B2181),0)","v":0},{"$f":"IF(I2181=\"h\",INDEX(ID!$M$8:$M$31,FBR!$D2181+1)*INDEX(ID!$M$35:$M$46,$B2181),0)","v":40},{"$f":"IF(I2181=\"w\",INDEX(ID!$N$8:$N$31,FBR!$D2181+1)*INDEX(ID!$N$35:$N$46,$B2181),0)","v":0},null,23.623984906898531,0,0,0]
[2175,4,1,14,91,13,"2014-04-01",3,"h",null,{"$f":"IF(I2185=\"h\",INDEX(ID!$K$8:$K$31,FBR!$D2185+1)*INDEX(ID!$K$35:$K$46,$B2185),0)","v":47},{"$f":"IF(I2185=\"w\",INDEX(ID!$L$8:$L$31,FBR!$D2185+1)*INDEX(ID!$L$35:$L$46,$B2185),0)","v":0},{"$f":"IF(I2185=\"h\",INDEX(ID!$M$8:$M$31,FBR!$D2185+1)*INDEX(ID!$M$35:$M$46,$B2185),0)","v":47},{"$f":"IF(I2185=\"w\",INDEX(ID!$N$8:$N$31,FBR!$D2185+1)*INDEX(ID!$N$35:$N$46,$B2185),0)","v":0},null,27.758182265605775,0,0,0]
[{"$f":"A2187+1","v":2178},4,1,17,91,13,{"$f":"DATE(2014,B2188,C2188)","v":"2014-04-01"},3,"h",null,{"$f":"IF(I2188=\"h\",INDEX(ID!$K$8:$K$31,FBR!$D2188+1)*INDEX(ID!$K$35:$K$46,$B2188),0)","v":62},{"$f":"IF(I2188=\"w\",INDEX(ID!$L$8:$L$31,FBR!$D2188+1)*INDEX(ID!$L$35:$L$46,$B2188),0)","v":0},{"$f":"IF(I2188=\"h\",INDEX(ID!$M$8:$M$31,FBR!$D2188+1)*INDEX(ID!$M$35:$M$46,$B2188),0)","v":62},{"$f":"IF(I2188=\"w\",INDEX(ID!$N$8:$N$31,FBR!$D2188+1)*INDEX(ID!$N$35:$N$46,$B2188),0)","v":0},null,36.617176605692727,0,0,0]
[2180,4,1,19,91,13,"2014-04-01",3,"h",null,{"$f":"IF(I2190=\"h\",INDEX(ID!$K$8:$K$31,FBR!$D2190+1)*INDEX(ID!$K$35:$K$46,$B2190),0)","v":60},{"$f":"IF(I2190=\"w\",INDEX(ID!$L$8:$L$31,FBR!$D2190+1)*INDEX(ID!$L$35:$L$46,$B2190),0)","v":0},{"$f":"IF(I2190=\"h\",INDEX(ID!$M$8:$M$31,FBR!$D2190+1)*INDEX(ID!$M$35:$M$46,$B2190),0)","v":60},{"$f":"IF(I2190=\"w\",INDEX(ID!$N$8:$N$31,FBR!$D2190+1)*INDEX(ID!$N$35:$N$46,$B2190),0)","v":0},null,35.435977360347799,0,0,0]
[2183,4,1,22,91,13,"2014-04-01",3,"h",null,{"$f":"IF(I2193=\"h\",INDEX(ID!$K$8:$K$31,FBR!$D2193+1)*INDEX(ID!$K$35:$K$46,$B2193),0)","v":45},{"$f":"IF(I2193=\"w\",INDEX(ID!$L$8:$L$31,FBR!$D2193+1)*INDEX(ID!$L$35:$L$46,$B2193),0)","v":0},{"$f":"IF(I2193=\"h\",INDEX(ID!$M$8:$M$31,FBR!$D2193+1)*INDEX(ID!$M$35:$M$46,$B2193),0)","v":45},{"$f":"IF(I2193=\"w\",INDEX(ID!$N$8:$N$31,FBR!$D2193+1)*INDEX(ID!$N$35:$N$46,$B2193),0)","v":0},null,26.576983020260847,0,0,0]
[2186,4,2,1,92,14,"2014-04-02",4,"h",null,{"$f":"IF(I2196=\"h\",INDEX(ID!$K$8:$K$31,FBR!$D2196+1)*INDEX(ID!$K$35:$K$46,$B2196),0)","v":30},{"$f":"IF(I2196=\"w\",INDEX(ID!$L$8:$L$31,FBR!$D2196+1)*INDEX(ID!$L$35:$L$46,$B2196),0)","v":0},{"$f":"IF(I2196=\"h\",INDEX(ID!$M$8:$M$31,FBR!$D2196+1)*INDEX(ID!$M$35:$M$46,$B2196),0)","v":30},{"$f":"IF(I2196=\"w\",INDEX(ID!$N$8:$N$31,FBR!$D2196+1)*INDEX(ID!$N$35:$N$46,$B2196),0)","v":0},null,17.717988680173899,0,0,0]
[2190,4,2,5,92,14,"2014-04-02",4,"h",null,{"$f":"IF(I2200=\"h\",INDEX(ID!$K$8:$K$31,FBR!$D2200+1)*INDEX(ID!$K$35:$K$46,$B2200),0)","v":27},{"$f":"IF(I2200=\"w\",INDEX(ID!$L$8:$L$31,FBR!$D2200+1)*INDEX(ID!$L$35:$L$46,$B2200),0)","v":0},{"$f":"IF(I2200=\"h\",INDEX(ID!$M$8:$M$31,FBR!$D2200+1)*INDEX(ID!$M$35:$M$46,$B2200),0)","v":27},{"$f":"IF(I2200=\"w\",INDEX(ID!$N$8:$N$31,FBR!$D2200+1)*INDEX(ID!$N$35:$N$46,$B2200),0)","v":0},null,15.94618981215651,0,0,0]
[2193,4,2,8,92,14,"2014-04-02",4,"h",null,{"$f":"IF(I2203=\"h\",INDEX(ID!$K$8:$K$31,FBR!$D2203+1)*INDEX(ID!$K$35:$K$46,$B2203),0)","v":35},{"$f":"IF(I2203=\"w\",INDEX(ID!$L$8:$L$31,FBR!$D2203+1)*INDEX(ID!$L$35:$L$46,$B2203),0)","v":0},{"$f":"IF(I2203=\"h\",INDEX(ID!$M$8:$M$31,FBR!$D2203+1)*INDEX(ID!$M$35:$M$46,$B2203),0)","v":35},{"$f":"IF(I2203=\"w\",INDEX(ID!$N$8:$N$31,FBR!$D2203+1)*INDEX(ID!$N$35:$N$46,$B2203),0)","v":0},null,20.670986793536215,0,0,0]
[2196,4,2,11,92,14,"2014-04-02",4,"h",null,{"$f":"IF(I2206=\"h\",INDEX(ID!$K$8:$K$31,FBR!$D2206+1)*INDEX(ID!$K$35:$K$46,$B2206),0)","v":42},{"$f":"IF(I2206=\"w\",INDEX(ID!$L$8:$L$31,FBR!$D2206+1)*INDEX(ID!$L$35:$L$46,$B2206),0)","v":0},{"$f":"IF(I2206=\"h\",INDEX(ID!$M$8:$M$31,FBR!$D2206+1)*INDEX(ID!$M$35:$M$46,$B2206),0)","v":42},{"$f":"IF(I2206=\"w\",INDEX(ID!$N$8:$N$31,FBR!$D2206+1)*INDEX(ID!$N$35:$N$46,$B2206),0)","v":0},null,24.805184152243459,0,0,0]
[2200,4,2,15,92,14,"2014-04-02",4,"h",null,{"$f":"IF(I2210=\"h\",INDEX(ID!$K$8:$K$31,FBR!$D2210+1)*INDEX(ID!$K$35:$K$46,$B2210),0)","v":50},{"$f":"IF(I2210=\"w\",INDEX(ID!$L$8:$L$31,FBR!$D2210+1)*INDEX(ID!$L$35:$L$46,$B2210),0)","v":0},{"$f":"IF(I2210=\"h\",INDEX(ID!$M$8:$M$31,FBR!$D2210+1)*INDEX(ID!$M$35:$M$46,$B2210),0)","v":50},{"$f":"IF(I2210=\"w\",INDEX(ID!$N$8:$N$31,FBR!$D2210+1)*INDEX(ID!$N$35:$N$46,$B2210),0)","v":0},null,29.529981133623163,0,0,0]
[2201,4,2,16,92,14,"2014-04-02",4,"h",null,{"$f":"IF(I2211=\"h\",INDEX(ID!$K$8:$K$31,FBR!$D2211+1)*INDEX(ID!$K$35:$K$46,$B2211),0)","v":53},{"$f":"IF(I2211=\"w\",INDEX(ID!$L$8:$L$31,FBR!$D2211+1)*INDEX(ID!$L$35:$L$46,$B2211),0)","v":0},{"$f":"IF(I2211=\"h\",INDEX(ID!$M$8:$M$31,FBR!$D2211+1)*INDEX(ID!$M$35:$M$46,$B2211),0)","v":53},{"$f":"IF(I2211=\"w\",INDEX(ID!$N$8:$N$31,FBR!$D2211+1)*INDEX(ID!$N$35:$N$46,$B2211),0)","v":0},null,31.301780001640555,0,0,0]
[2207,4,2,22,92,14,"2014-04-02",4,"h",null,{"$f":"IF(I2217=\"h\",INDEX(ID!$K$8:$K$31,FBR!$D2217+1)*INDEX(ID!$K$35:$K$46,$B2217),0)","v":45},{"$f":"IF(I2217=\"w\",INDEX(ID!$L$8:$L$31,FBR!$D2217+1)*INDEX(ID!$L$35:$L$46,$B2217),0)","v":0},{"$f":"IF(I2217=\"h\",INDEX(ID!$M$8:$M$31,FBR!$D2217+1)*INDEX(ID!$M$35:$M$46,$B2217),0)","v":45},{"$f":"IF(I2217=\"w\",INDEX(ID!$N$8:$N$31,FBR!$D2217+1)*INDEX(ID!$N$35:$N$46,$B2217),0)","v":0},null,26.576983020260847,0,0,0]
[2208,4,2,23,92,14,"2014-04-02",4,"h",null,{"$f":"IF(I2218=\"h\",INDEX(ID!$K$8:$K$31,FBR!$D2218+1)*INDEX(ID!$K$35:$K$46,$B2218),0)","v":40},{"$f":"IF(I2218=\"w\",INDEX(ID!$L$8:$L$31,FBR!$D2218+1)*INDEX(ID!$L$35:$L$46,$B2218),0)","v":0},{"$f":"IF(I2218=\"h\",INDEX(ID!$M$8:$M$31,FBR!$D2218+1)*INDEX(ID!$M$35:$M$46,$B2218),0)","v":40},{"$f":"IF(I2218=\"w\",INDEX(ID!$N$8:$N$31,FBR!$D2218+1)*INDEX(ID!$N$35:$N$46,$B2218),0)","v":0},null,23.623984906898531,0,0,0]
[2211,4,3,2,93,14,"2014-04-03",5,"h",null,{"$f":"IF(I2221=\"h\",INDEX(ID!$K$8:$K$31,FBR!$D2221+1)*INDEX(ID!$K$35:$K$46,$B2221),0)","v":28},{"$f":"IF(I2221=\"w\",INDEX(ID!$L$8:$L$31,FBR!$D2221+1)*INDEX(ID!$L$35:$L$46,$B2221),0)","v":0},{"$f":"IF(I2221=\"h\",INDEX(ID!$M$8:$M$31,FBR!$D2221+1)*INDEX(ID!$M$35:$M$46,$B2221),0)","v":28},{"$f":"IF(I2221=\"w\",INDEX(ID!$N$8:$N$31,FBR!$D2221+1)*INDEX(ID!$N$35:$N$46,$B2221),0)","v":0},null,16.536789434828972,0,0,0]
[2215,4,3,6,93,14,"2014-04-03",5,"h",null,{"$f":"IF(I2225=\"h\",INDEX(ID!$K$8:$K$31,FBR!$D2225+1)*INDEX(ID!$K$35:$K$46,$B2225),0)","v":29},{"$f":"IF(I2225=\"w\",INDEX(ID!$L$8:$L$31,FBR!$D2225+1)*INDEX(ID!$L$35:$L$46,$B2225),0)","v":0},{"$f":"IF(I2225=\"h\",INDEX(ID!$M$8:$M$31,FBR!$D2225+1)*INDEX(ID!$M$35:$M$46,$B2225),0)","v":29},{"$f":"IF(I2225=\"w\",INDEX(ID!$N$8:$N$31,FBR!$D2225+1)*INDEX(ID!$N$35:$N$46,$B2225),0)","v":0},null,17.127389057501436,0,0,0]
[2218,4,3,9,93,{"$f":"F2060+1","v":14},"2014-04-03",5,"h",null,{"$f":"IF(I2228=\"h\",INDEX(ID!$K$8:$K$31,FBR!$D2228+1)*INDEX(ID!$K$35:$K$46,$B2228),0)","v":38},{"$f":"IF(I2228=\"w\",INDEX(ID!$L$8:$L$31,FBR!$D2228+1)*INDEX(ID!$L$35:$L$46,$B2228),0)","v":0},{"$f":"IF(I2228=\"h\",INDEX(ID!$M$8:$M$31,FBR!$D2228+1)*INDEX(ID!$M$35:$M$46,$B2228),0)","v":38},{"$f":"IF(I2228=\"w\",INDEX(ID!$N$8:$N$31,FBR!$D2228+1)*INDEX(ID!$N$35:$N$46,$B2228),0)","v":0},null,22.442785661553604,0,0,0]
[2221,4,3,12,93,14,"2014-04-03",5,"h",null,{"$f":"IF(I2231=\"h\",INDEX(ID!$K$8:$K$31,FBR!$D2231+1)*INDEX(ID!$K$35:$K$46,$B2231),0)","v":43},{"$f":"IF(I2231=\"w\",INDEX(ID!$L$8:$L$31,FBR!$D2231+1)*INDEX(ID!$L$35:$L$46,$B2231),0)","v":0},{"$f":"IF(I2231=\"h\",INDEX(ID!$M$8:$M$31,FBR!$D2231+1)*INDEX(ID!$M$35:$M$46,$B2231),0)","v":43},{"$f":"IF(I2231=\"w\",INDEX(ID!$N$8:$N$31,FBR!$D2231+1)*INDEX(ID!$N$35:$N$46,$B2231),0)","v":0},null,25.395783774915923,0,0,0]
[2226,4,3,17,93,14,"2014-04-03",5,"h",null,{"$f":"IF(I2236=\"h\",INDEX(ID!$K$8:$K$31,FBR!$D2236+1)*INDEX(ID!$K$35:$K$46,$B2236),0)","v":62},{"$f":"IF(I2236=\"w\",INDEX(ID!$L$8:$L$31,FBR!$D2236+1)*INDEX(ID!$L$35:$L$46,$B2236),0)","v":0},{"$f":"IF(I2236=\"h\",INDEX(ID!$M$8:$M$31,FBR!$D2236+1)*INDEX(ID!$M$35:$M$46,$B2236),0)","v":62},{"$f":"IF(I2236=\"w\",INDEX(ID!$N$8:$N$31,FBR!$D2236+1)*INDEX(ID!$N$35:$N$46,$B2236),0)","v":0},null,36.617176605692727,0,0,0]
[2229,4,3,20,93,14,"2014-04-03",5,"h",null,{"$f":"IF(I2239=\"h\",INDEX(ID!$K$8:$K$31,FBR!$D2239+1)*INDEX(ID!$K$35:$K$46,$B2239),0)","v":53},{"$f":"IF(I2239=\"w\",INDEX(ID!$L$8:$L$31,FBR!$D2239+1)*INDEX(ID!$L$35:$L$46,$B2239),0)","v":0},{"$f":"IF(I2239=\"h\",INDEX(ID!$M$8:$M$31,FBR!$D2239+1)*INDEX(ID!$M$35:$M$46,$B2239),0)","v":53},{"$f":"IF(I2239=\"w\",INDEX(ID!$N$8:$N$31,FBR!$D2239+1)*INDEX(ID!$N$35:$N$46,$B2239),0)","v":0},null,31.301780001640555,0,0,0]
[2230,4,3,21,93,14,"2014-04-03",5,"h",null,{"$f":"IF(I2240=\"h\",INDEX(ID!$K$8:$K$31,FBR!$D2240+1)*INDEX(ID!$K$35:$K$46,$B2240),0)","v":50},{"$f":"IF(I2240=\"w\",INDEX(ID!$L$8:$L$31,FBR!$D2240+1)*INDEX(ID!$L$35:$L$46,$B2240),0)","v":0},{"$f":"IF(I2240=\"h\",INDEX(ID!$M$8:$M$31,FBR!$D2240+1)*INDEX(ID!$M$35:$M$46,$B2240),0)","v":50},{"$f":"IF(I2240=\"w\",INDEX(ID!$N$8:$N$31,FBR!$D2240+1)*INDEX(ID!$N$35:$N$46,$B2240),0)","v":0},null,29.529981133623163,0,0,0]
[2233,4,4,0,94,14,"2014-04-04",6,"w",null,{"$f":"IF(I2243=\"h\",INDEX(ID!$K$8:$K$31,FBR!$D2243+1)*INDEX(ID!$K$35:$K$46,$B2243),0)","v":0},{"$f":"IF(I2243=\"w\",INDEX(ID!$L$8:$L$31,FBR!$D2243+1)*INDEX(ID!$L$35:$L$46,$B2243),0)","v":35},{"$f":"IF(I2243=\"h\",INDEX(ID!$M$8:$M$31,FBR!$D2243+1)*INDEX(ID!$M$35:$M$46,$B2243),0)","v":0},{"$f":"IF(I2243=\"w\",INDEX(ID!$N$8:$N$31,FBR!$D2243+1)*INDEX(ID!$N$35:$N$46,$B2243),0)","v":35},null,0,20.670986793536215,0,0]
[2236,4,4,3,94,14,"2014-04-04",6,"w",null,{"$f":"IF(I2246=\"h\",INDEX(ID!$K$8:$K$31,FBR!$D2246+1)*INDEX(ID!$K$35:$K$46,$B2246),0)","v":0},{"$f":"IF(I2246=\"w\",INDEX(ID!$L$8:$L$31,FBR!$D2246+1)*INDEX(ID!$L$35:$L$46,$B2246),0)","v":27},{"$f":"IF(I2246=\"h\",INDEX(ID!$M$8:$M$31,FBR!$D2246+1)*INDEX(ID!$M$35:$M$46,$B2246),0)","v":0},{"$f":"IF(I2246=\"w\",INDEX(ID!$N$8:$N$31,FBR!$D2246+1)*INDEX(ID!$N$35:$N$46,$B2246),0)","v":27},null,0,15.94618981215651,0,0]
[2240,4,4,7,94,14,"2014-04-04",6,"w",null,{"$f":"IF(I2250=\"h\",INDEX(ID!$K$8:$K$31,FBR!$D2250+1)*INDEX(ID!$K$35:$K$46,$B2250),0)","v":0},{"$f":"IF(I2250=\"w\",INDEX(ID!$L$8:$L$31,FBR!$D2250+1)*INDEX(ID!$L$35:$L$46,$B2250),0)","v":32},{"$f":"IF(I2250=\"h\",INDEX(ID!$M$8:$M$31,FBR!$D2250+1)*INDEX(ID!$M$35:$M$46,$B2250),0)","v":0},{"$f":"IF(I2250=\"w\",INDEX(ID!$N$8:$N$31,FBR!$D2250+1)*INDEX(ID!$N$35:$N$46,$B2250),0)","v":32},null,0,18.899187925518824,0,0]
[2243,4,4,10,94,14,"2014-04-04",6,"w",null,{"$f":"IF(I2253=\"h\",INDEX(ID!$K$8:$K$31,FBR!$D2253+1)*INDEX(ID!$K$35:$K$46,$B2253),0)","v":0},{"$f":"IF(I2253=\"w\",INDEX(ID!$L$8:$L$31,FBR!$D2253+1)*INDEX(ID!$L$35:$L$46,$B2253),0)","v":40},{"$f":"IF(I2253=\"h\",INDEX(ID!$M$8:$M$31,FBR!$D2253+1)*INDEX(ID!$M$35:$M$46,$B2253),0)","v":0},{"$f":"IF(I2253=\"w\",INDEX(ID!$N$8:$N$31,FBR!$D2253+1)*INDEX(ID!$N$35:$N$46,$B2253),0)","v":40},null,0,23.623984906898531,0,0]
[2247,4,4,14,94,14,"2014-04-04",6,"w",null,{"$f":"IF(I2257=\"h\",INDEX(ID!$K$8:$K$31,FBR!$D2257+1)*INDEX(ID!$K$35:$K$46,$B2257),0)","v":0},{"$f":"IF(I2257=\"w\",INDEX(ID!$L$8:$L$31,FBR!$D2257+1)*INDEX(ID!$L$35:$L$46,$B2257),0)","v":47},{"$f":"IF(I2257=\"h\",INDEX(ID!$M$8:$M$31,FBR!$D2257+1)*INDEX(ID!$M$35:$M$46,$B2257),0)","v":0},{"$f":"IF(I2257=\"w\",INDEX(ID!$N$8:$N$31,FBR!$D2257+1)*INDEX(ID!$N$35:$N$46,$B2257),0)","v":47},null,0,27.758182265605775,0,0]
[2251,4,4,18,94,14,"2014-04-04",6,"w",null,{"$f":"IF(I2261=\"h\",INDEX(ID!$K$8:$K$31,FBR!$D2261+1)*INDEX(ID!$K$35:$K$46,$B2261),0)","v":0},{"$f":"IF(I2261=\"w\",INDEX(ID!$L$8:$L$31,FBR!$D2261+1)*INDEX(ID!$L$35:$L$46,$B2261),0)","v":65},{"$f":"IF(I2261=\"h\",INDEX(ID!$M$8:$M$31,FBR!$D2261+1)*INDEX(ID!$M$35:$M$46,$B2261),0)","v":0},{"$f":"IF(I2261=\"w\",INDEX(ID!$N$8:$N$31,FBR!$D2261+1)*INDEX(ID!$N$35:$N$46,$B2261),0)","v":65},null,0,38.388975473710111,0,0]
[2254,4,4,21,94,14,"2014-04-04",6,"w",null,{"$f":"IF(I2264=\"h\",INDEX(ID!$K$8:$K$31,FBR!$D2264+1)*INDEX(ID!$K$35:$K$46,$B2264),0)","v":0},{"$f":"IF(I2264=\"w\",INDEX(ID!$L$8:$L$31,FBR!$D2264+1)*INDEX(ID!$L$35:$L$46,$B2264),0)","v":50},{"$f":"IF(I2264=\"h\",INDEX(ID!$M$8:$M$31,FBR!$D2264+1)*INDEX(ID!$M$35:$M$46,$B2264),0)","v":0},{"$f":"IF(I2264=\"w\",INDEX(ID!$N$8:$N$31,FBR!$D2264+1)*INDEX(ID!$N$35:$N$46,$B2264),0)","v":50},null,0,29.529981133623163,0,0]
[2255,4,4,22,94,14,"2014-04-04",6,"w",null,{"$f":"IF(I2265=\"h\",INDEX(ID!$K$8:$K$31,FBR!$D2265+1)*INDEX(ID!$K$35:$K$46,$B2265),0)","v":0},{"$f":"IF(I2265=\"w\",INDEX(ID!$L$8:$L$31,FBR!$D2265+1)*INDEX(ID!$L$35:$L$46,$B2265),0)","v":45},{"$f":"IF(I2265=\"h\",INDEX(ID!$M$8:$M$31,FBR!$D2265+1)*INDEX(ID!$M$35:$M$46,$B2265),0)","v":0},{"$f":"IF(I2265=\"w\",INDEX(ID!$N$8:$N$31,FBR!$D2265+1)*INDEX(ID!$N$35:$N$46,$B2265),0)","v":45},null,0,26.576983020260847,0,0]
[2258,4,5,1,95,14,"2014-04-05",7,"w",null,{"$f":"IF(I2268=\"h\",INDEX(ID!$K$8:$K$31,FBR!$D2268+1)*INDEX(ID!$K$35:$K$46,$B2268),0)","v":0},{"$f":"IF(I2268=\"w\",INDEX(ID!$L$8:$L$31,FBR!$D2268+1)*INDEX(ID!$L$35:$L$46,$B2268),0)","v":30},{"$f":"IF(I2268=\"h\",INDEX(ID!$M$8:$M$31,FBR!$D2268+1)*INDEX(ID!$M$35:$M$46,$B2268),0)","v":0},{"$f":"IF(I2268=\"w\",INDEX(ID!$N$8:$N$31,FBR!$D2268+1)*INDEX(ID!$N$35:$N$46,$B2268),0)","v":30},null,0,17.717988680173899,0,0]
[2261,4,5,4,95,14,"2014-04-05",7,"w",null,{"$f":"IF(I2271=\"h\",INDEX(ID!$K$8:$K$31,FBR!$D2271+1)*INDEX(ID!$K$35:$K$46,$B2271),0)","v":0},{"$f":"IF(I2271=\"w\",INDEX(ID!$L$8:$L$31,FBR!$D2271+1)*INDEX(ID!$L$35:$L$46,$B2271),0)","v":27},{"$f":"IF(I2271=\"h\",INDEX(ID!$M$8:$M$31,FBR!$D2271+1)*INDEX(ID!$M$35:$M$46,$B2271),0)","v":0},{"$f":"IF(I2271=\"w\",INDEX(ID!$N$8:$N$31,FBR!$D2271+1)*INDEX(ID!$N$35:$N$46,$B2271),0)","v":27},null,0,15.94618981215651,0,0]
[2264,4,5,7,95,14,"2014-04-05",7,"w",null,{"$f":"IF(I2274=\"h\",INDEX(ID!$K$8:$K$31,FBR!$D2274+1)*INDEX(ID!$K$35:$K$46,$B2274),0)","v":0},{"$f":"IF(I2274=\"w\",INDEX(ID!$L$8:$L$31,FBR!$D2274+1)*INDEX(ID!$L$35:$L$46,$B2274),0)","v":32},{"$f":"IF(I2274=\"h\",INDEX(ID!$M$8:$M$31,FBR!$D2274+1)*INDEX(ID!$M$35:$M$46,$B2274),0)","v":0},{"$f":"IF(I2274=\"w\",INDEX(ID!$N$8:$N$31,FBR!$D2274+1)*INDEX(ID!$N$35:$N$46,$B2274),0)","v":32},null,0,18.899187925518824,0,0]
[2269,4,5,12,95,14,"2014-04-05",7,"w",null,{"$f":"IF(I2279=\"h\",INDEX(ID!$K$8:$K$31,FBR!$D2279+1)*INDEX(ID!$K$35:$K$46,$B2279),0)","v":0},{"$f":"IF(I2279=\"w\",INDEX(ID!$L$8:$L$31,FBR!$D2279+1)*INDEX(ID!$L$35:$L$46,$B2279),0)","v":43},{"$f":"IF(I2279=\"h\",INDEX(ID!$M$8:$M$31,FBR!$D2279+1)*INDEX(ID!$M$35:$M$46,$B2279),0)","v":0},{"$f":"IF(I2279=\"w\",INDEX(ID!$N$8:$N$31,FBR!$D2279+1)*INDEX(ID!$N$35:$N$46,$B2279),0)","v":43},null,0,25.395783774915923,0,0]
[2272,4,5,15,95,14,"2014-04-05",7,"w",null,{"$f":"IF(I2282=\"h\",INDEX(ID!$K$8:$K$31,FBR!$D2282+1)*INDEX(ID!$K$35:$K$46,$B2282),0)","v":0},{"$f":"IF(I2282=\"w\",INDEX(ID!$L$8:$L$31,FBR!$D2282+1)*INDEX(ID!$L$35:$L$46,$B2282),0)","v":50},{"$f":"IF(I2282=\"h\",INDEX(ID!$M$8:$M$31,FBR!$D2282+1)*INDEX(ID!$M$35:$M$46,$B2282),0)","v":0},{"$f":"IF(I2282=\"w\",INDEX(ID!$N$8:$N$31,FBR!$D2282+1)*INDEX(ID!$N$35:$N$46,$B2282),0)","v":50},null,0,29.529981133623163,0,0]
[2276,4,5,19,95,14,"2014-04-05",7,"w",null,{"$f":"IF(I2286=\"h\",INDEX(ID!$K$8:$K$31,FBR!$D2286+1)*INDEX(ID!$K$35:$K$46,$B2286),0)","v":0},{"$f":"IF(I2286=\"w\",INDEX(ID!$L$8:$L$31,FBR!$D2286+1)*INDEX(ID!$L$35:$L$46,$B2286),0)","v":60},{"$f":"IF(I2286=\"h\",INDEX(ID!$M$8:$M$31,FBR!$D2286+1)*INDEX(ID!$M$35:$M$46,$B2286),0)","v":0},{"$f":"IF(I2286=\"w\",INDEX(ID!$N$8:$N$31,FBR!$D2286+1)*INDEX(ID!$N$35:$N$46,$B2286),0)","v":60},null,0,35.435977360347799,0,0]
[2279,4,5,22,95,14,"2014-04-05",7,"w",null,{"$f":"IF(I2289=\"h\",INDEX(ID!$K$8:$K$31,FBR!$D2289+1)*INDEX(ID!$K$35:$K$46,$B2289),0)","v":0},{"$f":"IF(I2289=\"w\",INDEX(ID!$L$8:$L$31,FBR!$D2289+1)*INDEX(ID!$L$35:$L$46,$B2289),0)","v":45},{"$f":"IF(I2289=\"h\",INDEX(ID!$M$8:$M$31,FBR!$D2289+1)*INDEX(ID!$M$35:$M$46,$B2289),0)","v":0},{"$f":"IF(I2289=\"w\",INDEX(ID!$N$8:$N$31,FBR!$D2289+1)*INDEX(ID!$N$35:$N$46,$B2289),0)","v":45},null,0,26.576983020260847,0,0]
[2280,4,5,23,95,14,"2014-04-05",7,"w",null,{"$f":"IF(I2290=\"h\",INDEX(ID!$K$8:$K$31,FBR!$D2290+1)*INDEX(ID!$K$35:$K$46,$B2290),0)","v":0},{"$f":"IF(I2290=\"w\",INDEX(ID!$L$8:$L$31,FBR!$D2290+1)*INDEX(ID!$L$35:$L$46,$B2290),0)","v":40},{"$f":"IF(I2290=\"h\",INDEX(ID!$M$8:$M$31,FBR!$D2290+1)*INDEX(ID!$M$35:$M$46,$B2290),0)","v":0},{"$f":"IF(I2290=\"w\",INDEX(ID!$N$8:$N$31,FBR!$D2290+1)*INDEX(ID!$N$35:$N$46,$B2290),0)","v":40},null,0,23.623984906898531,0,0]
[2283,4,6,2,96,14,"2014-04-06",1,"h",null,{"$f":"IF(I2293=\"h\",INDEX(ID!$K$8:$K$31,FBR!$D2293+1)*INDEX(ID!$K$35:$K$46,$B2293),0)","v":28},{"$f":"IF(I2293=\"w\",INDEX(ID!$L$8:$L$31,FBR!$D2293+1)*INDEX(ID!$L$35:$L$46,$B2293),0)","v":0},{"$f":"IF(I2293=\"h\",INDEX(ID!$M$8:$M$31,FBR!$D2293+1)*INDEX(ID!$M$35:$M$46,$B2293),0)","v":28},{"$f":"IF(I2293=\"w\",INDEX(ID!$N$8:$N$31,FBR!$D2293+1)*INDEX(ID!$N$35:$N$46,$B2293),0)","v":0},null,16.536789434828972,0,0,0]
[2289,4,6,8,96,14,"2014-04-06",1,"h",null,{"$f":"IF(I2299=\"h\",INDEX(ID!$K$8:$K$31,FBR!$D2299+1)*INDEX(ID!$K$35:$K$46,$B2299),0)","v":35},{"$f":"IF(I2299=\"w\",INDEX(ID!$L$8:$L$31,FBR!$D2299+1)*INDEX(ID!$L$35:$L$46,$B2299),0)","v":0},{"$f":"IF(I2299=\"h\",INDEX(ID!$M$8:$M$31,FBR!$D2299+1)*INDEX(ID!$M$35:$M$46,$B2299),0)","v":35},{"$f":"IF(I2299=\"w\",INDEX(ID!$N$8:$N$31,FBR!$D2299+1)*INDEX(ID!$N$35:$N$46,$B2299),0)","v":0},null,20.670986793536215,0,0,0]
[2291,4,6,10,96,14,"2014-04-06",1,"h",null,{"$f":"IF(I2301=\"h\",INDEX(ID!$K$8:$K$31,FBR!$D2301+1)*INDEX(ID!$K$35:$K$46,$B2301),0)","v":40},{"$f":"IF(I2301=\"w\",INDEX(ID!$L$8:$L$31,FBR!$D2301+1)*INDEX(ID!$L$35:$L$46,$B2301),0)","v":0},{"$f":"IF(I2301=\"h\",INDEX(ID!$M$8:$M$31,FBR!$D2301+1)*INDEX(ID!$M$35:$M$46,$B2301),0)","v":40},{"$f":"IF(I2301=\"w\",INDEX(ID!$N$8:$N$31,FBR!$D2301+1)*INDEX(ID!$N$35:$N$46,$B2301),0)","v":0},null,23.623984906898531,0,0,0]
[2294,4,6,13,96,14,"2014-04-06",1,"h",null,{"$f":"IF(I2304=\"h\",INDEX(ID!$K$8:$K$31,FBR!$D2304+1)*INDEX(ID!$K$35:$K$46,$B2304),0)","v":44},{"$f":"IF(I2304=\"w\",INDEX(ID!$L$8:$L$31,FBR!$D2304+1)*INDEX(ID!$L$35:$L$46,$B2304),0)","v":0},{"$f":"IF(I2304=\"h\",INDEX(ID!$M$8:$M$31,FBR!$D2304+1)*INDEX(ID!$M$35:$M$46,$B2304),0)","v":44},{"$f":"IF(I2304=\"w\",INDEX(ID!$N$8:$N$31,FBR!$D2304+1)*INDEX(ID!$N$35:$N$46,$B2304),0)","v":0},null,25.986383397588384,0,0,0]
[2298,4,6,17,96,14,"2014-04-06",1,"h",null,{"$f":"IF(I2308=\"h\",INDEX(ID!$K$8:$K$31,FBR!$D2308+1)*INDEX(ID!$K$35:$K$46,$B2308),0)","v":62},{"$f":"IF(I2308=\"w\",INDEX(ID!$L$8:$L$31,FBR!$D2308+1)*INDEX(ID!$L$35:$L$46,$B2308),0)","v":0},{"$f":"IF(I2308=\"h\",INDEX(ID!$M$8:$M$31,FBR!$D2308+1)*INDEX(ID!$M$35:$M$46,$B2308),0)","v":62},{"$f":"IF(I2308=\"w\",INDEX(ID!$N$8:$N$31,FBR!$D2308+1)*INDEX(ID!$N$35:$N$46,$B2308),0)","v":0},null,36.617176605692727,0,0,0]
[2301,4,6,20,96,14,"2014-04-06",1,"h",null,{"$f":"IF(I2311=\"h\",INDEX(ID!$K$8:$K$31,FBR!$D2311+1)*INDEX(ID!$K$35:$K$46,$B2311),0)","v":53},{"$f":"IF(I2311=\"w\",INDEX(ID!$L$8:$L$31,FBR!$D2311+1)*INDEX(ID!$L$35:$L$46,$B2311),0)","v":0},{"$f":"IF(I2311=\"h\",INDEX(ID!$M$8:$M$31,FBR!$D2311+1)*INDEX(ID!$M$35:$M$46,$B2311),0)","v":53},{"$f":"IF(I2311=\"w\",INDEX(ID!$N$8:$N$31,FBR!$D2311+1)*INDEX(ID!$N$35:$N$46,$B2311),0)","v":0},null,31.301780001640555,0,0,0]
[2304,4,6,23,96,14,"2014-04-06",1,"h",null,{"$f":"IF(I2314=\"h\",INDEX(ID!$K$8:$K$31,FBR!$D2314+1)*INDEX(ID!$K$35:$K$46,$B2314),0)","v":40},{"$f":"IF(I2314=\"w\",INDEX(ID!$L$8:$L$31,FBR!$D2314+1)*INDEX(ID!$L$35:$L$46,$B2314),0)","v":0},{"$f":"IF(I2314=\"h\",INDEX(ID!$M$8:$M$31,FBR!$D2314+1)*INDEX(ID!$M$35:$M$46,$B2314),0)","v":40},{"$f":"IF(I2314=\"w\",INDEX(ID!$N$8:$N$31,FBR!$D2314+1)*INDEX(ID!$N$35:$N$46,$B2314),0)","v":0},null,23.623984906898531,0,0,0]
[2305,4,7,0,97,14,"2014-04-07",{"$f":"WEEKDAY(G2315)","v":2},{"$f":"IF(OR(H2315=6,H2315=7),\"w\",\"h\")","v":"h"},null,{"$f":"IF(I2315=\"h\",INDEX(ID!$K$8:$K$31,FBR!$D2315+1)*INDEX(ID!$K$35:$K$46,$B2315),0)","v":35},{"$f":"IF(I2315=\"w\",INDEX(ID!$L$8:$L$31,FBR!$D2315+1)*INDEX(ID!$L$35:$L$46,$B2315),0)","v":0},{"$f":"IF(I2315=\"h\",INDEX(ID!$M$8:$M$31,FBR!$D2315+1)*INDEX(ID!$M$35:$M$46,$B2315),0)","v":35},{"$f":"IF(I2315=\"w\",INDEX(ID!$N$8:$N$31,FBR!$D2315+1)*INDEX(ID!$N$35:$N$46,$B2315),0)","v":0},null,{"$f":"K2315*(indvforbrug*antalbrugere)/($K$8789+$L$8789)","v":20.670986793536215},{"$f":"L2315*indvforbrug*antalbrugere/($K$8789+$L$8789)","v":0},{"$f":"M2315*fællesforbrug/($M$8789+$N$8789)","v":0},{"$f":"N2315*fællesforbrug/($M$8789+$N$8789)","v":0}]
[2310,4,7,5,97,14,"2014-04-07",2,"h",null,{"$f":"IF(I2320=\"h\",INDEX(ID!$K$8:$K$31,FBR!$D2320+1)*INDEX(ID!$K$35:$K$46,$B2320),0)","v":27},{"$f":"IF(I2320=\"w\",INDEX(ID!$L$8:$L$31,FBR!$D2320+1)*INDEX(ID!$L$35:$L$46,$B2320),0)","v":0},{"$f":"IF(I2320=\"h\",INDEX(ID!$M$8:$M$31,FBR!$D2320+1)*INDEX(ID!$M$35:$M$46,$B2320),0)","v":27},{"$f":"IF(I2320=\"w\",INDEX(ID!$N$8:$N$31,FBR!$D2320+1)*INDEX(ID!$N$35:$N$46,$B2320),0)","v":0},null,15.94618981215651,0,0,0]
[2312,4,7,7,97,14,"2014-04-07",2,"h",null,{"$f":"IF(I2322=\"h\",INDEX(ID!$K$8:$K$31,FBR!$D2322+1)*INDEX(ID!$K$35:$K$46,$B2322),0)","v":32},{"$f":"IF(I2322=\"w\",INDEX(ID!$L$8:$L$31,FBR!$D2322+1)*INDEX(ID!$L$35:$L$46,$B2322),0)","v":0},{"$f":"IF(I2322=\"h\",INDEX(ID!$M$8:$M$31,FBR!$D2322+1)*INDEX(ID!$M$35:$M$46,$B2322),0)","v":32},{"$f":"IF(I2322=\"w\",INDEX(ID!$N$8:$N$31,FBR!$D2322+1)*INDEX(ID!$N$35:$N$46,$B2322),0)","v":0},null,18.899187925518824,0,0,0]
[2316,4,7,11,97,14,"2014-04-07",2,"h",null,{"$f":"IF(I2326=\"h\",INDEX(ID!$K$8:$K$31,FBR!$D2326+1)*INDEX(ID!$K$35:$K$46,$B2326),0)","v":42},{"$f":"IF(I2326=\"w\",INDEX(ID!$L$8:$L$31,FBR!$D2326+1)*INDEX(ID!$L$35:$L$46,$B2326),0)","v":0},{"$f":"IF(I2326=\"h\",INDEX(ID!$M$8:$M$31,FBR!$D2326+1)*INDEX(ID!$M$35:$M$46,$B2326),0)","v":42},{"$f":"IF(I2326=\"w\",INDEX(ID!$N$8:$N$31,FBR!$D2326+1)*INDEX(ID!$N$35:$N$46,$B2326),0)","v":0},null,24.805184152243459,0,0,0]
[2319,4,7,14,97,14,"2014-04-07",2,"h",null,{"$f":"IF(I2329=\"h\",INDEX(ID!$K$8:$K$31,FBR!$D2329+1)*INDEX(ID!$K$35:$K$46,$B2329),0)","v":47},{"$f":"IF(I2329=\"w\",INDEX(ID!$L$8:$L$31,FBR!$D2329+1)*INDEX(ID!$L$35:$L$46,$B2329),0)","v":0},{"$f":"IF(I2329=\"h\",INDEX(ID!$M$8:$M$31,FBR!$D2329+1)*INDEX(ID!$M$35:$M$46,$B2329),0)","v":47},{"$f":"IF(I2329=\"w\",INDEX(ID!$N$8:$N$31,FBR!$D2329+1)*INDEX(ID!$N$35:$N$46,$B2329),0)","v":0},null,27.758182265605775,0,0,0]
[2323,4,7,18,97,14,"2014-04-07",2,"h",null,{"$f":"IF(I2333=\"h\",INDEX(ID!$K$8:$K$31,FBR!$D2333+1)*INDEX(ID!$K$35:$K$46,$B2333),0)","v":65},{"$f":"IF(I2333=\"w\",INDEX(ID!$L$8:$L$31,FBR!$D2333+1)*INDEX(ID!$L$35:$L$46,$B2333),0)","v":0},{"$f":"IF(I2333=\"h\",INDEX(ID!$M$8:$M$31,FBR!$D2333+1)*INDEX(ID!$M$35:$M$46,$B2333),0)","v":65},{"$f":"IF(I2333=\"w\",INDEX(ID!$N$8:$N$31,FBR!$D2333+1)*INDEX(ID!$N$35:$N$46,$B2333),0)","v":0},null,38.388975473710111,0,0,0]
[2326,4,7,21,97,14,"2014-04-07",2,"h",null,{"$f":"IF(I2336=\"h\",INDEX(ID!$K$8:$K$31,FBR!$D2336+1)*INDEX(ID!$K$35:$K$46,$B2336),0)","v":50},{"$f":"IF(I2336=\"w\",INDEX(ID!$L$8:$L$31,FBR!$D2336+1)*INDEX(ID!$L$35:$L$46,$B2336),0)","v":0},{"$f":"IF(I2336=\"h\",INDEX(ID!$M$8:$M$31,FBR!$D2336+1)*INDEX(ID!$M$35:$M$46,$B2336),0)","v":50},{"$f":"IF(I2336=\"w\",INDEX(ID!$N$8:$N$31,FBR!$D2336+1)*INDEX(ID!$N$35:$N$46,$B2336),0)","v":0},null,29.529981133623163,0,0,0]
[2329,4,8,0,98,14,"2014-04-08",3,"h",null,{"$f":"IF(I2339=\"h\",INDEX(ID!$K$8:$K$31,FBR!$D2339+1)*INDEX(ID!$K$35:$K$46,$B2339),0)","v":35},{"$f":"IF(I2339=\"w\",INDEX(ID!$L$8:$L$31,FBR!$D2339+1)*INDEX(ID!$L$35:$L$46,$B2339),0)","v":0},{"$f":"IF(I2339=\"h\",INDEX(ID!$M$8:$M$31,FBR!$D2339+1)*INDEX(ID!$M$35:$M$46,$B2339),0)","v":35},{"$f":"IF(I2339=\"w\",INDEX(ID!$N$8:$N$31,FBR!$D2339+1)*INDEX(ID!$N$35:$N$46,$B2339),0)","v":0},null,20.670986793536215,0,0,0]
[2331,4,8,2,98,14,"2014-04-08",3,"h",null,{"$f":"IF(I2341=\"h\",INDEX(ID!$K$8:$K$31,FBR!$D2341+1)*INDEX(ID!$K$35:$K$46,$B2341),0)","v":28},{"$f":"IF(I2341=\"w\",INDEX(ID!$L$8:$L$31,FBR!$D2341+1)*INDEX(ID!$L$35:$L$46,$B2341),0)","v":0},{"$f":"IF(I2341=\"h\",INDEX(ID!$M$8:$M$31,FBR!$D2341+1)*INDEX(ID!$M$35:$M$46,$B2341),0)","v":28},{"$f":"IF(I2341=\"w\",INDEX(ID!$N$8:$N$31,FBR!$D2341+1)*INDEX(ID!$N$35:$N$46,$B2341),0)","v":0},null,16.536789434828972,0,0,0]
[2334,4,8,5,98,14,"2014-04-08",3,"h",null,{"$f":"IF(I2344=\"h\",INDEX(ID!$K$8:$K$31,FBR!$D2344+1)*INDEX(ID!$K$35:$K$46,$B2344),0)","v":27},{"$f":"IF(I2344=\"w\",INDEX(ID!$L$8:$L$31,FBR!$D2344+1)*INDEX(ID!$L$35:$L$46,$B2344),0)","v":0},{"$f":"IF(I2344=\"h\",INDEX(ID!$M$8:$M$31,FBR!$D2344+1)*INDEX(ID!$M$35:$M$46,$B2344),0)","v":27},{"$f":"IF(I2344=\"w\",INDEX(ID!$N$8:$N$31,FBR!$D2344+1)*INDEX(ID!$N$35:$N$46,$B2344),0)","v":0},null,15.94618981215651,0,0,0]
[2338,4,8,9,98,14,"2014-04-08",3,"h",null,{"$f":"IF(I2348=\"h\",INDEX(ID!$K$8:$K$31,FBR!$D2348+1)*INDEX(ID!$K$35:$K$46,$B2348),0)","v":38},{"$f":"IF(I2348=\"w\",INDEX(ID!$L$8:$L$31,FBR!$D2348+1)*INDEX(ID!$L$35:$L$46,$B2348),0)","v":0},{"$f":"IF(I2348=\"h\",INDEX(ID!$M$8:$M$31,FBR!$D2348+1)*INDEX(ID!$M$35:$M$46,$B2348),0)","v":38},{"$f":"IF(I2348=\"w\",INDEX(ID!$N$8:$N$31,FBR!$D2348+1)*INDEX(ID!$N$35:$N$46,$B2348),0)","v":0},null,22.442785661553604,0,0,0]
[2341,4,8,12,98,14,"2014-04-08",3,"h",null,{"$f":"IF(I2351=\"h\",INDEX(ID!$K$8:$K$31,FBR!$D2351+1)*INDEX(ID!$K$35:$K$46,$B2351),0)","v":43},{"$f":"IF(I2351=\"w\",INDEX(ID!$L$8:$L$31,FBR!$D2351+1)*INDEX(ID!$L$35:$L$46,$B2351),0)","v":0},{"$f":"IF(I2351=\"h\",INDEX(ID!$M$8:$M$31,FBR!$D2351+1)*INDEX(ID!$M$35:$M$46,$B2351),0)","v":43},{"$f":"IF(I2351=\"w\",INDEX(ID!$N$8:$N$31,FBR!$D2351+1)*INDEX(ID!$N$35:$N$46,$B2351),0)","v":0},null,25.395783774915923,0,0,0]
[2344,4,8,15,98,14,"2014-04-08",3,"h",null,{"$f":"IF(I2354=\"h\",INDEX(ID!$K$8:$K$31,FBR!$D2354+1)*INDEX(ID!$K$35:$K$46,$B2354),0)","v":50},{"$f":"IF(I2354=\"w\",INDEX(ID!$L$8:$L$31,FBR!$D2354+1)*INDEX(ID!$L$35:$L$46,$B2354),0)","v":0},{"$f":"IF(I2354=\"h\",INDEX(ID!$M$8:$M$31,FBR!$D2354+1)*INDEX(ID!$M$35:$M$46,$B2354),0)","v":50},{"$f":"IF(I2354=\"w\",INDEX(ID!$N$8:$N$31,FBR!$D2354+1)*INDEX(ID!$N$35:$N$46,$B2354),0)","v":0},null,29.529981133623163,0,0,0]
[2348,4,8,19,98,14,"2014-04-08",3,"h",null,{"$f":"IF(I2358=\"h\",INDEX(ID!$K$8:$K$31,FBR!$D2358+1)*INDEX(ID!$K$35:$K$46,$B2358),0)","v":60},{"$f":"IF(I2358=\"w\",INDEX(ID!$L$8:$L$31,FBR!$D2358+1)*INDEX(ID!$L$35:$L$46,$B2358),0)","v":0},{"$f":"IF(I2358=\"h\",INDEX(ID!$M$8:$M$31,FBR!$D2358+1)*INDEX(ID!$M$35:$M$46,$B2358),0)","v":60},{"$f":"IF(I2358=\"w\",INDEX(ID!$N$8:$N$31,FBR!$D2358+1)*INDEX(ID!$N$35:$N$46,$B2358),0)","v":0},null,35.435977360347799,0,0,0]
[2352,4,8,23,98,14,"2014-04-08",3,"h",null,{"$f":"IF(I2362=\"h\",INDEX(ID!$K$8:$K$31,FBR!$D2362+1)*INDEX(ID!$K$35:$K$46,$B2362),0)","v":40},{"$f":"IF(I2362=\"w\",INDEX(ID!$L$8:$L$31,FBR!$D2362+1)*INDEX(ID!$L$35:$L$46,$B2362),0)","v":0},{"$f":"IF(I2362=\"h\",INDEX(ID!$M$8:$M$31,FBR!$D2362+1)*INDEX(ID!$M$35:$M$46,$B2362),0)","v":40},{"$f":"IF(I2362=\"w\",INDEX(ID!$N$8:$N$31,FBR!$D2362+1)*INDEX(ID!$N$35:$N$46,$B2362),0)","v":0},null,23.623984906898531,0,0,0]
[2355,4,9,2,99,15,"2014-04-09",4,"h",null,{"$f":"IF(I2365=\"h\",INDEX(ID!$K$8:$K$31,FBR!$D2365+1)*INDEX(ID!$K$35:$K$46,$B2365),0)","v":28},{"$f":"IF(I2365=\"w\",INDEX(ID!$L$8:$L$31,FBR!$D2365+1)*INDEX(ID!$L$35:$L$46,$B2365),0)","v":0},{"$f":"IF(I2365=\"h\",INDEX(ID!$M$8:$M$31,FBR!$D2365+1)*INDEX(ID!$M$35:$M$46,$B2365),0)","v":28},{"$f":"IF(I2365=\"w\",INDEX(ID!$N$8:$N$31,FBR!$D2365+1)*INDEX(ID!$N$35:$N$46,$B2365),0)","v":0},null,16.536789434828972,0,0,0]
[2356,4,9,3,99,15,"2014-04-09",4,"h",null,{"$f":"IF(I2366=\"h\",INDEX(ID!$K$8:$K$31,FBR!$D2366+1)*INDEX(ID!$K$35:$K$46,$B2366),0)","v":27},{"$f":"IF(I2366=\"w\",INDEX(ID!$L$8:$L$31,FBR!$D2366+1)*INDEX(ID!$L$35:$L$46,$B2366),0)","v":0},{"$f":"IF(I2366=\"h\",INDEX(ID!$M$8:$M$31,FBR!$D2366+1)*INDEX(ID!$M$35:$M$46,$B2366),0)","v":27},{"$f":"IF(I2366=\"w\",INDEX(ID!$N$8:$N$31,FBR!$D2366+1)*INDEX(ID!$N$35:$N$46,$B2366),0)","v":0},null,15.94618981215651,0,0,0]
[2359,4,9,6,99,15,"2014-04-09",4,"h",null,{"$f":"IF(I2369=\"h\",INDEX(ID!$K$8:$K$31,FBR!$D2369+1)*INDEX(ID!$K$35:$K$46,$B2369),0)","v":29},{"$f":"IF(I2369=\"w\",INDEX(ID!$L$8:$L$31,FBR!$D2369+1)*INDEX(ID!$L$35:$L$46,$B2369),0)","v":0},{"$f":"IF(I2369=\"h\",INDEX(ID!$M$8:$M$31,FBR!$D2369+1)*INDEX(ID!$M$35:$M$46,$B2369),0)","v":29},{"$f":"IF(I2369=\"w\",INDEX(ID!$N$8:$N$31,FBR!$D2369+1)*INDEX(ID!$N$35:$N$46,$B2369),0)","v":0},null,17.127389057501436,0,0,0]
[2363,4,9,10,99,15,"2014-04-09",4,"h",null,{"$f":"IF(I2373=\"h\",INDEX(ID!$K$8:$K$31,FBR!$D2373+1)*INDEX(ID!$K$35:$K$46,$B2373),0)","v":40},{"$f":"IF(I2373=\"w\",INDEX(ID!$L$8:$L$31,FBR!$D2373+1)*INDEX(ID!$L$35:$L$46,$B2373),0)","v":0},{"$f":"IF(I2373=\"h\",INDEX(ID!$M$8:$M$31,FBR!$D2373+1)*INDEX(ID!$M$35:$M$46,$B2373),0)","v":40},{"$f":"IF(I2373=\"w\",INDEX(ID!$N$8:$N$31,FBR!$D2373+1)*INDEX(ID!$N$35:$N$46,$B2373),0)","v":0},null,23.623984906898531,0,0,0]
[2366,4,9,13,99,15,"2014-04-09",4,"h",null,{"$f":"IF(I2376=\"h\",INDEX(ID!$K$8:$K$31,FBR!$D2376+1)*INDEX(ID!$K$35:$K$46,$B2376),0)","v":44},{"$f":"IF(I2376=\"w\",INDEX(ID!$L$8:$L$31,FBR!$D2376+1)*INDEX(ID!$L$35:$L$46,$B2376),0)","v":0},{"$f":"IF(I2376=\"h\",INDEX(ID!$M$8:$M$31,FBR!$D2376+1)*INDEX(ID!$M$35:$M$46,$B2376),0)","v":44},{"$f":"IF(I2376=\"w\",INDEX(ID!$N$8:$N$31,FBR!$D2376+1)*INDEX(ID!$N$35:$N$46,$B2376),0)","v":0},null,25.986383397588384,0,0,0]
[2369,4,9,16,99,15,"2014-04-09",{"$f":"WEEKDAY(G2379)","v":4},{"$f":"IF(OR(H2379=6,H2379=7),\"w\",\"h\")","v":"h"},null,{"$f":"IF(I2379=\"h\",INDEX(ID!$K$8:$K$31,FBR!$D2379+1)*INDEX(ID!$K$35:$K$46,$B2379),0)","v":53},{"$f":"IF(I2379=\"w\",INDEX(ID!$L$8:$L$31,FBR!$D2379+1)*INDEX(ID!$L$35:$L$46,$B2379),0)","v":0},{"$f":"IF(I2379=\"h\",INDEX(ID!$M$8:$M$31,FBR!$D2379+1)*INDEX(ID!$M$35:$M$46,$B2379),0)","v":53},{"$f":"IF(I2379=\"w\",INDEX(ID!$N$8:$N$31,FBR!$D2379+1)*INDEX(ID!$N$35:$N$46,$B2379),0)","v":0},null,{"$f":"K2379*(indvforbrug*antalbrugere)/($K$8789+$L$8789)","v":31.301780001640555},{"$f":"L2379*indvforbrug*antalbrugere/($K$8789+$L$8789)","v":0},{"$f":"M2379*fællesforbrug/($M$8789+$N$8789)","v":0},{"$f":"N2379*fællesforbrug/($M$8789+$N$8789)","v":0}]
[2373,4,9,20,99,15,"2014-04-09",4,"h",null,{"$f":"IF(I2383=\"h\",INDEX(ID!$K$8:$K$31,FBR!$D2383+1)*INDEX(ID!$K$35:$K$46,$B2383),0)","v":53},{"$f":"IF(I2383=\"w\",INDEX(ID!$L$8:$L$31,FBR!$D2383+1)*INDEX(ID!$L$35:$L$46,$B2383),0)","v":0},{"$f":"IF(I2383=\"h\",INDEX(ID!$M$8:$M$31,FBR!$D2383+1)*INDEX(ID!$M$35:$M$46,$B2383),0)","v":53},{"$f":"IF(I2383=\"w\",INDEX(ID!$N$8:$N$31,FBR!$D2383+1)*INDEX(ID!$N$35:$N$46,$B2383),0)","v":0},null,31.301780001640555,0,0,0]
[2377,4,10,0,100,15,"2014-04-10",5,"h",null,{"$f":"IF(I2387=\"h\",INDEX(ID!$K$8:$K$31,FBR!$D2387+1)*INDEX(ID!$K$35:$K$46,$B2387),0)","v":35},{"$f":"IF(I2387=\"w\",INDEX(ID!$L$8:$L$31,FBR!$D2387+1)*INDEX(ID!$L$35:$L$46,$B2387),0)","v":0},{"$f":"IF(I2387=\"h\",INDEX(ID!$M$8:$M$31,FBR!$D2387+1)*INDEX(ID!$M$35:$M$46,$B2387),0)","v":35},{"$f":"IF(I2387=\"w\",INDEX(ID!$N$8:$N$31,FBR!$D2387+1)*INDEX(ID!$N$35:$N$46,$B2387),0)","v":0},null,20.670986793536215,0,0,0]
[2380,4,10,3,100,15,"2014-04-10",5,"h",null,{"$f":"IF(I2390=\"h\",INDEX(ID!$K$8:$K$31,FBR!$D2390+1)*INDEX(ID!$K$35:$K$46,$B2390),0)","v":27},{"$f":"IF(I2390=\"w\",INDEX(ID!$L$8:$L$31,FBR!$D2390+1)*INDEX(ID!$L$35:$L$46,$B2390),0)","v":0},{"$f":"IF(I2390=\"h\",INDEX(ID!$M$8:$M$31,FBR!$D2390+1)*INDEX(ID!$M$35:$M$46,$B2390),0)","v":27},{"$f":"IF(I2390=\"w\",INDEX(ID!$N$8:$N$31,FBR!$D2390+1)*INDEX(ID!$N$35:$N$46,$B2390),0)","v":0},null,15.94618981215651,0,0,0]
[2381,4,10,4,100,15,"2014-04-10",5,"h",null,{"$f":"IF(I2391=\"h\",INDEX(ID!$K$8:$K$31,FBR!$D2391+1)*INDEX(ID!$K$35:$K$46,$B2391),0)","v":27},{"$f":"IF(I2391=\"w\",INDEX(ID!$L$8:$L$31,FBR!$D2391+1)*INDEX(ID!$L$35:$L$46,$B2391),0)","v":0},{"$f":"IF(I2391=\"h\",INDEX(ID!$M$8:$M$31,FBR!$D2391+1)*INDEX(ID!$M$35:$M$46,$B2391),0)","v":27},{"$f":"IF(I2391=\"w\",INDEX(ID!$N$8:$N$31,FBR!$D2391+1)*INDEX(ID!$N$35:$N$46,$B2391),0)","v":0},null,15.94618981215651,0,0,0]
[2384,4,10,7,100,15,"2014-04-10",5,"h",null,{"$f":"IF(I2394=\"h\",INDEX(ID!$K$8:$K$31,FBR!$D2394+1)*INDEX(ID!$K$35:$K$46,$B2394),0)","v":32},{"$f":"IF(I2394=\"w\",INDEX(ID!$L$8:$L$31,FBR!$D2394+1)*INDEX(ID!$L$35:$L$46,$B2394),0)","v":0},{"$f":"IF(I2394=\"h\",INDEX(ID!$M$8:$M$31,FBR!$D2394+1)*INDEX(ID!$M$35:$M$46,$B2394),0)","v":32},{"$f":"IF(I2394=\"w\",INDEX(ID!$N$8:$N$31,FBR!$D2394+1)*INDEX(ID!$N$35:$N$46,$B2394),0)","v":0},null,18.899187925518824,0,0,0]
[2388,4,10,11,100,15,"2014-04-10",5,"h",null,{"$f":"IF(I2398=\"h\",INDEX(ID!$K$8:$K$31,FBR!$D2398+1)*INDEX(ID!$K$35:$K$46,$B2398),0)","v":42},{"$f":"IF(I2398=\"w\",INDEX(ID!$L$8:$L$31,FBR!$D2398+1)*INDEX(ID!$L$35:$L$46,$B2398),0)","v":0},{"$f":"IF(I2398=\"h\",INDEX(ID!$M$8:$M$31,FBR!$D2398+1)*INDEX(ID!$M$35:$M$46,$B2398),0)","v":42},{"$f":"IF(I2398=\"w\",INDEX(ID!$N$8:$N$31,FBR!$D2398+1)*INDEX(ID!$N$35:$N$46,$B2398),0)","v":0},null,24.805184152243459,0,0,0]
[2391,4,10,14,100,15,"2014-04-10",5,"h",null,{"$f":"IF(I2401=\"h\",INDEX(ID!$K$8:$K$31,FBR!$D2401+1)*INDEX(ID!$K$35:$K$46,$B2401),0)","v":47},{"$f":"IF(I2401=\"w\",INDEX(ID!$L$8:$L$31,FBR!$D2401+1)*INDEX(ID!$L$35:$L$46,$B2401),0)","v":0},{"$f":"IF(I2401=\"h\",INDEX(ID!$M$8:$M$31,FBR!$D2401+1)*INDEX(ID!$M$35:$M$46,$B2401),0)","v":47},{"$f":"IF(I2401=\"w\",INDEX(ID!$N$8:$N$31,FBR!$D2401+1)*INDEX(ID!$N$35:$N$46,$B2401),0)","v":0},null,27.758182265605775,0,0,0]
[2394,4,10,17,{"$f":"E2380+1","v":100},15,"2014-04-10",5,"h",null,{"$f":"IF(I2404=\"h\",INDEX(ID!$K$8:$K$31,FBR!$D2404+1)*INDEX(ID!$K$35:$K$46,$B2404),0)","v":62},{"$f":"IF(I2404=\"w\",INDEX(ID!$L$8:$L$31,FBR!$D2404+1)*INDEX(ID!$L$35:$L$46,$B2404),0)","v":0},{"$f":"IF(I2404=\"h\",INDEX(ID!$M$8:$M$31,FBR!$D2404+1)*INDEX(ID!$M$35:$M$46,$B2404),0)","v":62},{"$f":"IF(I2404=\"w\",INDEX(ID!$N$8:$N$31,FBR!$D2404+1)*INDEX(ID!$N$35:$N$46,$B2404),0)","v":0},null,36.617176605692727,0,0,0]
[2399,4,10,22,100,15,"2014-04-10",5,"h",null,{"$f":"IF(I2409=\"h\",INDEX(ID!$K$8:$K$31,FBR!$D2409+1)*INDEX(ID!$K$35:$K$46,$B2409),0)","v":45},{"$f":"IF(I2409=\"w\",INDEX(ID!$L$8:$L$31,FBR!$D2409+1)*INDEX(ID!$L$35:$L$46,$B2409),0)","v":0},{"$f":"IF(I2409=\"h\",INDEX(ID!$M$8:$M$31,FBR!$D2409+1)*INDEX(ID!$M$35:$M$46,$B2409),0)","v":45},{"$f":"IF(I2409=\"w\",INDEX(ID!$N$8:$N$31,FBR!$D2409+1)*INDEX(ID!$N$35:$N$46,$B2409),0)","v":0},null,26.576983020260847,0,0,0]
[2402,4,11,1,101,15,"2014-04-11",6,"w",null,{"$f":"IF(I2412=\"h\",INDEX(ID!$K$8:$K$31,FBR!$D2412+1)*INDEX(ID!$K$35:$K$46,$B2412),0)","v":0},{"$f":"IF(I2412=\"w\",INDEX(ID!$L$8:$L$31,FBR!$D2412+1)*INDEX(ID!$L$35:$L$46,$B2412),0)","v":30},{"$f":"IF(I2412=\"h\",INDEX(ID!$M$8:$M$31,FBR!$D2412+1)*INDEX(ID!$M$35:$M$46,$B2412),0)","v":0},{"$f":"IF(I2412=\"w\",INDEX(ID!$N$8:$N$31,FBR!$D2412+1)*INDEX(ID!$N$35:$N$46,$B2412),0)","v":30},null,0,17.717988680173899,0,0]
[2403,4,11,2,101,15,"2014-04-11",6,"w",null,{"$f":"IF(I2413=\"h\",INDEX(ID!$K$8:$K$31,FBR!$D2413+1)*INDEX(ID!$K$35:$K$46,$B2413),0)","v":0},{"$f":"IF(I2413=\"w\",INDEX(ID!$L$8:$L$31,FBR!$D2413+1)*INDEX(ID!$L$35:$L$46,$B2413),0)","v":28},{"$f":"IF(I2413=\"h\",INDEX(ID!$M$8:$M$31,FBR!$D2413+1)*INDEX(ID!$M$35:$M$46,$B2413),0)","v":0},{"$f":"IF(I2413=\"w\",INDEX(ID!$N$8:$N$31,FBR!$D2413+1)*INDEX(ID!$N$35:$N$46,$B2413),0)","v":28},null,0,16.536789434828972,0,0]
[2406,4,11,5,101,15,"2014-04-11",6,"w",null,{"$f":"IF(I2416=\"h\",INDEX(ID!$K$8:$K$31,FBR!$D2416+1)*INDEX(ID!$K$35:$K$46,$B2416),0)","v":0},{"$f":"IF(I2416=\"w\",INDEX(ID!$L$8:$L$31,FBR!$D2416+1)*INDEX(ID!$L$35:$L$46,$B2416),0)","v":27},{"$f":"IF(I2416=\"h\",INDEX(ID!$M$8:$M$31,FBR!$D2416+1)*INDEX(ID!$M$35:$M$46,$B2416),0)","v":0},{"$f":"IF(I2416=\"w\",INDEX(ID!$N$8:$N$31,FBR!$D2416+1)*INDEX(ID!$N$35:$N$46,$B2416),0)","v":27},null,0,15.94618981215651,0,0]
[2409,4,11,8,101,15,"2014-04-11",6,"w",null,{"$f":"IF(I2419=\"h\",INDEX(ID!$K$8:$K$31,FBR!$D2419+1)*INDEX(ID!$K$35:$K$46,$B2419),0)","v":0},{"$f":"IF(I2419=\"w\",INDEX(ID!$L$8:$L$31,FBR!$D2419+1)*INDEX(ID!$L$35:$L$46,$B2419),0)","v":35},{"$f":"IF(I2419=\"h\",INDEX(ID!$M$8:$M$31,FBR!$D2419+1)*INDEX(ID!$M$35:$M$46,$B2419),0)","v":0},{"$f":"IF(I2419=\"w\",INDEX(ID!$N$8:$N$31,FBR!$D2419+1)*INDEX(ID!$N$35:$N$46,$B2419),0)","v":35},null,0,20.670986793536215,0,0]
[2413,4,11,12,101,15,"2014-04-11",6,"w",null,{"$f":"IF(I2423=\"h\",INDEX(ID!$K$8:$K$31,FBR!$D2423+1)*INDEX(ID!$K$35:$K$46,$B2423),0)","v":0},{"$f":"IF(I2423=\"w\",INDEX(ID!$L$8:$L$31,FBR!$D2423+1)*INDEX(ID!$L$35:$L$46,$B2423),0)","v":43},{"$f":"IF(I2423=\"h\",INDEX(ID!$M$8:$M$31,FBR!$D2423+1)*INDEX(ID!$M$35:$M$46,$B2423),0)","v":0},{"$f":"IF(I2423=\"w\",INDEX(ID!$N$8:$N$31,FBR!$D2423+1)*INDEX(ID!$N$35:$N$46,$B2423),0)","v":43},null,0,25.395783774915923,0,0]
[2415,4,11,14,101,15,"2014-04-11",6,"w",null,{"$f":"IF(I2425=\"h\",INDEX(ID!$K$8:$K$31,FBR!$D2425+1)*INDEX(ID!$K$35:$K$46,$B2425),0)","v":0},{"$f":"IF(I2425=\"w\",INDEX(ID!$L$8:$L$31,FBR!$D2425+1)*INDEX(ID!$L$35:$L$46,$B2425),0)","v":47},{"$f":"IF(I2425=\"h\",INDEX(ID!$M$8:$M$31,FBR!$D2425+1)*INDEX(ID!$M$35:$M$46,$B2425),0)","v":0},{"$f":"IF(I2425=\"w\",INDEX(ID!$N$8:$N$31,FBR!$D2425+1)*INDEX(ID!$N$35:$N$46,$B2425),0)","v":47},null,0,27.758182265605775,0,0]
[2420,4,11,19,101,15,"2014-04-11",6,"w",null,{"$f":"IF(I2430=\"h\",INDEX(ID!$K$8:$K$31,FBR!$D2430+1)*INDEX(ID!$K$35:$K$46,$B2430),0)","v":0},{"$f":"IF(I2430=\"w\",INDEX(ID!$L$8:$L$31,FBR!$D2430+1)*INDEX(ID!$L$35:$L$46,$B2430),0)","v":60},{"$f":"IF(I2430=\"h\",INDEX(ID!$M$8:$M$31,FBR!$D2430+1)*INDEX(ID!$M$35:$M$46,$B2430),0)","v":0},{"$f":"IF(I2430=\"w\",INDEX(ID!$N$8:$N$31,FBR!$D2430+1)*INDEX(ID!$N$35:$N$46,$B2430),0)","v":60},null,0,35.435977360347799,0,0]
[2424,4,11,23,101,15,"2014-04-11",6,"w",null,{"$f":"IF(I2434=\"h\",INDEX(ID!$K$8:$K$31,FBR!$D2434+1)*INDEX(ID!$K$35:$K$46,$B2434),0)","v":0},{"$f":"IF(I2434=\"w\",INDEX(ID!$L$8:$L$31,FBR!$D2434+1)*INDEX(ID!$L$35:$L$46,$B2434),0)","v":40},{"$f":"IF(I2434=\"h\",INDEX(ID!$M$8:$M$31,FBR!$D2434+1)*INDEX(ID!$M$35:$M$46,$B2434),0)","v":0},{"$f":"IF(I2434=\"w\",INDEX(ID!$N$8:$N$31,FBR!$D2434+1)*INDEX(ID!$N$35:$N$46,$B2434),0)","v":40},null,0,23.623984906898531,0,0]
[2427,4,12,2,102,15,"2014-04-12",7,"w",null,{"$f":"IF(I2437=\"h\",INDEX(ID!$K$8:$K$31,FBR!$D2437+1)*INDEX(ID!$K$35:$K$46,$B2437),0)","v":0},{"$f":"IF(I2437=\"w\",INDEX(ID!$L$8:$L$31,FBR!$D2437+1)*INDEX(ID!$L$35:$L$46,$B2437),0)","v":28},{"$f":"IF(I2437=\"h\",INDEX(ID!$M$8:$M$31,FBR!$D2437+1)*INDEX(ID!$M$35:$M$46,$B2437),0)","v":0},{"$f":"IF(I2437=\"w\",INDEX(ID!$N$8:$N$31,FBR!$D2437+1)*INDEX(ID!$N$35:$N$46,$B2437),0)","v":28},null,0,16.536789434828972,0,0]
[2428,4,12,3,102,15,"2014-04-12",7,"w",null,{"$f":"IF(I2438=\"h\",INDEX(ID!$K$8:$K$31,FBR!$D2438+1)*INDEX(ID!$K$35:$K$46,$B2438),0)","v":0},{"$f":"IF(I2438=\"w\",INDEX(ID!$L$8:$L$31,FBR!$D2438+1)*INDEX(ID!$L$35:$L$46,$B2438),0)","v":27},{"$f":"IF(I2438=\"h\",INDEX(ID!$M$8:$M$31,FBR!$D2438+1)*INDEX(ID!$M$35:$M$46,$B2438),0)","v":0},{"$f":"IF(I2438=\"w\",INDEX(ID!$N$8:$N$31,FBR!$D2438+1)*INDEX(ID!$N$35:$N$46,$B2438),0)","v":27},null,0,15.94618981215651,0,0]
[2431,4,12,6,102,15,"2014-04-12",7,"w",null,{"$f":"IF(I2441=\"h\",INDEX(ID!$K$8:$K$31,FBR!$D2441+1)*INDEX(ID!$K$35:$K$46,$B2441),0)","v":0},{"$f":"IF(I2441=\"w\",INDEX(ID!$L$8:$L$31,FBR!$D2441+1)*INDEX(ID!$L$35:$L$46,$B2441),0)","v":29},{"$f":"IF(I2441=\"h\",INDEX(ID!$M$8:$M$31,FBR!$D2441+1)*INDEX(ID!$M$35:$M$46,$B2441),0)","v":0},{"$f":"IF(I2441=\"w\",INDEX(ID!$N$8:$N$31,FBR!$D2441+1)*INDEX(ID!$N$35:$N$46,$B2441),0)","v":29},null,0,17.127389057501436,0,0]
[2436,4,12,11,102,15,"2014-04-12",7,"w",null,{"$f":"IF(I2446=\"h\",INDEX(ID!$K$8:$K$31,FBR!$D2446+1)*INDEX(ID!$K$35:$K$46,$B2446),0)","v":0},{"$f":"IF(I2446=\"w\",INDEX(ID!$L$8:$L$31,FBR!$D2446+1)*INDEX(ID!$L$35:$L$46,$B2446),0)","v":42},{"$f":"IF(I2446=\"h\",INDEX(ID!$M$8:$M$31,FBR!$D2446+1)*INDEX(ID!$M$35:$M$46,$B2446),0)","v":0},{"$f":"IF(I2446=\"w\",INDEX(ID!$N$8:$N$31,FBR!$D2446+1)*INDEX(ID!$N$35:$N$46,$B2446),0)","v":42},null,0,24.805184152243459,0,0]
[2439,4,12,14,102,15,"2014-04-12",7,"w",null,{"$f":"IF(I2449=\"h\",INDEX(ID!$K$8:$K$31,FBR!$D2449+1)*INDEX(ID!$K$35:$K$46,$B2449),0)","v":0},{"$f":"IF(I2449=\"w\",INDEX(ID!$L$8:$L$31,FBR!$D2449+1)*INDEX(ID!$L$35:$L$46,$B2449),0)","v":47},{"$f":"IF(I2449=\"h\",INDEX(ID!$M$8:$M$31,FBR!$D2449+1)*INDEX(ID!$M$35:$M$46,$B2449),0)","v":0},{"$f":"IF(I2449=\"w\",INDEX(ID!$N$8:$N$31,FBR!$D2449+1)*INDEX(ID!$N$35:$N$46,$B2449),0)","v":47},null,0,27.758182265605775,0,0]
[2442,4,12,17,102,15,"2014-04-12",7,"w",null,{"$f":"IF(I2452=\"h\",INDEX(ID!$K$8:$K$31,FBR!$D2452+1)*INDEX(ID!$K$35:$K$46,$B2452),0)","v":0},{"$f":"IF(I2452=\"w\",INDEX(ID!$L$8:$L$31,FBR!$D2452+1)*INDEX(ID!$L$35:$L$46,$B2452),0)","v":62},{"$f":"IF(I2452=\"h\",INDEX(ID!$M$8:$M$31,FBR!$D2452+1)*INDEX(ID!$M$35:$M$46,$B2452),0)","v":0},{"$f":"IF(I2452=\"w\",INDEX(ID!$N$8:$N$31,FBR!$D2452+1)*INDEX(ID!$N$35:$N$46,$B2452),0)","v":62},null,0,36.617176605692727,0,0]
[2446,4,12,21,102,15,"2014-04-12",7,"w",null,{"$f":"IF(I2456=\"h\",INDEX(ID!$K$8:$K$31,FBR!$D2456+1)*INDEX(ID!$K$35:$K$46,$B2456),0)","v":0},{"$f":"IF(I2456=\"w\",INDEX(ID!$L$8:$L$31,FBR!$D2456+1)*INDEX(ID!$L$35:$L$46,$B2456),0)","v":50},{"$f":"IF(I2456=\"h\",INDEX(ID!$M$8:$M$31,FBR!$D2456+1)*INDEX(ID!$M$35:$M$46,$B2456),0)","v":0},{"$f":"IF(I2456=\"w\",INDEX(ID!$N$8:$N$31,FBR!$D2456+1)*INDEX(ID!$N$35:$N$46,$B2456),0)","v":50},null,0,29.529981133623163,0,0]
[2449,4,13,0,103,15,"2014-04-13",1,"h",null,{"$f":"IF(I2459=\"h\",INDEX(ID!$K$8:$K$31,FBR!$D2459+1)*INDEX(ID!$K$35:$K$46,$B2459),0)","v":35},{"$f":"IF(I2459=\"w\",INDEX(ID!$L$8:$L$31,FBR!$D2459+1)*INDEX(ID!$L$35:$L$46,$B2459),0)","v":0},{"$f":"IF(I2459=\"h\",INDEX(ID!$M$8:$M$31,FBR!$D2459+1)*INDEX(ID!$M$35:$M$46,$B2459),0)","v":35},{"$f":"IF(I2459=\"w\",INDEX(ID!$N$8:$N$31,FBR!$D2459+1)*INDEX(ID!$N$35:$N$46,$B2459),0)","v":0},null,20.670986793536215,0,0,0]
[2452,4,13,3,103,15,"2014-04-13",1,"h",null,{"$f":"IF(I2462=\"h\",INDEX(ID!$K$8:$K$31,FBR!$D2462+1)*INDEX(ID!$K$35:$K$46,$B2462),0)","v":27},{"$f":"IF(I2462=\"w\",INDEX(ID!$L$8:$L$31,FBR!$D2462+1)*INDEX(ID!$L$35:$L$46,$B2462),0)","v":0},{"$f":"IF(I2462=\"h\",INDEX(ID!$M$8:$M$31,FBR!$D2462+1)*INDEX(ID!$M$35:$M$46,$B2462),0)","v":27},{"$f":"IF(I2462=\"w\",INDEX(ID!$N$8:$N$31,FBR!$D2462+1)*INDEX(ID!$N$35:$N$46,$B2462),0)","v":0},null,15.94618981215651,0,0,0]
[2453,4,13,4,103,15,"2014-04-13",1,"h",null,{"$f":"IF(I2463=\"h\",INDEX(ID!$K$8:$K$31,FBR!$D2463+1)*INDEX(ID!$K$35:$K$46,$B2463),0)","v":27},{"$f":"IF(I2463=\"w\",INDEX(ID!$L$8:$L$31,FBR!$D2463+1)*INDEX(ID!$L$35:$L$46,$B2463),0)","v":0},{"$f":"IF(I2463=\"h\",INDEX(ID!$M$8:$M$31,FBR!$D2463+1)*INDEX(ID!$M$35:$M$46,$B2463),0)","v":27},{"$f":"IF(I2463=\"w\",INDEX(ID!$N$8:$N$31,FBR!$D2463+1)*INDEX(ID!$N$35:$N$46,$B2463),0)","v":0},null,15.94618981215651,0,0,0]
[2457,4,13,8,103,15,"2014-04-13",1,"h",null,{"$f":"IF(I2467=\"h\",INDEX(ID!$K$8:$K$31,FBR!$D2467+1)*INDEX(ID!$K$35:$K$46,$B2467),0)","v":35},{"$f":"IF(I2467=\"w\",INDEX(ID!$L$8:$L$31,FBR!$D2467+1)*INDEX(ID!$L$35:$L$46,$B2467),0)","v":0},{"$f":"IF(I2467=\"h\",INDEX(ID!$M$8:$M$31,FBR!$D2467+1)*INDEX(ID!$M$35:$M$46,$B2467),0)","v":35},{"$f":"IF(I2467=\"w\",INDEX(ID!$N$8:$N$31,FBR!$D2467+1)*INDEX(ID!$N$35:$N$46,$B2467),0)","v":0},null,20.670986793536215,0,0,0]
[2460,4,13,11,103,15,"2014-04-13",1,"h",null,{"$f":"IF(I2470=\"h\",INDEX(ID!$K$8:$K$31,FBR!$D2470+1)*INDEX(ID!$K$35:$K$46,$B2470),0)","v":42},{"$f":"IF(I2470=\"w\",INDEX(ID!$L$8:$L$31,FBR!$D2470+1)*INDEX(ID!$L$35:$L$46,$B2470),0)","v":0},{"$f":"IF(I2470=\"h\",INDEX(ID!$M$8:$M$31,FBR!$D2470+1)*INDEX(ID!$M$35:$M$46,$B2470),0)","v":42},{"$f":"IF(I2470=\"w\",INDEX(ID!$N$8:$N$31,FBR!$D2470+1)*INDEX(ID!$N$35:$N$46,$B2470),0)","v":0},null,24.805184152243459,0,0,0]
[2464,4,13,15,103,15,"2014-04-13",1,"h",null,{"$f":"IF(I2474=\"h\",INDEX(ID!$K$8:$K$31,FBR!$D2474+1)*INDEX(ID!$K$35:$K$46,$B2474),0)","v":50},{"$f":"IF(I2474=\"w\",INDEX(ID!$L$8:$L$31,FBR!$D2474+1)*INDEX(ID!$L$35:$L$46,$B2474),0)","v":0},{"$f":"IF(I2474=\"h\",INDEX(ID!$M$8:$M$31,FBR!$D2474+1)*INDEX(ID!$M$35:$M$46,$B2474),0)","v":50},{"$f":"IF(I2474=\"w\",INDEX(ID!$N$8:$N$31,FBR!$D2474+1)*INDEX(ID!$N$35:$N$46,$B2474),0)","v":0},null,29.529981133623163,0,0,0]
[2467,4,13,18,103,15,"2014-04-13",1,"h",null,{"$f":"IF(I2477=\"h\",INDEX(ID!$K$8:$K$31,FBR!$D2477+1)*INDEX(ID!$K$35:$K$46,$B2477),0)","v":65},{"$f":"IF(I2477=\"w\",INDEX(ID!$L$8:$L$31,FBR!$D2477+1)*INDEX(ID!$L$35:$L$46,$B2477),0)","v":0},{"$f":"IF(I2477=\"h\",INDEX(ID!$M$8:$M$31,FBR!$D2477+1)*INDEX(ID!$M$35:$M$46,$B2477),0)","v":65},{"$f":"IF(I2477=\"w\",INDEX(ID!$N$8:$N$31,FBR!$D2477+1)*INDEX(ID!$N$35:$N$46,$B2477),0)","v":0},null,38.388975473710111,0,0,0]
[2471,4,13,22,103,15,"2014-04-13",1,"h",null,{"$f":"IF(I2481=\"h\",INDEX(ID!$K$8:$K$31,FBR!$D2481+1)*INDEX(ID!$K$35:$K$46,$B2481),0)","v":45},{"$f":"IF(I2481=\"w\",INDEX(ID!$L$8:$L$31,FBR!$D2481+1)*INDEX(ID!$L$35:$L$46,$B2481),0)","v":0},{"$f":"IF(I2481=\"h\",INDEX(ID!$M$8:$M$31,FBR!$D2481+1)*INDEX(ID!$M$35:$M$46,$B2481),0)","v":45},{"$f":"IF(I2481=\"w\",INDEX(ID!$N$8:$N$31,FBR!$D2481+1)*INDEX(ID!$N$35:$N$46,$B2481),0)","v":0},null,26.576983020260847,0,0,0]
[2474,4,14,1,104,{"$f":"F2316+1","v":15},"2014-04-14",2,"h",null,{"$f":"IF(I2484=\"h\",INDEX(ID!$K$8:$K$31,FBR!$D2484+1)*INDEX(ID!$K$35:$K$46,$B2484),0)","v":30},{"$f":"IF(I2484=\"w\",INDEX(ID!$L$8:$L$31,FBR!$D2484+1)*INDEX(ID!$L$35:$L$46,$B2484),0)","v":0},{"$f":"IF(I2484=\"h\",INDEX(ID!$M$8:$M$31,FBR!$D2484+1)*INDEX(ID!$M$35:$M$46,$B2484),0)","v":30},{"$f":"IF(I2484=\"w\",INDEX(ID!$N$8:$N$31,FBR!$D2484+1)*INDEX(ID!$N$35:$N$46,$B2484),0)","v":0},null,17.717988680173899,0,0,0]
[2477,4,14,4,104,15,"2014-04-14",2,"h",null,{"$f":"IF(I2487=\"h\",INDEX(ID!$K$8:$K$31,FBR!$D2487+1)*INDEX(ID!$K$35:$K$46,$B2487),0)","v":27},{"$f":"IF(I2487=\"w\",INDEX(ID!$L$8:$L$31,FBR!$D2487+1)*INDEX(ID!$L$35:$L$46,$B2487),0)","v":0},{"$f":"IF(I2487=\"h\",INDEX(ID!$M$8:$M$31,FBR!$D2487+1)*INDEX(ID!$M$35:$M$46,$B2487),0)","v":27},{"$f":"IF(I2487=\"w\",INDEX(ID!$N$8:$N$31,FBR!$D2487+1)*INDEX(ID!$N$35:$N$46,$B2487),0)","v":0},null,15.94618981215651,0,0,0]
[2478,4,14,5,104,15,"2014-04-14",2,"h",null,{"$f":"IF(I2488=\"h\",INDEX(ID!$K$8:$K$31,FBR!$D2488+1)*INDEX(ID!$K$35:$K$46,$B2488),0)","v":27},{"$f":"IF(I2488=\"w\",INDEX(ID!$L$8:$L$31,FBR!$D2488+1)*INDEX(ID!$L$35:$L$46,$B2488),0)","v":0},{"$f":"IF(I2488=\"h\",INDEX(ID!$M$8:$M$31,FBR!$D2488+1)*INDEX(ID!$M$35:$M$46,$B2488),0)","v":27},{"$f":"IF(I2488=\"w\",INDEX(ID!$N$8:$N$31,FBR!$D2488+1)*INDEX(ID!$N$35:$N$46,$B2488),0)","v":0},null,15.94618981215651,0,0,0]
[2482,4,14,9,104,15,"2014-04-14",2,"h",null,{"$f":"IF(I2492=\"h\",INDEX(ID!$K$8:$K$31,FBR!$D2492+1)*INDEX(ID!$K$35:$K$46,$B2492),0)","v":38},{"$f":"IF(I2492=\"w\",INDEX(ID!$L$8:$L$31,FBR!$D2492+1)*INDEX(ID!$L$35:$L$46,$B2492),0)","v":0},{"$f":"IF(I2492=\"h\",INDEX(ID!$M$8:$M$31,FBR!$D2492+1)*INDEX(ID!$M$35:$M$46,$B2492),0)","v":38},{"$f":"IF(I2492=\"w\",INDEX(ID!$N$8:$N$31,FBR!$D2492+1)*INDEX(ID!$N$35:$N$46,$B2492),0)","v":0},null,22.442785661553604,0,0,0]
[2485,4,14,12,104,15,"2014-04-14",2,"h",null,{"$f":"IF(I2495=\"h\",INDEX(ID!$K$8:$K$31,FBR!$D2495+1)*INDEX(ID!$K$35:$K$46,$B2495),0)","v":43},{"$f":"IF(I2495=\"w\",INDEX(ID!$L$8:$L$31,FBR!$D2495+1)*INDEX(ID!$L$35:$L$46,$B2495),0)","v":0},{"$f":"IF(I2495=\"h\",INDEX(ID!$M$8:$M$31,FBR!$D2495+1)*INDEX(ID!$M$35:$M$46,$B2495),0)","v":43},{"$f":"IF(I2495=\"w\",INDEX(ID!$N$8:$N$31,FBR!$D2495+1)*INDEX(ID!$N$35:$N$46,$B2495),0)","v":0},null,25.395783774915923,0,0,0]
[2489,4,14,16,104,15,"2014-04-14",2,"h",null,{"$f":"IF(I2499=\"h\",INDEX(ID!$K$8:$K$31,FBR!$D2499+1)*INDEX(ID!$K$35:$K$46,$B2499),0)","v":53},{"$f":"IF(I2499=\"w\",INDEX(ID!$L$8:$L$31,FBR!$D2499+1)*INDEX(ID!$L$35:$L$46,$B2499),0)","v":0},{"$f":"IF(I2499=\"h\",INDEX(ID!$M$8:$M$31,FBR!$D2499+1)*INDEX(ID!$M$35:$M$46,$B2499),0)","v":53},{"$f":"IF(I2499=\"w\",INDEX(ID!$N$8:$N$31,FBR!$D2499+1)*INDEX(ID!$N$35:$N$46,$B2499),0)","v":0},null,31.301780001640555,0,0,0]
[2492,4,14,19,104,15,"2014-04-14",2,"h",null,{"$f":"IF(I2502=\"h\",INDEX(ID!$K$8:$K$31,FBR!$D2502+1)*INDEX(ID!$K$35:$K$46,$B2502),0)","v":60},{"$f":"IF(I2502=\"w\",INDEX(ID!$L$8:$L$31,FBR!$D2502+1)*INDEX(ID!$L$35:$L$46,$B2502),0)","v":0},{"$f":"IF(I2502=\"h\",INDEX(ID!$M$8:$M$31,FBR!$D2502+1)*INDEX(ID!$M$35:$M$46,$B2502),0)","v":60},{"$f":"IF(I2502=\"w\",INDEX(ID!$N$8:$N$31,FBR!$D2502+1)*INDEX(ID!$N$35:$N$46,$B2502),0)","v":0},null,35.435977360347799,0,0,0]
[2496,4,14,23,104,15,"2014-04-14",2,"h",null,{"$f":"IF(I2506=\"h\",INDEX(ID!$K$8:$K$31,FBR!$D2506+1)*INDEX(ID!$K$35:$K$46,$B2506),0)","v":40},{"$f":"IF(I2506=\"w\",INDEX(ID!$L$8:$L$31,FBR!$D2506+1)*INDEX(ID!$L$35:$L$46,$B2506),0)","v":0},{"$f":"IF(I2506=\"h\",INDEX(ID!$M$8:$M$31,FBR!$D2506+1)*INDEX(ID!$M$35:$M$46,$B2506),0)","v":40},{"$f":"IF(I2506=\"w\",INDEX(ID!$N$8:$N$31,FBR!$D2506+1)*INDEX(ID!$N$35:$N$46,$B2506),0)","v":0},null,23.623984906898531,0,0,0]
[2499,4,15,2,105,15,"2014-04-15",3,"h",null,{"$f":"IF(I2509=\"h\",INDEX(ID!$K$8:$K$31,FBR!$D2509+1)*INDEX(ID!$K$35:$K$46,$B2509),0)","v":28},{"$f":"IF(I2509=\"w\",INDEX(ID!$L$8:$L$31,FBR!$D2509+1)*INDEX(ID!$L$35:$L$46,$B2509),0)","v":0},{"$f":"IF(I2509=\"h\",INDEX(ID!$M$8:$M$31,FBR!$D2509+1)*INDEX(ID!$M$35:$M$46,$B2509),0)","v":28},{"$f":"IF(I2509=\"w\",INDEX(ID!$N$8:$N$31,FBR!$D2509+1)*INDEX(ID!$N$35:$N$46,$B2509),0)","v":0},null,16.536789434828972,0,0,0]
[2503,4,15,6,105,15,"2014-04-15",3,"h",null,{"$f":"IF(I2513=\"h\",INDEX(ID!$K$8:$K$31,FBR!$D2513+1)*INDEX(ID!$K$35:$K$46,$B2513),0)","v":29},{"$f":"IF(I2513=\"w\",INDEX(ID!$L$8:$L$31,FBR!$D2513+1)*INDEX(ID!$L$35:$L$46,$B2513),0)","v":0},{"$f":"IF(I2513=\"h\",INDEX(ID!$M$8:$M$31,FBR!$D2513+1)*INDEX(ID!$M$35:$M$46,$B2513),0)","v":29},{"$f":"IF(I2513=\"w\",INDEX(ID!$N$8:$N$31,FBR!$D2513+1)*INDEX(ID!$N$35:$N$46,$B2513),0)","v":0},null,17.127389057501436,0,0,0]
[2504,4,15,7,105,15,"2014-04-15",3,"h",null,{"$f":"IF(I2514=\"h\",INDEX(ID!$K$8:$K$31,FBR!$D2514+1)*INDEX(ID!$K$35:$K$46,$B2514),0)","v":32},{"$f":"IF(I2514=\"w\",INDEX(ID!$L$8:$L$31,FBR!$D2514+1)*INDEX(ID!$L$35:$L$46,$B2514),0)","v":0},{"$f":"IF(I2514=\"h\",INDEX(ID!$M$8:$M$31,FBR!$D2514+1)*INDEX(ID!$M$35:$M$46,$B2514),0)","v":32},{"$f":"IF(I2514=\"w\",INDEX(ID!$N$8:$N$31,FBR!$D2514+1)*INDEX(ID!$N$35:$N$46,$B2514),0)","v":0},null,18.899187925518824,0,0,0]
[2507,4,15,10,105,15,"2014-04-15",3,"h",null,{"$f":"IF(I2517=\"h\",INDEX(ID!$K$8:$K$31,FBR!$D2517+1)*INDEX(ID!$K$35:$K$46,$B2517),0)","v":40},{"$f":"IF(I2517=\"w\",INDEX(ID!$L$8:$L$31,FBR!$D2517+1)*INDEX(ID!$L$35:$L$46,$B2517),0)","v":0},{"$f":"IF(I2517=\"h\",INDEX(ID!$M$8:$M$31,FBR!$D2517+1)*INDEX(ID!$M$35:$M$46,$B2517),0)","v":40},{"$f":"IF(I2517=\"w\",INDEX(ID!$N$8:$N$31,FBR!$D2517+1)*INDEX(ID!$N$35:$N$46,$B2517),0)","v":0},null,23.623984906898531,0,0,0]
[2511,4,15,14,105,15,"2014-04-15",3,"h",null,{"$f":"IF(I2521=\"h\",INDEX(ID!$K$8:$K$31,FBR!$D2521+1)*INDEX(ID!$K$35:$K$46,$B2521),0)","v":47},{"$f":"IF(I2521=\"w\",INDEX(ID!$L$8:$L$31,FBR!$D2521+1)*INDEX(ID!$L$35:$L$46,$B2521),0)","v":0},{"$f":"IF(I2521=\"h\",INDEX(ID!$M$8:$M$31,FBR!$D2521+1)*INDEX(ID!$M$35:$M$46,$B2521),0)","v":47},{"$f":"IF(I2521=\"w\",INDEX(ID!$N$8:$N$31,FBR!$D2521+1)*INDEX(ID!$N$35:$N$46,$B2521),0)","v":0},null,27.758182265605775,0,0,0]
[2514,4,15,17,105,15,"2014-04-15",3,"h",null,{"$f":"IF(I2524=\"h\",INDEX(ID!$K$8:$K$31,FBR!$D2524+1)*INDEX(ID!$K$35:$K$46,$B2524),0)","v":62},{"$f":"IF(I2524=\"w\",INDEX(ID!$L$8:$L$31,FBR!$D2524+1)*INDEX(ID!$L$35:$L$46,$B2524),0)","v":0},{"$f":"IF(I2524=\"h\",INDEX(ID!$M$8:$M$31,FBR!$D2524+1)*INDEX(ID!$M$35:$M$46,$B2524),0)","v":62},{"$f":"IF(I2524=\"w\",INDEX(ID!$N$8:$N$31,FBR!$D2524+1)*INDEX(ID!$N$35:$N$46,$B2524),0)","v":0},null,36.617176605692727,0,0,0]
[2517,4,15,20,105,15,"2014-04-15",3,"h",null,{"$f":"IF(I2527=\"h\",INDEX(ID!$K$8:$K$31,FBR!$D2527+1)*INDEX(ID!$K$35:$K$46,$B2527),0)","v":53},{"$f":"IF(I2527=\"w\",INDEX(ID!$L$8:$L$31,FBR!$D2527+1)*INDEX(ID!$L$35:$L$46,$B2527),0)","v":0},{"$f":"IF(I2527=\"h\",INDEX(ID!$M$8:$M$31,FBR!$D2527+1)*INDEX(ID!$M$35:$M$46,$B2527),0)","v":53},{"$f":"IF(I2527=\"w\",INDEX(ID!$N$8:$N$31,FBR!$D2527+1)*INDEX(ID!$N$35:$N$46,$B2527),0)","v":0},null,31.301780001640555,0,0,0]
[2520,4,15,23,105,15,"2014-04-15",3,"h",null,{"$f":"IF(I2530=\"h\",INDEX(ID!$K$8:$K$31,FBR!$D2530+1)*INDEX(ID!$K$35:$K$46,$B2530),0)","v":40},{"$f":"IF(I2530=\"w\",INDEX(ID!$L$8:$L$31,FBR!$D2530+1)*INDEX(ID!$L$35:$L$46,$B2530),0)","v":0},{"$f":"IF(I2530=\"h\",INDEX(ID!$M$8:$M$31,FBR!$D2530+1)*INDEX(ID!$M$35:$M$46,$B2530),0)","v":40},{"$f":"IF(I2530=\"w\",INDEX(ID!$N$8:$N$31,FBR!$D2530+1)*INDEX(ID!$N$35:$N$46,$B2530),0)","v":0},null,23.623984906898531,0,0,0]
[2525,4,16,4,106,16,"2014-04-16",4,"h",null,{"$f":"IF(I2535=\"h\",INDEX(ID!$K$8:$K$31,FBR!$D2535+1)*INDEX(ID!$K$35:$K$46,$B2535),0)","v":27},{"$f":"IF(I2535=\"w\",INDEX(ID!$L$8:$L$31,FBR!$D2535+1)*INDEX(ID!$L$35:$L$46,$B2535),0)","v":0},{"$f":"IF(I2535=\"h\",INDEX(ID!$M$8:$M$31,FBR!$D2535+1)*INDEX(ID!$M$35:$M$46,$B2535),0)","v":27},{"$f":"IF(I2535=\"w\",INDEX(ID!$N$8:$N$31,FBR!$D2535+1)*INDEX(ID!$N$35:$N$46,$B2535),0)","v":0},null,15.94618981215651,0,0,0]
[2528,4,16,7,106,16,"2014-04-16",4,"h",null,{"$f":"IF(I2538=\"h\",INDEX(ID!$K$8:$K$31,FBR!$D2538+1)*INDEX(ID!$K$35:$K$46,$B2538),0)","v":32},{"$f":"IF(I2538=\"w\",INDEX(ID!$L$8:$L$31,FBR!$D2538+1)*INDEX(ID!$L$35:$L$46,$B2538),0)","v":0},{"$f":"IF(I2538=\"h\",INDEX(ID!$M$8:$M$31,FBR!$D2538+1)*INDEX(ID!$M$35:$M$46,$B2538),0)","v":32},{"$f":"IF(I2538=\"w\",INDEX(ID!$N$8:$N$31,FBR!$D2538+1)*INDEX(ID!$N$35:$N$46,$B2538),0)","v":0},null,18.899187925518824,0,0,0]
[2529,4,16,8,106,16,"2014-04-16",4,"h",null,{"$f":"IF(I2539=\"h\",INDEX(ID!$K$8:$K$31,FBR!$D2539+1)*INDEX(ID!$K$35:$K$46,$B2539),0)","v":35},{"$f":"IF(I2539=\"w\",INDEX(ID!$L$8:$L$31,FBR!$D2539+1)*INDEX(ID!$L$35:$L$46,$B2539),0)","v":0},{"$f":"IF(I2539=\"h\",INDEX(ID!$M$8:$M$31,FBR!$D2539+1)*INDEX(ID!$M$35:$M$46,$B2539),0)","v":35},{"$f":"IF(I2539=\"w\",INDEX(ID!$N$8:$N$31,FBR!$D2539+1)*INDEX(ID!$N$35:$N$46,$B2539),0)","v":0},null,20.670986793536215,0,0,0]
[2532,4,16,11,106,16,"2014-04-16",4,"h",null,{"$f":"IF(I2542=\"h\",INDEX(ID!$K$8:$K$31,FBR!$D2542+1)*INDEX(ID!$K$35:$K$46,$B2542),0)","v":42},{"$f":"IF(I2542=\"w\",INDEX(ID!$L$8:$L$31,FBR!$D2542+1)*INDEX(ID!$L$35:$L$46,$B2542),0)","v":0},{"$f":"IF(I2542=\"h\",INDEX(ID!$M$8:$M$31,FBR!$D2542+1)*INDEX(ID!$M$35:$M$46,$B2542),0)","v":42},{"$f":"IF(I2542=\"w\",INDEX(ID!$N$8:$N$31,FBR!$D2542+1)*INDEX(ID!$N$35:$N$46,$B2542),0)","v":0},null,24.805184152243459,0,0,0]
[2536,4,16,15,106,16,"2014-04-16",4,"h",null,{"$f":"IF(I2546=\"h\",INDEX(ID!$K$8:$K$31,FBR!$D2546+1)*INDEX(ID!$K$35:$K$46,$B2546),0)","v":50},{"$f":"IF(I2546=\"w\",INDEX(ID!$L$8:$L$31,FBR!$D2546+1)*INDEX(ID!$L$35:$L$46,$B2546),0)","v":0},{"$f":"IF(I2546=\"h\",INDEX(ID!$M$8:$M$31,FBR!$D2546+1)*INDEX(ID!$M$35:$M$46,$B2546),0)","v":50},{"$f":"IF(I2546=\"w\",INDEX(ID!$N$8:$N$31,FBR!$D2546+1)*INDEX(ID!$N$35:$N$46,$B2546),0)","v":0},null,29.529981133623163,0,0,0]
[2539,4,16,18,106,16,"2014-04-16",4,"h",null,{"$f":"IF(I2549=\"h\",INDEX(ID!$K$8:$K$31,FBR!$D2549+1)*INDEX(ID!$K$35:$K$46,$B2549),0)","v":65},{"$f":"IF(I2549=\"w\",INDEX(ID!$L$8:$L$31,FBR!$D2549+1)*INDEX(ID!$L$35:$L$46,$B2549),0)","v":0},{"$f":"IF(I2549=\"h\",INDEX(ID!$M$8:$M$31,FBR!$D2549+1)*INDEX(ID!$M$35:$M$46,$B2549),0)","v":65},{"$f":"IF(I2549=\"w\",INDEX(ID!$N$8:$N$31,FBR!$D2549+1)*INDEX(ID!$N$35:$N$46,$B2549),0)","v":0},null,38.388975473710111,0,0,0]
[2541,4,16,20,106,16,"2014-04-16",4,"h",null,{"$f":"IF(I2551=\"h\",INDEX(ID!$K$8:$K$31,FBR!$D2551+1)*INDEX(ID!$K$35:$K$46,$B2551),0)","v":53},{"$f":"IF(I2551=\"w\",INDEX(ID!$L$8:$L$31,FBR!$D2551+1)*INDEX(ID!$L$35:$L$46,$B2551),0)","v":0},{"$f":"IF(I2551=\"h\",INDEX(ID!$M$8:$M$31,FBR!$D2551+1)*INDEX(ID!$M$35:$M$46,$B2551),0)","v":53},{"$f":"IF(I2551=\"w\",INDEX(ID!$N$8:$N$31,FBR!$D2551+1)*INDEX(ID!$N$35:$N$46,$B2551),0)","v":0},null,31.301780001640555,0,0,0]
[2547,4,17,2,107,16,"2014-04-17",5,"h",null,{"$f":"IF(I2557=\"h\",INDEX(ID!$K$8:$K$31,FBR!$D2557+1)*INDEX(ID!$K$35:$K$46,$B2557),0)","v":28},{"$f":"IF(I2557=\"w\",INDEX(ID!$L$8:$L$31,FBR!$D2557+1)*INDEX(ID!$L$35:$L$46,$B2557),0)","v":0},{"$f":"IF(I2557=\"h\",INDEX(ID!$M$8:$M$31,FBR!$D2557+1)*INDEX(ID!$M$35:$M$46,$B2557),0)","v":28},{"$f":"IF(I2557=\"w\",INDEX(ID!$N$8:$N$31,FBR!$D2557+1)*INDEX(ID!$N$35:$N$46,$B2557),0)","v":0},null,16.536789434828972,0,0,0]
[2550,4,17,5,107,16,"2014-04-17",5,"h",null,{"$f":"IF(I2560=\"h\",INDEX(ID!$K$8:$K$31,FBR!$D2560+1)*INDEX(ID!$K$35:$K$46,$B2560),0)","v":27},{"$f":"IF(I2560=\"w\",INDEX(ID!$L$8:$L$31,FBR!$D2560+1)*INDEX(ID!$L$35:$L$46,$B2560),0)","v":0},{"$f":"IF(I2560=\"h\",INDEX(ID!$M$8:$M$31,FBR!$D2560+1)*INDEX(ID!$M$35:$M$46,$B2560),0)","v":27},{"$f":"IF(I2560=\"w\",INDEX(ID!$N$8:$N$31,FBR!$D2560+1)*INDEX(ID!$N$35:$N$46,$B2560),0)","v":0},null,15.94618981215651,0,0,0]
[2553,4,17,8,107,16,"2014-04-17",5,"h",null,{"$f":"IF(I2563=\"h\",INDEX(ID!$K$8:$K$31,FBR!$D2563+1)*INDEX(ID!$K$35:$K$46,$B2563),0)","v":35},{"$f":"IF(I2563=\"w\",INDEX(ID!$L$8:$L$31,FBR!$D2563+1)*INDEX(ID!$L$35:$L$46,$B2563),0)","v":0},{"$f":"IF(I2563=\"h\",INDEX(ID!$M$8:$M$31,FBR!$D2563+1)*INDEX(ID!$M$35:$M$46,$B2563),0)","v":35},{"$f":"IF(I2563=\"w\",INDEX(ID!$N$8:$N$31,FBR!$D2563+1)*INDEX(ID!$N$35:$N$46,$B2563),0)","v":0},null,20.670986793536215,0,0,0]
[2554,4,17,9,107,16,"2014-04-17",5,"h",null,{"$f":"IF(I2564=\"h\",INDEX(ID!$K$8:$K$31,FBR!$D2564+1)*INDEX(ID!$K$35:$K$46,$B2564),0)","v":38},{"$f":"IF(I2564=\"w\",INDEX(ID!$L$8:$L$31,FBR!$D2564+1)*INDEX(ID!$L$35:$L$46,$B2564),0)","v":0},{"$f":"IF(I2564=\"h\",INDEX(ID!$M$8:$M$31,FBR!$D2564+1)*INDEX(ID!$M$35:$M$46,$B2564),0)","v":38},{"$f":"IF(I2564=\"w\",INDEX(ID!$N$8:$N$31,FBR!$D2564+1)*INDEX(ID!$N$35:$N$46,$B2564),0)","v":0},null,22.442785661553604,0,0,0]
[2557,4,17,12,107,16,"2014-04-17",5,"h",null,{"$f":"IF(I2567=\"h\",INDEX(ID!$K$8:$K$31,FBR!$D2567+1)*INDEX(ID!$K$35:$K$46,$B2567),0)","v":43},{"$f":"IF(I2567=\"w\",INDEX(ID!$L$8:$L$31,FBR!$D2567+1)*INDEX(ID!$L$35:$L$46,$B2567),0)","v":0},{"$f":"IF(I2567=\"h\",INDEX(ID!$M$8:$M$31,FBR!$D2567+1)*INDEX(ID!$M$35:$M$46,$B2567),0)","v":43},{"$f":"IF(I2567=\"w\",INDEX(ID!$N$8:$N$31,FBR!$D2567+1)*INDEX(ID!$N$35:$N$46,$B2567),0)","v":0},null,25.395783774915923,0,0,0]
[2561,4,17,16,107,16,"2014-04-17",{"$f":"WEEKDAY(G2571)","v":5},{"$f":"IF(OR(H2571=6,H2571=7),\"w\",\"h\")","v":"h"},null,{"$f":"IF(I2571=\"h\",INDEX(ID!$K$8:$K$31,FBR!$D2571+1)*INDEX(ID!$K$35:$K$46,$B2571),0)","v":53},{"$f":"IF(I2571=\"w\",INDEX(ID!$L$8:$L$31,FBR!$D2571+1)*INDEX(ID!$L$35:$L$46,$B2571),0)","v":0},{"$f":"IF(I2571=\"h\",INDEX(ID!$M$8:$M$31,FBR!$D2571+1)*INDEX(ID!$M$35:$M$46,$B2571),0)","v":53},{"$f":"IF(I2571=\"w\",INDEX(ID!$N$8:$N$31,FBR!$D2571+1)*INDEX(ID!$N$35:$N$46,$B2571),0)","v":0},null,{"$f":"K2571*(indvforbrug*antalbrugere)/($K$8789+$L$8789)","v":31.301780001640555},{"$f":"L2571*indvforbrug*antalbrugere/($K$8789+$L$8789)","v":0},{"$f":"M2571*fællesforbrug/($M$8789+$N$8789)","v":0},{"$f":"N2571*fællesforbrug/($M$8789+$N$8789)","v":0}]
[2566,4,17,21,107,16,"2014-04-17",5,"h",null,{"$f":"IF(I2576=\"h\",INDEX(ID!$K$8:$K$31,FBR!$D2576+1)*INDEX(ID!$K$35:$K$46,$B2576),0)","v":50},{"$f":"IF(I2576=\"w\",INDEX(ID!$L$8:$L$31,FBR!$D2576+1)*INDEX(ID!$L$35:$L$46,$B2576),0)","v":0},{"$f":"IF(I2576=\"h\",INDEX(ID!$M$8:$M$31,FBR!$D2576+1)*INDEX(ID!$M$35:$M$46,$B2576),0)","v":50},{"$f":"IF(I2576=\"w\",INDEX(ID!$N$8:$N$31,FBR!$D2576+1)*INDEX(ID!$N$35:$N$46,$B2576),0)","v":0},null,29.529981133623163,0,0,0]
[2568,4,17,23,107,16,"2014-04-17",5,"h",null,{"$f":"IF(I2578=\"h\",INDEX(ID!$K$8:$K$31,FBR!$D2578+1)*INDEX(ID!$K$35:$K$46,$B2578),0)","v":40},{"$f":"IF(I2578=\"w\",INDEX(ID!$L$8:$L$31,FBR!$D2578+1)*INDEX(ID!$L$35:$L$46,$B2578),0)","v":0},{"$f":"IF(I2578=\"h\",INDEX(ID!$M$8:$M$31,FBR!$D2578+1)*INDEX(ID!$M$35:$M$46,$B2578),0)","v":40},{"$f":"IF(I2578=\"w\",INDEX(ID!$N$8:$N$31,FBR!$D2578+1)*INDEX(ID!$N$35:$N$46,$B2578),0)","v":0},null,23.623984906898531,0,0,0]
[2572,4,18,3,108,16,"2014-04-18",6,"w",null,{"$f":"IF(I2582=\"h\",INDEX(ID!$K$8:$K$31,FBR!$D2582+1)*INDEX(ID!$K$35:$K$46,$B2582),0)","v":0},{"$f":"IF(I2582=\"w\",INDEX(ID!$L$8:$L$31,FBR!$D2582+1)*INDEX(ID!$L$35:$L$46,$B2582),0)","v":27},{"$f":"IF(I2582=\"h\",INDEX(ID!$M$8:$M$31,FBR!$D2582+1)*INDEX(ID!$M$35:$M$46,$B2582),0)","v":0},{"$f":"IF(I2582=\"w\",INDEX(ID!$N$8:$N$31,FBR!$D2582+1)*INDEX(ID!$N$35:$N$46,$B2582),0)","v":27},null,0,15.94618981215651,0,0]
[2575,4,18,6,108,16,"2014-04-18",6,"w",null,{"$f":"IF(I2585=\"h\",INDEX(ID!$K$8:$K$31,FBR!$D2585+1)*INDEX(ID!$K$35:$K$46,$B2585),0)","v":0},{"$f":"IF(I2585=\"w\",INDEX(ID!$L$8:$L$31,FBR!$D2585+1)*INDEX(ID!$L$35:$L$46,$B2585),0)","v":29},{"$f":"IF(I2585=\"h\",INDEX(ID!$M$8:$M$31,FBR!$D2585+1)*INDEX(ID!$M$35:$M$46,$B2585),0)","v":0},{"$f":"IF(I2585=\"w\",INDEX(ID!$N$8:$N$31,FBR!$D2585+1)*INDEX(ID!$N$35:$N$46,$B2585),0)","v":29},null,0,17.127389057501436,0,0]
[2576,4,18,7,108,16,"2014-04-18",6,"w",null,{"$f":"IF(I2586=\"h\",INDEX(ID!$K$8:$K$31,FBR!$D2586+1)*INDEX(ID!$K$35:$K$46,$B2586),0)","v":0},{"$f":"IF(I2586=\"w\",INDEX(ID!$L$8:$L$31,FBR!$D2586+1)*INDEX(ID!$L$35:$L$46,$B2586),0)","v":32},{"$f":"IF(I2586=\"h\",INDEX(ID!$M$8:$M$31,FBR!$D2586+1)*INDEX(ID!$M$35:$M$46,$B2586),0)","v":0},{"$f":"IF(I2586=\"w\",INDEX(ID!$N$8:$N$31,FBR!$D2586+1)*INDEX(ID!$N$35:$N$46,$B2586),0)","v":32},null,0,18.899187925518824,0,0]
[2579,4,18,10,108,16,"2014-04-18",6,"w",null,{"$f":"IF(I2589=\"h\",INDEX(ID!$K$8:$K$31,FBR!$D2589+1)*INDEX(ID!$K$35:$K$46,$B2589),0)","v":0},{"$f":"IF(I2589=\"w\",INDEX(ID!$L$8:$L$31,FBR!$D2589+1)*INDEX(ID!$L$35:$L$46,$B2589),0)","v":40},{"$f":"IF(I2589=\"h\",INDEX(ID!$M$8:$M$31,FBR!$D2589+1)*INDEX(ID!$M$35:$M$46,$B2589),0)","v":0},{"$f":"IF(I2589=\"w\",INDEX(ID!$N$8:$N$31,FBR!$D2589+1)*INDEX(ID!$N$35:$N$46,$B2589),0)","v":40},null,0,23.623984906898531,0,0]
[2582,4,18,13,108,16,"2014-04-18",6,"w",null,{"$f":"IF(I2592=\"h\",INDEX(ID!$K$8:$K$31,FBR!$D2592+1)*INDEX(ID!$K$35:$K$46,$B2592),0)","v":0},{"$f":"IF(I2592=\"w\",INDEX(ID!$L$8:$L$31,FBR!$D2592+1)*INDEX(ID!$L$35:$L$46,$B2592),0)","v":44},{"$f":"IF(I2592=\"h\",INDEX(ID!$M$8:$M$31,FBR!$D2592+1)*INDEX(ID!$M$35:$M$46,$B2592),0)","v":0},{"$f":"IF(I2592=\"w\",INDEX(ID!$N$8:$N$31,FBR!$D2592+1)*INDEX(ID!$N$35:$N$46,$B2592),0)","v":44},null,0,25.986383397588384,0,0]
[2587,4,18,18,108,16,"2014-04-18",6,"w",null,{"$f":"IF(I2597=\"h\",INDEX(ID!$K$8:$K$31,FBR!$D2597+1)*INDEX(ID!$K$35:$K$46,$B2597),0)","v":0},{"$f":"IF(I2597=\"w\",INDEX(ID!$L$8:$L$31,FBR!$D2597+1)*INDEX(ID!$L$35:$L$46,$B2597),0)","v":65},{"$f":"IF(I2597=\"h\",INDEX(ID!$M$8:$M$31,FBR!$D2597+1)*INDEX(ID!$M$35:$M$46,$B2597),0)","v":0},{"$f":"IF(I2597=\"w\",INDEX(ID!$N$8:$N$31,FBR!$D2597+1)*INDEX(ID!$N$35:$N$46,$B2597),0)","v":65},null,0,38.388975473710111,0,0]
[2590,4,18,21,108,16,"2014-04-18",6,"w",null,{"$f":"IF(I2600=\"h\",INDEX(ID!$K$8:$K$31,FBR!$D2600+1)*INDEX(ID!$K$35:$K$46,$B2600),0)","v":0},{"$f":"IF(I2600=\"w\",INDEX(ID!$L$8:$L$31,FBR!$D2600+1)*INDEX(ID!$L$35:$L$46,$B2600),0)","v":50},{"$f":"IF(I2600=\"h\",INDEX(ID!$M$8:$M$31,FBR!$D2600+1)*INDEX(ID!$M$35:$M$46,$B2600),0)","v":0},{"$f":"IF(I2600=\"w\",INDEX(ID!$N$8:$N$31,FBR!$D2600+1)*INDEX(ID!$N$35:$N$46,$B2600),0)","v":50},null,0,29.529981133623163,0,0]
[2593,4,19,0,109,16,"2014-04-19",7,"w",null,{"$f":"IF(I2603=\"h\",INDEX(ID!$K$8:$K$31,FBR!$D2603+1)*INDEX(ID!$K$35:$K$46,$B2603),0)","v":0},{"$f":"IF(I2603=\"w\",INDEX(ID!$L$8:$L$31,FBR!$D2603+1)*INDEX(ID!$L$35:$L$46,$B2603),0)","v":35},{"$f":"IF(I2603=\"h\",INDEX(ID!$M$8:$M$31,FBR!$D2603+1)*INDEX(ID!$M$35:$M$46,$B2603),0)","v":0},{"$f":"IF(I2603=\"w\",INDEX(ID!$N$8:$N$31,FBR!$D2603+1)*INDEX(ID!$N$35:$N$46,$B2603),0)","v":35},null,0,20.670986793536215,0,0]
[2597,4,19,4,109,16,"2014-04-19",7,"w",null,{"$f":"IF(I2607=\"h\",INDEX(ID!$K$8:$K$31,FBR!$D2607+1)*INDEX(ID!$K$35:$K$46,$B2607),0)","v":0},{"$f":"IF(I2607=\"w\",INDEX(ID!$L$8:$L$31,FBR!$D2607+1)*INDEX(ID!$L$35:$L$46,$B2607),0)","v":27},{"$f":"IF(I2607=\"h\",INDEX(ID!$M$8:$M$31,FBR!$D2607+1)*INDEX(ID!$M$35:$M$46,$B2607),0)","v":0},{"$f":"IF(I2607=\"w\",INDEX(ID!$N$8:$N$31,FBR!$D2607+1)*INDEX(ID!$N$35:$N$46,$B2607),0)","v":27},null,0,15.94618981215651,0,0]
[2600,4,19,7,109,16,"2014-04-19",7,"w",null,{"$f":"IF(I2610=\"h\",INDEX(ID!$K$8:$K$31,FBR!$D2610+1)*INDEX(ID!$K$35:$K$46,$B2610),0)","v":0},{"$f":"IF(I2610=\"w\",INDEX(ID!$L$8:$L$31,FBR!$D2610+1)*INDEX(ID!$L$35:$L$46,$B2610),0)","v":32},{"$f":"IF(I2610=\"h\",INDEX(ID!$M$8:$M$31,FBR!$D2610+1)*INDEX(ID!$M$35:$M$46,$B2610),0)","v":0},{"$f":"IF(I2610=\"w\",INDEX(ID!$N$8:$N$31,FBR!$D2610+1)*INDEX(ID!$N$35:$N$46,$B2610),0)","v":32},null,0,18.899187925518824,0,0]
[2601,4,19,8,109,16,"2014-04-19",7,"w",null,{"$f":"IF(I2611=\"h\",INDEX(ID!$K$8:$K$31,FBR!$D2611+1)*INDEX(ID!$K$35:$K$46,$B2611),0)","v":0},{"$f":"IF(I2611=\"w\",INDEX(ID!$L$8:$L$31,FBR!$D2611+1)*INDEX(ID!$L$35:$L$46,$B2611),0)","v":35},{"$f":"IF(I2611=\"h\",INDEX(ID!$M$8:$M$31,FBR!$D2611+1)*INDEX(ID!$M$35:$M$46,$B2611),0)","v":0},{"$f":"IF(I2611=\"w\",INDEX(ID!$N$8:$N$31,FBR!$D2611+1)*INDEX(ID!$N$35:$N$46,$B2611),0)","v":35},null,0,20.670986793536215,0,0]
[2604,4,19,11,109,16,"2014-04-19",7,"w",null,{"$f":"IF(I2614=\"h\",INDEX(ID!$K$8:$K$31,FBR!$D2614+1)*INDEX(ID!$K$35:$K$46,$B2614),0)","v":0},{"$f":"IF(I2614=\"w\",INDEX(ID!$L$8:$L$31,FBR!$D2614+1)*INDEX(ID!$L$35:$L$46,$B2614),0)","v":42},{"$f":"IF(I2614=\"h\",INDEX(ID!$M$8:$M$31,FBR!$D2614+1)*INDEX(ID!$M$35:$M$46,$B2614),0)","v":0},{"$f":"IF(I2614=\"w\",INDEX(ID!$N$8:$N$31,FBR!$D2614+1)*INDEX(ID!$N$35:$N$46,$B2614),0)","v":42},null,0,24.805184152243459,0,0]
[2608,4,19,15,109,16,"2014-04-19",7,"w",null,{"$f":"IF(I2618=\"h\",INDEX(ID!$K$8:$K$31,FBR!$D2618+1)*INDEX(ID!$K$35:$K$46,$B2618),0)","v":0},{"$f":"IF(I2618=\"w\",INDEX(ID!$L$8:$L$31,FBR!$D2618+1)*INDEX(ID!$L$35:$L$46,$B2618),0)","v":50},{"$f":"IF(I2618=\"h\",INDEX(ID!$M$8:$M$31,FBR!$D2618+1)*INDEX(ID!$M$35:$M$46,$B2618),0)","v":0},{"$f":"IF(I2618=\"w\",INDEX(ID!$N$8:$N$31,FBR!$D2618+1)*INDEX(ID!$N$35:$N$46,$B2618),0)","v":50},null,0,29.529981133623163,0,0]
[2612,4,19,19,109,16,"2014-04-19",7,"w",null,{"$f":"IF(I2622=\"h\",INDEX(ID!$K$8:$K$31,FBR!$D2622+1)*INDEX(ID!$K$35:$K$46,$B2622),0)","v":0},{"$f":"IF(I2622=\"w\",INDEX(ID!$L$8:$L$31,FBR!$D2622+1)*INDEX(ID!$L$35:$L$46,$B2622),0)","v":60},{"$f":"IF(I2622=\"h\",INDEX(ID!$M$8:$M$31,FBR!$D2622+1)*INDEX(ID!$M$35:$M$46,$B2622),0)","v":0},{"$f":"IF(I2622=\"w\",INDEX(ID!$N$8:$N$31,FBR!$D2622+1)*INDEX(ID!$N$35:$N$46,$B2622),0)","v":60},null,0,35.435977360347799,0,0]
[2615,4,19,22,109,16,"2014-04-19",7,"w",null,{"$f":"IF(I2625=\"h\",INDEX(ID!$K$8:$K$31,FBR!$D2625+1)*INDEX(ID!$K$35:$K$46,$B2625),0)","v":0},{"$f":"IF(I2625=\"w\",INDEX(ID!$L$8:$L$31,FBR!$D2625+1)*INDEX(ID!$L$35:$L$46,$B2625),0)","v":45},{"$f":"IF(I2625=\"h\",INDEX(ID!$M$8:$M$31,FBR!$D2625+1)*INDEX(ID!$M$35:$M$46,$B2625),0)","v":0},{"$f":"IF(I2625=\"w\",INDEX(ID!$N$8:$N$31,FBR!$D2625+1)*INDEX(ID!$N$35:$N$46,$B2625),0)","v":45},null,0,26.576983020260847,0,0]
[2619,4,20,2,110,16,"2014-04-20",1,"h",null,{"$f":"IF(I2629=\"h\",INDEX(ID!$K$8:$K$31,FBR!$D2629+1)*INDEX(ID!$K$35:$K$46,$B2629),0)","v":28},{"$f":"IF(I2629=\"w\",INDEX(ID!$L$8:$L$31,FBR!$D2629+1)*INDEX(ID!$L$35:$L$46,$B2629),0)","v":0},{"$f":"IF(I2629=\"h\",INDEX(ID!$M$8:$M$31,FBR!$D2629+1)*INDEX(ID!$M$35:$M$46,$B2629),0)","v":28},{"$f":"IF(I2629=\"w\",INDEX(ID!$N$8:$N$31,FBR!$D2629+1)*INDEX(ID!$N$35:$N$46,$B2629),0)","v":0},null,16.536789434828972,0,0,0]
[2622,4,20,5,110,16,"2014-04-20",1,"h",null,{"$f":"IF(I2632=\"h\",INDEX(ID!$K$8:$K$31,FBR!$D2632+1)*INDEX(ID!$K$35:$K$46,$B2632),0)","v":27},{"$f":"IF(I2632=\"w\",INDEX(ID!$L$8:$L$31,FBR!$D2632+1)*INDEX(ID!$L$35:$L$46,$B2632),0)","v":0},{"$f":"IF(I2632=\"h\",INDEX(ID!$M$8:$M$31,FBR!$D2632+1)*INDEX(ID!$M$35:$M$46,$B2632),0)","v":27},{"$f":"IF(I2632=\"w\",INDEX(ID!$N$8:$N$31,FBR!$D2632+1)*INDEX(ID!$N$35:$N$46,$B2632),0)","v":0},null,15.94618981215651,0,0,0]
[2625,4,20,8,110,16,"2014-04-20",{"$f":"WEEKDAY(G2635)","v":1},{"$f":"IF(OR(H2635=6,H2635=7),\"w\",\"h\")","v":"h"},null,{"$f":"IF(I2635=\"h\",INDEX(ID!$K$8:$K$31,FBR!$D2635+1)*INDEX(ID!$K$35:$K$46,$B2635),0)","v":35},{"$f":"IF(I2635=\"w\",INDEX(ID!$L$8:$L$31,FBR!$D2635+1)*INDEX(ID!$L$35:$L$46,$B2635),0)","v":0},{"$f":"IF(I2635=\"h\",INDEX(ID!$M$8:$M$31,FBR!$D2635+1)*INDEX(ID!$M$35:$M$46,$B2635),0)","v":35},{"$f":"IF(I2635=\"w\",INDEX(ID!$N$8:$N$31,FBR!$D2635+1)*INDEX(ID!$N$35:$N$46,$B2635),0)","v":0},null,{"$f":"K2635*(indvforbrug*antalbrugere)/($K$8789+$L$8789)","v":20.670986793536215},{"$f":"L2635*indvforbrug*antalbrugere/($K$8789+$L$8789)","v":0},{"$f":"M2635*fællesforbrug/($M$8789+$N$8789)","v":0},{"$f":"N2635*fællesforbrug/($M$8789+$N$8789)","v":0}]
[2629,4,20,12,110,16,"2014-04-20",1,"h",null,{"$f":"IF(I2639=\"h\",INDEX(ID!$K$8:$K$31,FBR!$D2639+1)*INDEX(ID!$K$35:$K$46,$B2639),0)","v":43},{"$f":"IF(I2639=\"w\",INDEX(ID!$L$8:$L$31,FBR!$D2639+1)*INDEX(ID!$L$35:$L$46,$B2639),0)","v":0},{"$f":"IF(I2639=\"h\",INDEX(ID!$M$8:$M$31,FBR!$D2639+1)*INDEX(ID!$M$35:$M$46,$B2639),0)","v":43},{"$f":"IF(I2639=\"w\",INDEX(ID!$N$8:$N$31,FBR!$D2639+1)*INDEX(ID!$N$35:$N$46,$B2639),0)","v":0},null,25.395783774915923,0,0,0]
[2630,4,20,13,110,16,"2014-04-20",1,"h",null,{"$f":"IF(I2640=\"h\",INDEX(ID!$K$8:$K$31,FBR!$D2640+1)*INDEX(ID!$K$35:$K$46,$B2640),0)","v":44},{"$f":"IF(I2640=\"w\",INDEX(ID!$L$8:$L$31,FBR!$D2640+1)*INDEX(ID!$L$35:$L$46,$B2640),0)","v":0},{"$f":"IF(I2640=\"h\",INDEX(ID!$M$8:$M$31,FBR!$D2640+1)*INDEX(ID!$M$35:$M$46,$B2640),0)","v":44},{"$f":"IF(I2640=\"w\",INDEX(ID!$N$8:$N$31,FBR!$D2640+1)*INDEX(ID!$N$35:$N$46,$B2640),0)","v":0},null,25.986383397588384,0,0,0]
[2633,4,20,16,110,16,"2014-04-20",1,"h",null,{"$f":"IF(I2643=\"h\",INDEX(ID!$K$8:$K$31,FBR!$D2643+1)*INDEX(ID!$K$35:$K$46,$B2643),0)","v":53},{"$f":"IF(I2643=\"w\",INDEX(ID!$L$8:$L$31,FBR!$D2643+1)*INDEX(ID!$L$35:$L$46,$B2643),0)","v":0},{"$f":"IF(I2643=\"h\",INDEX(ID!$M$8:$M$31,FBR!$D2643+1)*INDEX(ID!$M$35:$M$46,$B2643),0)","v":53},{"$f":"IF(I2643=\"w\",INDEX(ID!$N$8:$N$31,FBR!$D2643+1)*INDEX(ID!$N$35:$N$46,$B2643),0)","v":0},null,31.301780001640555,0,0,0]
[2637,4,20,20,110,16,"2014-04-20",1,"h",null,{"$f":"IF(I2647=\"h\",INDEX(ID!$K$8:$K$31,FBR!$D2647+1)*INDEX(ID!$K$35:$K$46,$B2647),0)","v":53},{"$f":"IF(I2647=\"w\",INDEX(ID!$L$8:$L$31,FBR!$D2647+1)*INDEX(ID!$L$35:$L$46,$B2647),0)","v":0},{"$f":"IF(I2647=\"h\",INDEX(ID!$M$8:$M$31,FBR!$D2647+1)*INDEX(ID!$M$35:$M$46,$B2647),0)","v":53},{"$f":"IF(I2647=\"w\",INDEX(ID!$N$8:$N$31,FBR!$D2647+1)*INDEX(ID!$N$35:$N$46,$B2647),0)","v":0},null,31.301780001640555,0,0,0]
[2640,4,20,23,110,16,"2014-04-20",1,"h",null,{"$f":"IF(I2650=\"h\",INDEX(ID!$K$8:$K$31,FBR!$D2650+1)*INDEX(ID!$K$35:$K$46,$B2650),0)","v":40},{"$f":"IF(I2650=\"w\",INDEX(ID!$L$8:$L$31,FBR!$D2650+1)*INDEX(ID!$L$35:$L$46,$B2650),0)","v":0},{"$f":"IF(I2650=\"h\",INDEX(ID!$M$8:$M$31,FBR!$D2650+1)*INDEX(ID!$M$35:$M$46,$B2650),0)","v":40},{"$f":"IF(I2650=\"w\",INDEX(ID!$N$8:$N$31,FBR!$D2650+1)*INDEX(ID!$N$35:$N$46,$B2650),0)","v":0},null,23.623984906898531,0,0,0]
[2644,4,21,3,111,16,"2014-04-21",2,"h",null,{"$f":"IF(I2654=\"h\",INDEX(ID!$K$8:$K$31,FBR!$D2654+1)*INDEX(ID!$K$35:$K$46,$B2654),0)","v":27},{"$f":"IF(I2654=\"w\",INDEX(ID!$L$8:$L$31,FBR!$D2654+1)*INDEX(ID!$L$35:$L$46,$B2654),0)","v":0},{"$f":"IF(I2654=\"h\",INDEX(ID!$M$8:$M$31,FBR!$D2654+1)*INDEX(ID!$M$35:$M$46,$B2654),0)","v":27},{"$f":"IF(I2654=\"w\",INDEX(ID!$N$8:$N$31,FBR!$D2654+1)*INDEX(ID!$N$35:$N$46,$B2654),0)","v":0},null,15.94618981215651,0,0,0]
[2647,4,21,6,111,16,"2014-04-21",2,"h",null,{"$f":"IF(I2657=\"h\",INDEX(ID!$K$8:$K$31,FBR!$D2657+1)*INDEX(ID!$K$35:$K$46,$B2657),0)","v":29},{"$f":"IF(I2657=\"w\",INDEX(ID!$L$8:$L$31,FBR!$D2657+1)*INDEX(ID!$L$35:$L$46,$B2657),0)","v":0},{"$f":"IF(I2657=\"h\",INDEX(ID!$M$8:$M$31,FBR!$D2657+1)*INDEX(ID!$M$35:$M$46,$B2657),0)","v":29},{"$f":"IF(I2657=\"w\",INDEX(ID!$N$8:$N$31,FBR!$D2657+1)*INDEX(ID!$N$35:$N$46,$B2657),0)","v":0},null,17.127389057501436,0,0,0]
[2650,4,21,9,{"$f":"E2636+1","v":111},16,"2014-04-21",2,"h",null,{"$f":"IF(I2660=\"h\",INDEX(ID!$K$8:$K$31,FBR!$D2660+1)*INDEX(ID!$K$35:$K$46,$B2660),0)","v":38},{"$f":"IF(I2660=\"w\",INDEX(ID!$L$8:$L$31,FBR!$D2660+1)*INDEX(ID!$L$35:$L$46,$B2660),0)","v":0},{"$f":"IF(I2660=\"h\",INDEX(ID!$M$8:$M$31,FBR!$D2660+1)*INDEX(ID!$M$35:$M$46,$B2660),0)","v":38},{"$f":"IF(I2660=\"w\",INDEX(ID!$N$8:$N$31,FBR!$D2660+1)*INDEX(ID!$N$35:$N$46,$B2660),0)","v":0},null,22.442785661553604,0,0,0]
[2652,4,21,11,111,16,"2014-04-21",2,"h",null,{"$f":"IF(I2662=\"h\",INDEX(ID!$K$8:$K$31,FBR!$D2662+1)*INDEX(ID!$K$35:$K$46,$B2662),0)","v":42},{"$f":"IF(I2662=\"w\",INDEX(ID!$L$8:$L$31,FBR!$D2662+1)*INDEX(ID!$L$35:$L$46,$B2662),0)","v":0},{"$f":"IF(I2662=\"h\",INDEX(ID!$M$8:$M$31,FBR!$D2662+1)*INDEX(ID!$M$35:$M$46,$B2662),0)","v":42},{"$f":"IF(I2662=\"w\",INDEX(ID!$N$8:$N$31,FBR!$D2662+1)*INDEX(ID!$N$35:$N$46,$B2662),0)","v":0},null,24.805184152243459,0,0,0]
[2655,4,21,14,111,16,"2014-04-21",2,"h",null,{"$f":"IF(I2665=\"h\",INDEX(ID!$K$8:$K$31,FBR!$D2665+1)*INDEX(ID!$K$35:$K$46,$B2665),0)","v":47},{"$f":"IF(I2665=\"w\",INDEX(ID!$L$8:$L$31,FBR!$D2665+1)*INDEX(ID!$L$35:$L$46,$B2665),0)","v":0},{"$f":"IF(I2665=\"h\",INDEX(ID!$M$8:$M$31,FBR!$D2665+1)*INDEX(ID!$M$35:$M$46,$B2665),0)","v":47},{"$f":"IF(I2665=\"w\",INDEX(ID!$N$8:$N$31,FBR!$D2665+1)*INDEX(ID!$N$35:$N$46,$B2665),0)","v":0},null,27.758182265605775,0,0,0]
[2658,4,21,17,111,16,"2014-04-21",2,"h",null,{"$f":"IF(I2668=\"h\",INDEX(ID!$K$8:$K$31,FBR!$D2668+1)*INDEX(ID!$K$35:$K$46,$B2668),0)","v":62},{"$f":"IF(I2668=\"w\",INDEX(ID!$L$8:$L$31,FBR!$D2668+1)*INDEX(ID!$L$35:$L$46,$B2668),0)","v":0},{"$f":"IF(I2668=\"h\",INDEX(ID!$M$8:$M$31,FBR!$D2668+1)*INDEX(ID!$M$35:$M$46,$B2668),0)","v":62},{"$f":"IF(I2668=\"w\",INDEX(ID!$N$8:$N$31,FBR!$D2668+1)*INDEX(ID!$N$35:$N$46,$B2668),0)","v":0},null,36.617176605692727,0,0,0]
[2662,4,21,21,111,16,"2014-04-21",2,"h",null,{"$f":"IF(I2672=\"h\",INDEX(ID!$K$8:$K$31,FBR!$D2672+1)*INDEX(ID!$K$35:$K$46,$B2672),0)","v":50},{"$f":"IF(I2672=\"w\",INDEX(ID!$L$8:$L$31,FBR!$D2672+1)*INDEX(ID!$L$35:$L$46,$B2672),0)","v":0},{"$f":"IF(I2672=\"h\",INDEX(ID!$M$8:$M$31,FBR!$D2672+1)*INDEX(ID!$M$35:$M$46,$B2672),0)","v":50},{"$f":"IF(I2672=\"w\",INDEX(ID!$N$8:$N$31,FBR!$D2672+1)*INDEX(ID!$N$35:$N$46,$B2672),0)","v":0},null,29.529981133623163,0,0,0]
[2665,4,22,0,112,16,"2014-04-22",3,"h",null,{"$f":"IF(I2675=\"h\",INDEX(ID!$K$8:$K$31,FBR!$D2675+1)*INDEX(ID!$K$35:$K$46,$B2675),0)","v":35},{"$f":"IF(I2675=\"w\",INDEX(ID!$L$8:$L$31,FBR!$D2675+1)*INDEX(ID!$L$35:$L$46,$B2675),0)","v":0},{"$f":"IF(I2675=\"h\",INDEX(ID!$M$8:$M$31,FBR!$D2675+1)*INDEX(ID!$M$35:$M$46,$B2675),0)","v":35},{"$f":"IF(I2675=\"w\",INDEX(ID!$N$8:$N$31,FBR!$D2675+1)*INDEX(ID!$N$35:$N$46,$B2675),0)","v":0},null,20.670986793536215,0,0,0]
[2669,4,22,4,112,16,"2014-04-22",3,"h",null,{"$f":"IF(I2679=\"h\",INDEX(ID!$K$8:$K$31,FBR!$D2679+1)*INDEX(ID!$K$35:$K$46,$B2679),0)","v":27},{"$f":"IF(I2679=\"w\",INDEX(ID!$L$8:$L$31,FBR!$D2679+1)*INDEX(ID!$L$35:$L$46,$B2679),0)","v":0},{"$f":"IF(I2679=\"h\",INDEX(ID!$M$8:$M$31,FBR!$D2679+1)*INDEX(ID!$M$35:$M$46,$B2679),0)","v":27},{"$f":"IF(I2679=\"w\",INDEX(ID!$N$8:$N$31,FBR!$D2679+1)*INDEX(ID!$N$35:$N$46,$B2679),0)","v":0},null,15.94618981215651,0,0,0]
[2671,4,22,6,112,16,"2014-04-22",3,"h",null,{"$f":"IF(I2681=\"h\",INDEX(ID!$K$8:$K$31,FBR!$D2681+1)*INDEX(ID!$K$35:$K$46,$B2681),0)","v":29},{"$f":"IF(I2681=\"w\",INDEX(ID!$L$8:$L$31,FBR!$D2681+1)*INDEX(ID!$L$35:$L$46,$B2681),0)","v":0},{"$f":"IF(I2681=\"h\",INDEX(ID!$M$8:$M$31,FBR!$D2681+1)*INDEX(ID!$M$35:$M$46,$B2681),0)","v":29},{"$f":"IF(I2681=\"w\",INDEX(ID!$N$8:$N$31,FBR!$D2681+1)*INDEX(ID!$N$35:$N$46,$B2681),0)","v":0},null,17.127389057501436,0,0,0]
[2676,4,22,11,112,16,"2014-04-22",3,"h",null,{"$f":"IF(I2686=\"h\",INDEX(ID!$K$8:$K$31,FBR!$D2686+1)*INDEX(ID!$K$35:$K$46,$B2686),0)","v":42},{"$f":"IF(I2686=\"w\",INDEX(ID!$L$8:$L$31,FBR!$D2686+1)*INDEX(ID!$L$35:$L$46,$B2686),0)","v":0},{"$f":"IF(I2686=\"h\",INDEX(ID!$M$8:$M$31,FBR!$D2686+1)*INDEX(ID!$M$35:$M$46,$B2686),0)","v":42},{"$f":"IF(I2686=\"w\",INDEX(ID!$N$8:$N$31,FBR!$D2686+1)*INDEX(ID!$N$35:$N$46,$B2686),0)","v":0},null,24.805184152243459,0,0,0]
[2677,4,22,12,112,16,"2014-04-22",3,"h",null,{"$f":"IF(I2687=\"h\",INDEX(ID!$K$8:$K$31,FBR!$D2687+1)*INDEX(ID!$K$35:$K$46,$B2687),0)","v":43},{"$f":"IF(I2687=\"w\",INDEX(ID!$L$8:$L$31,FBR!$D2687+1)*INDEX(ID!$L$35:$L$46,$B2687),0)","v":0},{"$f":"IF(I2687=\"h\",INDEX(ID!$M$8:$M$31,FBR!$D2687+1)*INDEX(ID!$M$35:$M$46,$B2687),0)","v":43},{"$f":"IF(I2687=\"w\",INDEX(ID!$N$8:$N$31,FBR!$D2687+1)*INDEX(ID!$N$35:$N$46,$B2687),0)","v":0},null,25.395783774915923,0,0,0]
[2680,4,22,15,112,16,"2014-04-22",3,"h",null,{"$f":"IF(I2690=\"h\",INDEX(ID!$K$8:$K$31,FBR!$D2690+1)*INDEX(ID!$K$35:$K$46,$B2690),0)","v":50},{"$f":"IF(I2690=\"w\",INDEX(ID!$L$8:$L$31,FBR!$D2690+1)*INDEX(ID!$L$35:$L$46,$B2690),0)","v":0},{"$f":"IF(I2690=\"h\",INDEX(ID!$M$8:$M$31,FBR!$D2690+1)*INDEX(ID!$M$35:$M$46,$B2690),0)","v":50},{"$f":"IF(I2690=\"w\",INDEX(ID!$N$8:$N$31,FBR!$D2690+1)*INDEX(ID!$N$35:$N$46,$B2690),0)","v":0},null,29.529981133623163,0,0,0]
[2684,4,22,19,112,16,"2014-04-22",3,"h",null,{"$f":"IF(I2694=\"h\",INDEX(ID!$K$8:$K$31,FBR!$D2694+1)*INDEX(ID!$K$35:$K$46,$B2694),0)","v":60},{"$f":"IF(I2694=\"w\",INDEX(ID!$L$8:$L$31,FBR!$D2694+1)*INDEX(ID!$L$35:$L$46,$B2694),0)","v":0},{"$f":"IF(I2694=\"h\",INDEX(ID!$M$8:$M$31,FBR!$D2694+1)*INDEX(ID!$M$35:$M$46,$B2694),0)","v":60},{"$f":"IF(I2694=\"w\",INDEX(ID!$N$8:$N$31,FBR!$D2694+1)*INDEX(ID!$N$35:$N$46,$B2694),0)","v":0},null,35.435977360347799,0,0,0]
[2687,4,22,22,112,16,"2014-04-22",3,"h",null,{"$f":"IF(I2697=\"h\",INDEX(ID!$K$8:$K$31,FBR!$D2697+1)*INDEX(ID!$K$35:$K$46,$B2697),0)","v":45},{"$f":"IF(I2697=\"w\",INDEX(ID!$L$8:$L$31,FBR!$D2697+1)*INDEX(ID!$L$35:$L$46,$B2697),0)","v":0},{"$f":"IF(I2697=\"h\",INDEX(ID!$M$8:$M$31,FBR!$D2697+1)*INDEX(ID!$M$35:$M$46,$B2697),0)","v":45},{"$f":"IF(I2697=\"w\",INDEX(ID!$N$8:$N$31,FBR!$D2697+1)*INDEX(ID!$N$35:$N$46,$B2697),0)","v":0},null,26.576983020260847,0,0,0]
[2692,4,23,3,113,17,"2014-04-23",4,"h",null,{"$f":"IF(I2702=\"h\",INDEX(ID!$K$8:$K$31,FBR!$D2702+1)*INDEX(ID!$K$35:$K$46,$B2702),0)","v":27},{"$f":"IF(I2702=\"w\",INDEX(ID!$L$8:$L$31,FBR!$D2702+1)*INDEX(ID!$L$35:$L$46,$B2702),0)","v":0},{"$f":"IF(I2702=\"h\",INDEX(ID!$M$8:$M$31,FBR!$D2702+1)*INDEX(ID!$M$35:$M$46,$B2702),0)","v":27},{"$f":"IF(I2702=\"w\",INDEX(ID!$N$8:$N$31,FBR!$D2702+1)*INDEX(ID!$N$35:$N$46,$B2702),0)","v":0},null,15.94618981215651,0,0,0]
[2695,4,23,6,113,17,"2014-04-23",4,"h",null,{"$f":"IF(I2705=\"h\",INDEX(ID!$K$8:$K$31,FBR!$D2705+1)*INDEX(ID!$K$35:$K$46,$B2705),0)","v":29},{"$f":"IF(I2705=\"w\",INDEX(ID!$L$8:$L$31,FBR!$D2705+1)*INDEX(ID!$L$35:$L$46,$B2705),0)","v":0},{"$f":"IF(I2705=\"h\",INDEX(ID!$M$8:$M$31,FBR!$D2705+1)*INDEX(ID!$M$35:$M$46,$B2705),0)","v":29},{"$f":"IF(I2705=\"w\",INDEX(ID!$N$8:$N$31,FBR!$D2705+1)*INDEX(ID!$N$35:$N$46,$B2705),0)","v":0},null,17.127389057501436,0,0,0]
[2698,4,23,9,113,17,"2014-04-23",4,"h",null,{"$f":"IF(I2708=\"h\",INDEX(ID!$K$8:$K$31,FBR!$D2708+1)*INDEX(ID!$K$35:$K$46,$B2708),0)","v":38},{"$f":"IF(I2708=\"w\",INDEX(ID!$L$8:$L$31,FBR!$D2708+1)*INDEX(ID!$L$35:$L$46,$B2708),0)","v":0},{"$f":"IF(I2708=\"h\",INDEX(ID!$M$8:$M$31,FBR!$D2708+1)*INDEX(ID!$M$35:$M$46,$B2708),0)","v":38},{"$f":"IF(I2708=\"w\",INDEX(ID!$N$8:$N$31,FBR!$D2708+1)*INDEX(ID!$N$35:$N$46,$B2708),0)","v":0},null,22.442785661553604,0,0,0]
[2701,4,23,12,113,17,"2014-04-23",4,"h",null,{"$f":"IF(I2711=\"h\",INDEX(ID!$K$8:$K$31,FBR!$D2711+1)*INDEX(ID!$K$35:$K$46,$B2711),0)","v":43},{"$f":"IF(I2711=\"w\",INDEX(ID!$L$8:$L$31,FBR!$D2711+1)*INDEX(ID!$L$35:$L$46,$B2711),0)","v":0},{"$f":"IF(I2711=\"h\",INDEX(ID!$M$8:$M$31,FBR!$D2711+1)*INDEX(ID!$M$35:$M$46,$B2711),0)","v":43},{"$f":"IF(I2711=\"w\",INDEX(ID!$N$8:$N$31,FBR!$D2711+1)*INDEX(ID!$N$35:$N$46,$B2711),0)","v":0},null,25.395783774915923,0,0,0]
[2702,4,23,13,113,17,"2014-04-23",4,"h",null,{"$f":"IF(I2712=\"h\",INDEX(ID!$K$8:$K$31,FBR!$D2712+1)*INDEX(ID!$K$35:$K$46,$B2712),0)","v":44},{"$f":"IF(I2712=\"w\",INDEX(ID!$L$8:$L$31,FBR!$D2712+1)*INDEX(ID!$L$35:$L$46,$B2712),0)","v":0},{"$f":"IF(I2712=\"h\",INDEX(ID!$M$8:$M$31,FBR!$D2712+1)*INDEX(ID!$M$35:$M$46,$B2712),0)","v":44},{"$f":"IF(I2712=\"w\",INDEX(ID!$N$8:$N$31,FBR!$D2712+1)*INDEX(ID!$N$35:$N$46,$B2712),0)","v":0},null,25.986383397588384,0,0,0]
[2705,4,23,16,113,17,"2014-04-23",4,"h",null,{"$f":"IF(I2715=\"h\",INDEX(ID!$K$8:$K$31,FBR!$D2715+1)*INDEX(ID!$K$35:$K$46,$B2715),0)","v":53},{"$f":"IF(I2715=\"w\",INDEX(ID!$L$8:$L$31,FBR!$D2715+1)*INDEX(ID!$L$35:$L$46,$B2715),0)","v":0},{"$f":"IF(I2715=\"h\",INDEX(ID!$M$8:$M$31,FBR!$D2715+1)*INDEX(ID!$M$35:$M$46,$B2715),0)","v":53},{"$f":"IF(I2715=\"w\",INDEX(ID!$N$8:$N$31,FBR!$D2715+1)*INDEX(ID!$N$35:$N$46,$B2715),0)","v":0},null,31.301780001640555,0,0,0]
[2709,4,23,20,113,17,"2014-04-23",4,"h",null,{"$f":"IF(I2719=\"h\",INDEX(ID!$K$8:$K$31,FBR!$D2719+1)*INDEX(ID!$K$35:$K$46,$B2719),0)","v":53},{"$f":"IF(I2719=\"w\",INDEX(ID!$L$8:$L$31,FBR!$D2719+1)*INDEX(ID!$L$35:$L$46,$B2719),0)","v":0},{"$f":"IF(I2719=\"h\",INDEX(ID!$M$8:$M$31,FBR!$D2719+1)*INDEX(ID!$M$35:$M$46,$B2719),0)","v":53},{"$f":"IF(I2719=\"w\",INDEX(ID!$N$8:$N$31,FBR!$D2719+1)*INDEX(ID!$N$35:$N$46,$B2719),0)","v":0},null,31.301780001640555,0,0,0]
[2713,4,24,0,114,17,"2014-04-24",5,"h",null,{"$f":"IF(I2723=\"h\",INDEX(ID!$K$8:$K$31,FBR!$D2723+1)*INDEX(ID!$K$35:$K$46,$B2723),0)","v":35},{"$f":"IF(I2723=\"w\",INDEX(ID!$L$8:$L$31,FBR!$D2723+1)*INDEX(ID!$L$35:$L$46,$B2723),0)","v":0},{"$f":"IF(I2723=\"h\",INDEX(ID!$M$8:$M$31,FBR!$D2723+1)*INDEX(ID!$M$35:$M$46,$B2723),0)","v":35},{"$f":"IF(I2723=\"w\",INDEX(ID!$N$8:$N$31,FBR!$D2723+1)*INDEX(ID!$N$35:$N$46,$B2723),0)","v":0},null,20.670986793536215,0,0,0]
[2716,4,24,3,114,17,"2014-04-24",5,"h",null,{"$f":"IF(I2726=\"h\",INDEX(ID!$K$8:$K$31,FBR!$D2726+1)*INDEX(ID!$K$35:$K$46,$B2726),0)","v":27},{"$f":"IF(I2726=\"w\",INDEX(ID!$L$8:$L$31,FBR!$D2726+1)*INDEX(ID!$L$35:$L$46,$B2726),0)","v":0},{"$f":"IF(I2726=\"h\",INDEX(ID!$M$8:$M$31,FBR!$D2726+1)*INDEX(ID!$M$35:$M$46,$B2726),0)","v":27},{"$f":"IF(I2726=\"w\",INDEX(ID!$N$8:$N$31,FBR!$D2726+1)*INDEX(ID!$N$35:$N$46,$B2726),0)","v":0},null,15.94618981215651,0,0,0]
[2720,4,24,7,114,17,"2014-04-24",5,"h",null,{"$f":"IF(I2730=\"h\",INDEX(ID!$K$8:$K$31,FBR!$D2730+1)*INDEX(ID!$K$35:$K$46,$B2730),0)","v":32},{"$f":"IF(I2730=\"w\",INDEX(ID!$L$8:$L$31,FBR!$D2730+1)*INDEX(ID!$L$35:$L$46,$B2730),0)","v":0},{"$f":"IF(I2730=\"h\",INDEX(ID!$M$8:$M$31,FBR!$D2730+1)*INDEX(ID!$M$35:$M$46,$B2730),0)","v":32},{"$f":"IF(I2730=\"w\",INDEX(ID!$N$8:$N$31,FBR!$D2730+1)*INDEX(ID!$N$35:$N$46,$B2730),0)","v":0},null,18.899187925518824,0,0,0]
[2723,4,24,10,114,17,"2014-04-24",5,"h",null,{"$f":"IF(I2733=\"h\",INDEX(ID!$K$8:$K$31,FBR!$D2733+1)*INDEX(ID!$K$35:$K$46,$B2733),0)","v":40},{"$f":"IF(I2733=\"w\",INDEX(ID!$L$8:$L$31,FBR!$D2733+1)*INDEX(ID!$L$35:$L$46,$B2733),0)","v":0},{"$f":"IF(I2733=\"h\",INDEX(ID!$M$8:$M$31,FBR!$D2733+1)*INDEX(ID!$M$35:$M$46,$B2733),0)","v":40},{"$f":"IF(I2733=\"w\",INDEX(ID!$N$8:$N$31,FBR!$D2733+1)*INDEX(ID!$N$35:$N$46,$B2733),0)","v":0},null,23.623984906898531,0,0,0]
[2726,4,24,13,114,17,"2014-04-24",5,"h",null,{"$f":"IF(I2736=\"h\",INDEX(ID!$K$8:$K$31,FBR!$D2736+1)*INDEX(ID!$K$35:$K$46,$B2736),0)","v":44},{"$f":"IF(I2736=\"w\",INDEX(ID!$L$8:$L$31,FBR!$D2736+1)*INDEX(ID!$L$35:$L$46,$B2736),0)","v":0},{"$f":"IF(I2736=\"h\",INDEX(ID!$M$8:$M$31,FBR!$D2736+1)*INDEX(ID!$M$35:$M$46,$B2736),0)","v":44},{"$f":"IF(I2736=\"w\",INDEX(ID!$N$8:$N$31,FBR!$D2736+1)*INDEX(ID!$N$35:$N$46,$B2736),0)","v":0},null,25.986383397588384,0,0,0]
[2727,4,24,14,114,17,"2014-04-24",5,"h",null,{"$f":"IF(I2737=\"h\",INDEX(ID!$K$8:$K$31,FBR!$D2737+1)*INDEX(ID!$K$35:$K$46,$B2737),0)","v":47},{"$f":"IF(I2737=\"w\",INDEX(ID!$L$8:$L$31,FBR!$D2737+1)*INDEX(ID!$L$35:$L$46,$B2737),0)","v":0},{"$f":"IF(I2737=\"h\",INDEX(ID!$M$8:$M$31,FBR!$D2737+1)*INDEX(ID!$M$35:$M$46,$B2737),0)","v":47},{"$f":"IF(I2737=\"w\",INDEX(ID!$N$8:$N$31,FBR!$D2737+1)*INDEX(ID!$N$35:$N$46,$B2737),0)","v":0},null,27.758182265605775,0,0,0]
[2730,4,24,17,114,{"$f":"F2572+1","v":17},"2014-04-24",5,"h",null,{"$f":"IF(I2740=\"h\",INDEX(ID!$K$8:$K$31,FBR!$D2740+1)*INDEX(ID!$K$35:$K$46,$B2740),0)","v":62},{"$f":"IF(I2740=\"w\",INDEX(ID!$L$8:$L$31,FBR!$D2740+1)*INDEX(ID!$L$35:$L$46,$B2740),0)","v":0},{"$f":"IF(I2740=\"h\",INDEX(ID!$M$8:$M$31,FBR!$D2740+1)*INDEX(ID!$M$35:$M$46,$B2740),0)","v":62},{"$f":"IF(I2740=\"w\",INDEX(ID!$N$8:$N$31,FBR!$D2740+1)*INDEX(ID!$N$35:$N$46,$B2740),0)","v":0},null,36.617176605692727,0,0,0]
[2734,4,24,21,114,17,"2014-04-24",5,"h",null,{"$f":"IF(I2744=\"h\",INDEX(ID!$K$8:$K$31,FBR!$D2744+1)*INDEX(ID!$K$35:$K$46,$B2744),0)","v":50},{"$f":"IF(I2744=\"w\",INDEX(ID!$L$8:$L$31,FBR!$D2744+1)*INDEX(ID!$L$35:$L$46,$B2744),0)","v":0},{"$f":"IF(I2744=\"h\",INDEX(ID!$M$8:$M$31,FBR!$D2744+1)*INDEX(ID!$M$35:$M$46,$B2744),0)","v":50},{"$f":"IF(I2744=\"w\",INDEX(ID!$N$8:$N$31,FBR!$D2744+1)*INDEX(ID!$N$35:$N$46,$B2744),0)","v":0},null,29.529981133623163,0,0,0]
[2738,4,25,1,115,17,"2014-04-25",6,"w",null,{"$f":"IF(I2748=\"h\",INDEX(ID!$K$8:$K$31,FBR!$D2748+1)*INDEX(ID!$K$35:$K$46,$B2748),0)","v":0},{"$f":"IF(I2748=\"w\",INDEX(ID!$L$8:$L$31,FBR!$D2748+1)*INDEX(ID!$L$35:$L$46,$B2748),0)","v":30},{"$f":"IF(I2748=\"h\",INDEX(ID!$M$8:$M$31,FBR!$D2748+1)*INDEX(ID!$M$35:$M$46,$B2748),0)","v":0},{"$f":"IF(I2748=\"w\",INDEX(ID!$N$8:$N$31,FBR!$D2748+1)*INDEX(ID!$N$35:$N$46,$B2748),0)","v":30},null,0,17.717988680173899,0,0]
[2741,4,25,4,115,17,"2014-04-25",6,"w",null,{"$f":"IF(I2751=\"h\",INDEX(ID!$K$8:$K$31,FBR!$D2751+1)*INDEX(ID!$K$35:$K$46,$B2751),0)","v":0},{"$f":"IF(I2751=\"w\",INDEX(ID!$L$8:$L$31,FBR!$D2751+1)*INDEX(ID!$L$35:$L$46,$B2751),0)","v":27},{"$f":"IF(I2751=\"h\",INDEX(ID!$M$8:$M$31,FBR!$D2751+1)*INDEX(ID!$M$35:$M$46,$B2751),0)","v":0},{"$f":"IF(I2751=\"w\",INDEX(ID!$N$8:$N$31,FBR!$D2751+1)*INDEX(ID!$N$35:$N$46,$B2751),0)","v":27},null,0,15.94618981215651,0,0]
[2745,4,25,8,115,17,"2014-04-25",6,"w",null,{"$f":"IF(I2755=\"h\",INDEX(ID!$K$8:$K$31,FBR!$D2755+1)*INDEX(ID!$K$35:$K$46,$B2755),0)","v":0},{"$f":"IF(I2755=\"w\",INDEX(ID!$L$8:$L$31,FBR!$D2755+1)*INDEX(ID!$L$35:$L$46,$B2755),0)","v":35},{"$f":"IF(I2755=\"h\",INDEX(ID!$M$8:$M$31,FBR!$D2755+1)*INDEX(ID!$M$35:$M$46,$B2755),0)","v":0},{"$f":"IF(I2755=\"w\",INDEX(ID!$N$8:$N$31,FBR!$D2755+1)*INDEX(ID!$N$35:$N$46,$B2755),0)","v":35},null,0,20.670986793536215,0,0]
[2748,4,25,11,115,17,"2014-04-25",6,"w",null,{"$f":"IF(I2758=\"h\",INDEX(ID!$K$8:$K$31,FBR!$D2758+1)*INDEX(ID!$K$35:$K$46,$B2758),0)","v":0},{"$f":"IF(I2758=\"w\",INDEX(ID!$L$8:$L$31,FBR!$D2758+1)*INDEX(ID!$L$35:$L$46,$B2758),0)","v":42},{"$f":"IF(I2758=\"h\",INDEX(ID!$M$8:$M$31,FBR!$D2758+1)*INDEX(ID!$M$35:$M$46,$B2758),0)","v":0},{"$f":"IF(I2758=\"w\",INDEX(ID!$N$8:$N$31,FBR!$D2758+1)*INDEX(ID!$N$35:$N$46,$B2758),0)","v":42},null,0,24.805184152243459,0,0]
[2749,4,25,12,115,17,"2014-04-25",6,"w",null,{"$f":"IF(I2759=\"h\",INDEX(ID!$K$8:$K$31,FBR!$D2759+1)*INDEX(ID!$K$35:$K$46,$B2759),0)","v":0},{"$f":"IF(I2759=\"w\",INDEX(ID!$L$8:$L$31,FBR!$D2759+1)*INDEX(ID!$L$35:$L$46,$B2759),0)","v":43},{"$f":"IF(I2759=\"h\",INDEX(ID!$M$8:$M$31,FBR!$D2759+1)*INDEX(ID!$M$35:$M$46,$B2759),0)","v":0},{"$f":"IF(I2759=\"w\",INDEX(ID!$N$8:$N$31,FBR!$D2759+1)*INDEX(ID!$N$35:$N$46,$B2759),0)","v":43},null,0,25.395783774915923,0,0]
[2752,4,25,15,115,17,"2014-04-25",6,"w",null,{"$f":"IF(I2762=\"h\",INDEX(ID!$K$8:$K$31,FBR!$D2762+1)*INDEX(ID!$K$35:$K$46,$B2762),0)","v":0},{"$f":"IF(I2762=\"w\",INDEX(ID!$L$8:$L$31,FBR!$D2762+1)*INDEX(ID!$L$35:$L$46,$B2762),0)","v":50},{"$f":"IF(I2762=\"h\",INDEX(ID!$M$8:$M$31,FBR!$D2762+1)*INDEX(ID!$M$35:$M$46,$B2762),0)","v":0},{"$f":"IF(I2762=\"w\",INDEX(ID!$N$8:$N$31,FBR!$D2762+1)*INDEX(ID!$N$35:$N$46,$B2762),0)","v":50},null,0,29.529981133623163,0,0]
[2755,4,25,18,115,17,"2014-04-25",6,"w",null,{"$f":"IF(I2765=\"h\",INDEX(ID!$K$8:$K$31,FBR!$D2765+1)*INDEX(ID!$K$35:$K$46,$B2765),0)","v":0},{"$f":"IF(I2765=\"w\",INDEX(ID!$L$8:$L$31,FBR!$D2765+1)*INDEX(ID!$L$35:$L$46,$B2765),0)","v":65},{"$f":"IF(I2765=\"h\",INDEX(ID!$M$8:$M$31,FBR!$D2765+1)*INDEX(ID!$M$35:$M$46,$B2765),0)","v":0},{"$f":"IF(I2765=\"w\",INDEX(ID!$N$8:$N$31,FBR!$D2765+1)*INDEX(ID!$N$35:$N$46,$B2765),0)","v":65},null,0,38.388975473710111,0,0]
[2760,4,25,23,115,17,"2014-04-25",6,"w",null,{"$f":"IF(I2770=\"h\",INDEX(ID!$K$8:$K$31,FBR!$D2770+1)*INDEX(ID!$K$35:$K$46,$B2770),0)","v":0},{"$f":"IF(I2770=\"w\",INDEX(ID!$L$8:$L$31,FBR!$D2770+1)*INDEX(ID!$L$35:$L$46,$B2770),0)","v":40},{"$f":"IF(I2770=\"h\",INDEX(ID!$M$8:$M$31,FBR!$D2770+1)*INDEX(ID!$M$35:$M$46,$B2770),0)","v":0},{"$f":"IF(I2770=\"w\",INDEX(ID!$N$8:$N$31,FBR!$D2770+1)*INDEX(ID!$N$35:$N$46,$B2770),0)","v":40},null,0,23.623984906898531,0,0]
[2763,4,26,2,116,17,"2014-04-26",7,"w",null,{"$f":"IF(I2773=\"h\",INDEX(ID!$K$8:$K$31,FBR!$D2773+1)*INDEX(ID!$K$35:$K$46,$B2773),0)","v":0},{"$f":"IF(I2773=\"w\",INDEX(ID!$L$8:$L$31,FBR!$D2773+1)*INDEX(ID!$L$35:$L$46,$B2773),0)","v":28},{"$f":"IF(I2773=\"h\",INDEX(ID!$M$8:$M$31,FBR!$D2773+1)*INDEX(ID!$M$35:$M$46,$B2773),0)","v":0},{"$f":"IF(I2773=\"w\",INDEX(ID!$N$8:$N$31,FBR!$D2773+1)*INDEX(ID!$N$35:$N$46,$B2773),0)","v":28},null,0,16.536789434828972,0,0]
[2766,4,26,5,116,17,"2014-04-26",7,"w",null,{"$f":"IF(I2776=\"h\",INDEX(ID!$K$8:$K$31,FBR!$D2776+1)*INDEX(ID!$K$35:$K$46,$B2776),0)","v":0},{"$f":"IF(I2776=\"w\",INDEX(ID!$L$8:$L$31,FBR!$D2776+1)*INDEX(ID!$L$35:$L$46,$B2776),0)","v":27},{"$f":"IF(I2776=\"h\",INDEX(ID!$M$8:$M$31,FBR!$D2776+1)*INDEX(ID!$M$35:$M$46,$B2776),0)","v":0},{"$f":"IF(I2776=\"w\",INDEX(ID!$N$8:$N$31,FBR!$D2776+1)*INDEX(ID!$N$35:$N$46,$B2776),0)","v":27},null,0,15.94618981215651,0,0]
[2770,4,26,9,116,17,"2014-04-26",7,"w",null,{"$f":"IF(I2780=\"h\",INDEX(ID!$K$8:$K$31,FBR!$D2780+1)*INDEX(ID!$K$35:$K$46,$B2780),0)","v":0},{"$f":"IF(I2780=\"w\",INDEX(ID!$L$8:$L$31,FBR!$D2780+1)*INDEX(ID!$L$35:$L$46,$B2780),0)","v":38},{"$f":"IF(I2780=\"h\",INDEX(ID!$M$8:$M$31,FBR!$D2780+1)*INDEX(ID!$M$35:$M$46,$B2780),0)","v":0},{"$f":"IF(I2780=\"w\",INDEX(ID!$N$8:$N$31,FBR!$D2780+1)*INDEX(ID!$N$35:$N$46,$B2780),0)","v":38},null,0,22.442785661553604,0,0]
[2773,4,26,12,116,17,"2014-04-26",7,"w",null,{"$f":"IF(I2783=\"h\",INDEX(ID!$K$8:$K$31,FBR!$D2783+1)*INDEX(ID!$K$35:$K$46,$B2783),0)","v":0},{"$f":"IF(I2783=\"w\",INDEX(ID!$L$8:$L$31,FBR!$D2783+1)*INDEX(ID!$L$35:$L$46,$B2783),0)","v":43},{"$f":"IF(I2783=\"h\",INDEX(ID!$M$8:$M$31,FBR!$D2783+1)*INDEX(ID!$M$35:$M$46,$B2783),0)","v":0},{"$f":"IF(I2783=\"w\",INDEX(ID!$N$8:$N$31,FBR!$D2783+1)*INDEX(ID!$N$35:$N$46,$B2783),0)","v":43},null,0,25.395783774915923,0,0]
[2776,4,26,15,116,17,"2014-04-26",7,"w",null,{"$f":"IF(I2786=\"h\",INDEX(ID!$K$8:$K$31,FBR!$D2786+1)*INDEX(ID!$K$35:$K$46,$B2786),0)","v":0},{"$f":"IF(I2786=\"w\",INDEX(ID!$L$8:$L$31,FBR!$D2786+1)*INDEX(ID!$L$35:$L$46,$B2786),0)","v":50},{"$f":"IF(I2786=\"h\",INDEX(ID!$M$8:$M$31,FBR!$D2786+1)*INDEX(ID!$M$35:$M$46,$B2786),0)","v":0},{"$f":"IF(I2786=\"w\",INDEX(ID!$N$8:$N$31,FBR!$D2786+1)*INDEX(ID!$N$35:$N$46,$B2786),0)","v":50},null,0,29.529981133623163,0,0]
[2778,4,26,17,{"$f":"E2764+1","v":116},17,"2014-04-26",7,"w",null,{"$f":"IF(I2788=\"h\",INDEX(ID!$K$8:$K$31,FBR!$D2788+1)*INDEX(ID!$K$35:$K$46,$B2788),0)","v":0},{"$f":"IF(I2788=\"w\",INDEX(ID!$L$8:$L$31,FBR!$D2788+1)*INDEX(ID!$L$35:$L$46,$B2788),0)","v":62},{"$f":"IF(I2788=\"h\",INDEX(ID!$M$8:$M$31,FBR!$D2788+1)*INDEX(ID!$M$35:$M$46,$B2788),0)","v":0},{"$f":"IF(I2788=\"w\",INDEX(ID!$N$8:$N$31,FBR!$D2788+1)*INDEX(ID!$N$35:$N$46,$B2788),0)","v":62},null,0,36.617176605692727,0,0]
[2781,4,26,20,116,17,"2014-04-26",7,"w",null,{"$f":"IF(I2791=\"h\",INDEX(ID!$K$8:$K$31,FBR!$D2791+1)*INDEX(ID!$K$35:$K$46,$B2791),0)","v":0},{"$f":"IF(I2791=\"w\",INDEX(ID!$L$8:$L$31,FBR!$D2791+1)*INDEX(ID!$L$35:$L$46,$B2791),0)","v":53},{"$f":"IF(I2791=\"h\",INDEX(ID!$M$8:$M$31,FBR!$D2791+1)*INDEX(ID!$M$35:$M$46,$B2791),0)","v":0},{"$f":"IF(I2791=\"w\",INDEX(ID!$N$8:$N$31,FBR!$D2791+1)*INDEX(ID!$N$35:$N$46,$B2791),0)","v":53},null,0,31.301780001640555,0,0]
[2785,4,27,0,117,17,"2014-04-27",1,"h",null,{"$f":"IF(I2795=\"h\",INDEX(ID!$K$8:$K$31,FBR!$D2795+1)*INDEX(ID!$K$35:$K$46,$B2795),0)","v":35},{"$f":"IF(I2795=\"w\",INDEX(ID!$L$8:$L$31,FBR!$D2795+1)*INDEX(ID!$L$35:$L$46,$B2795),0)","v":0},{"$f":"IF(I2795=\"h\",INDEX(ID!$M$8:$M$31,FBR!$D2795+1)*INDEX(ID!$M$35:$M$46,$B2795),0)","v":35},{"$f":"IF(I2795=\"w\",INDEX(ID!$N$8:$N$31,FBR!$D2795+1)*INDEX(ID!$N$35:$N$46,$B2795),0)","v":0},null,20.670986793536215,0,0,0]
[2788,4,27,3,117,17,"2014-04-27",1,"h",null,{"$f":"IF(I2798=\"h\",INDEX(ID!$K$8:$K$31,FBR!$D2798+1)*INDEX(ID!$K$35:$K$46,$B2798),0)","v":27},{"$f":"IF(I2798=\"w\",INDEX(ID!$L$8:$L$31,FBR!$D2798+1)*INDEX(ID!$L$35:$L$46,$B2798),0)","v":0},{"$f":"IF(I2798=\"h\",INDEX(ID!$M$8:$M$31,FBR!$D2798+1)*INDEX(ID!$M$35:$M$46,$B2798),0)","v":27},{"$f":"IF(I2798=\"w\",INDEX(ID!$N$8:$N$31,FBR!$D2798+1)*INDEX(ID!$N$35:$N$46,$B2798),0)","v":0},null,15.94618981215651,0,0,0]
[2792,4,27,7,117,17,"2014-04-27",1,"h",null,{"$f":"IF(I2802=\"h\",INDEX(ID!$K$8:$K$31,FBR!$D2802+1)*INDEX(ID!$K$35:$K$46,$B2802),0)","v":32},{"$f":"IF(I2802=\"w\",INDEX(ID!$L$8:$L$31,FBR!$D2802+1)*INDEX(ID!$L$35:$L$46,$B2802),0)","v":0},{"$f":"IF(I2802=\"h\",INDEX(ID!$M$8:$M$31,FBR!$D2802+1)*INDEX(ID!$M$35:$M$46,$B2802),0)","v":32},{"$f":"IF(I2802=\"w\",INDEX(ID!$N$8:$N$31,FBR!$D2802+1)*INDEX(ID!$N$35:$N$46,$B2802),0)","v":0},null,18.899187925518824,0,0,0]
[2795,4,27,10,117,17,"2014-04-27",1,"h",null,{"$f":"IF(I2805=\"h\",INDEX(ID!$K$8:$K$31,FBR!$D2805+1)*INDEX(ID!$K$35:$K$46,$B2805),0)","v":40},{"$f":"IF(I2805=\"w\",INDEX(ID!$L$8:$L$31,FBR!$D2805+1)*INDEX(ID!$L$35:$L$46,$B2805),0)","v":0},{"$f":"IF(I2805=\"h\",INDEX(ID!$M$8:$M$31,FBR!$D2805+1)*INDEX(ID!$M$35:$M$46,$B2805),0)","v":40},{"$f":"IF(I2805=\"w\",INDEX(ID!$N$8:$N$31,FBR!$D2805+1)*INDEX(ID!$N$35:$N$46,$B2805),0)","v":0},null,23.623984906898531,0,0,0]
[2797,4,27,12,117,17,"2014-04-27",1,"h",null,{"$f":"IF(I2807=\"h\",INDEX(ID!$K$8:$K$31,FBR!$D2807+1)*INDEX(ID!$K$35:$K$46,$B2807),0)","v":43},{"$f":"IF(I2807=\"w\",INDEX(ID!$L$8:$L$31,FBR!$D2807+1)*INDEX(ID!$L$35:$L$46,$B2807),0)","v":0},{"$f":"IF(I2807=\"h\",INDEX(ID!$M$8:$M$31,FBR!$D2807+1)*INDEX(ID!$M$35:$M$46,$B2807),0)","v":43},{"$f":"IF(I2807=\"w\",INDEX(ID!$N$8:$N$31,FBR!$D2807+1)*INDEX(ID!$N$35:$N$46,$B2807),0)","v":0},null,25.395783774915923,0,0,0]
[2800,4,27,15,117,17,"2014-04-27",1,"h",null,{"$f":"IF(I2810=\"h\",INDEX(ID!$K$8:$K$31,FBR!$D2810+1)*INDEX(ID!$K$35:$K$46,$B2810),0)","v":50},{"$f":"IF(I2810=\"w\",INDEX(ID!$L$8:$L$31,FBR!$D2810+1)*INDEX(ID!$L$35:$L$46,$B2810),0)","v":0},{"$f":"IF(I2810=\"h\",INDEX(ID!$M$8:$M$31,FBR!$D2810+1)*INDEX(ID!$M$35:$M$46,$B2810),0)","v":50},{"$f":"IF(I2810=\"w\",INDEX(ID!$N$8:$N$31,FBR!$D2810+1)*INDEX(ID!$N$35:$N$46,$B2810),0)","v":0},null,29.529981133623163,0,0,0]
[2803,4,27,18,117,17,"2014-04-27",1,"h",null,{"$f":"IF(I2813=\"h\",INDEX(ID!$K$8:$K$31,FBR!$D2813+1)*INDEX(ID!$K$35:$K$46,$B2813),0)","v":65},{"$f":"IF(I2813=\"w\",INDEX(ID!$L$8:$L$31,FBR!$D2813+1)*INDEX(ID!$L$35:$L$46,$B2813),0)","v":0},{"$f":"IF(I2813=\"h\",INDEX(ID!$M$8:$M$31,FBR!$D2813+1)*INDEX(ID!$M$35:$M$46,$B2813),0)","v":65},{"$f":"IF(I2813=\"w\",INDEX(ID!$N$8:$N$31,FBR!$D2813+1)*INDEX(ID!$N$35:$N$46,$B2813),0)","v":0},null,38.388975473710111,0,0,0]
[2806,4,27,21,117,17,"2014-04-27",1,"h",null,{"$f":"IF(I2816=\"h\",INDEX(ID!$K$8:$K$31,FBR!$D2816+1)*INDEX(ID!$K$35:$K$46,$B2816),0)","v":50},{"$f":"IF(I2816=\"w\",INDEX(ID!$L$8:$L$31,FBR!$D2816+1)*INDEX(ID!$L$35:$L$46,$B2816),0)","v":0},{"$f":"IF(I2816=\"h\",INDEX(ID!$M$8:$M$31,FBR!$D2816+1)*INDEX(ID!$M$35:$M$46,$B2816),0)","v":50},{"$f":"IF(I2816=\"w\",INDEX(ID!$N$8:$N$31,FBR!$D2816+1)*INDEX(ID!$N$35:$N$46,$B2816),0)","v":0},null,29.529981133623163,0,0,0]
[2810,4,28,1,118,17,"2014-04-28",2,"h",null,{"$f":"IF(I2820=\"h\",INDEX(ID!$K$8:$K$31,FBR!$D2820+1)*INDEX(ID!$K$35:$K$46,$B2820),0)","v":30},{"$f":"IF(I2820=\"w\",INDEX(ID!$L$8:$L$31,FBR!$D2820+1)*INDEX(ID!$L$35:$L$46,$B2820),0)","v":0},{"$f":"IF(I2820=\"h\",INDEX(ID!$M$8:$M$31,FBR!$D2820+1)*INDEX(ID!$M$35:$M$46,$B2820),0)","v":30},{"$f":"IF(I2820=\"w\",INDEX(ID!$N$8:$N$31,FBR!$D2820+1)*INDEX(ID!$N$35:$N$46,$B2820),0)","v":0},null,17.717988680173899,0,0,0]
[2813,4,28,4,118,17,"2014-04-28",2,"h",null,{"$f":"IF(I2823=\"h\",INDEX(ID!$K$8:$K$31,FBR!$D2823+1)*INDEX(ID!$K$35:$K$46,$B2823),0)","v":27},{"$f":"IF(I2823=\"w\",INDEX(ID!$L$8:$L$31,FBR!$D2823+1)*INDEX(ID!$L$35:$L$46,$B2823),0)","v":0},{"$f":"IF(I2823=\"h\",INDEX(ID!$M$8:$M$31,FBR!$D2823+1)*INDEX(ID!$M$35:$M$46,$B2823),0)","v":27},{"$f":"IF(I2823=\"w\",INDEX(ID!$N$8:$N$31,FBR!$D2823+1)*INDEX(ID!$N$35:$N$46,$B2823),0)","v":0},null,15.94618981215651,0,0,0]
[2817,4,28,8,118,17,"2014-04-28",{"$f":"WEEKDAY(G2827)","v":2},{"$f":"IF(OR(H2827=6,H2827=7),\"w\",\"h\")","v":"h"},null,{"$f":"IF(I2827=\"h\",INDEX(ID!$K$8:$K$31,FBR!$D2827+1)*INDEX(ID!$K$35:$K$46,$B2827),0)","v":35},{"$f":"IF(I2827=\"w\",INDEX(ID!$L$8:$L$31,FBR!$D2827+1)*INDEX(ID!$L$35:$L$46,$B2827),0)","v":0},{"$f":"IF(I2827=\"h\",INDEX(ID!$M$8:$M$31,FBR!$D2827+1)*INDEX(ID!$M$35:$M$46,$B2827),0)","v":35},{"$f":"IF(I2827=\"w\",INDEX(ID!$N$8:$N$31,FBR!$D2827+1)*INDEX(ID!$N$35:$N$46,$B2827),0)","v":0},null,{"$f":"K2827*(indvforbrug*antalbrugere)/($K$8789+$L$8789)","v":20.670986793536215},{"$f":"L2827*indvforbrug*antalbrugere/($K$8789+$L$8789)","v":0},{"$f":"M2827*fællesforbrug/($M$8789+$N$8789)","v":0},{"$f":"N2827*fællesforbrug/($M$8789+$N$8789)","v":0}]
[{"$f":"A2827+1","v":2818},4,28,9,118,17,{"$f":"DATE(2014,B2828,C2828)","v":"2014-04-28"},2,"h",null,{"$f":"IF(I2828=\"h\",INDEX(ID!$K$8:$K$31,FBR!$D2828+1)*INDEX(ID!$K$35:$K$46,$B2828),0)","v":38},{"$f":"IF(I2828=\"w\",INDEX(ID!$L$8:$L$31,FBR!$D2828+1)*INDEX(ID!$L$35:$L$46,$B2828),0)","v":0},{"$f":"IF(I2828=\"h\",INDEX(ID!$M$8:$M$31,FBR!$D2828+1)*INDEX(ID!$M$35:$M$46,$B2828),0)","v":38},{"$f":"IF(I2828=\"w\",INDEX(ID!$N$8:$N$31,FBR!$D2828+1)*INDEX(ID!$N$35:$N$46,$B2828),0)","v":0},null,22.442785661553604,0,0,0]
[2824,4,28,15,118,17,"2014-04-28",2,"h",null,{"$f":"IF(I2834=\"h\",INDEX(ID!$K$8:$K$31,FBR!$D2834+1)*INDEX(ID!$K$35:$K$46,$B2834),0)","v":50},{"$f":"IF(I2834=\"w\",INDEX(ID!$L$8:$L$31,FBR!$D2834+1)*INDEX(ID!$L$35:$L$46,$B2834),0)","v":0},{"$f":"IF(I2834=\"h\",INDEX(ID!$M$8:$M$31,FBR!$D2834+1)*INDEX(ID!$M$35:$M$46,$B2834),0)","v":50},{"$f":"IF(I2834=\"w\",INDEX(ID!$N$8:$N$31,FBR!$D2834+1)*INDEX(ID!$N$35:$N$46,$B2834),0)","v":0},null,29.529981133623163,0,0,0]
[2825,4,28,16,118,17,"2014-04-28",2,"h",null,{"$f":"IF(I2835=\"h\",INDEX(ID!$K$8:$K$31,FBR!$D2835+1)*INDEX(ID!$K$35:$K$46,$B2835),0)","v":53},{"$f":"IF(I2835=\"w\",INDEX(ID!$L$8:$L$31,FBR!$D2835+1)*INDEX(ID!$L$35:$L$46,$B2835),0)","v":0},{"$f":"IF(I2835=\"h\",INDEX(ID!$M$8:$M$31,FBR!$D2835+1)*INDEX(ID!$M$35:$M$46,$B2835),0)","v":53},{"$f":"IF(I2835=\"w\",INDEX(ID!$N$8:$N$31,FBR!$D2835+1)*INDEX(ID!$N$35:$N$46,$B2835),0)","v":0},null,31.301780001640555,0,0,0]
[2828,4,28,19,118,17,"2014-04-28",2,"h",null,{"$f":"IF(I2838=\"h\",INDEX(ID!$K$8:$K$31,FBR!$D2838+1)*INDEX(ID!$K$35:$K$46,$B2838),0)","v":60},{"$f":"IF(I2838=\"w\",INDEX(ID!$L$8:$L$31,FBR!$D2838+1)*INDEX(ID!$L$35:$L$46,$B2838),0)","v":0},{"$f":"IF(I2838=\"h\",INDEX(ID!$M$8:$M$31,FBR!$D2838+1)*INDEX(ID!$M$35:$M$46,$B2838),0)","v":60},{"$f":"IF(I2838=\"w\",INDEX(ID!$N$8:$N$31,FBR!$D2838+1)*INDEX(ID!$N$35:$N$46,$B2838),0)","v":0},null,35.435977360347799,0,0,0]
[2831,4,28,22,118,17,"2014-04-28",2,"h",null,{"$f":"IF(I2841=\"h\",INDEX(ID!$K$8:$K$31,FBR!$D2841+1)*INDEX(ID!$K$35:$K$46,$B2841),0)","v":45},{"$f":"IF(I2841=\"w\",INDEX(ID!$L$8:$L$31,FBR!$D2841+1)*INDEX(ID!$L$35:$L$46,$B2841),0)","v":0},{"$f":"IF(I2841=\"h\",INDEX(ID!$M$8:$M$31,FBR!$D2841+1)*INDEX(ID!$M$35:$M$46,$B2841),0)","v":45},{"$f":"IF(I2841=\"w\",INDEX(ID!$N$8:$N$31,FBR!$D2841+1)*INDEX(ID!$N$35:$N$46,$B2841),0)","v":0},null,26.576983020260847,0,0,0]
[2835,4,29,2,119,17,"2014-04-29",3,"h",null,{"$f":"IF(I2845=\"h\",INDEX(ID!$K$8:$K$31,FBR!$D2845+1)*INDEX(ID!$K$35:$K$46,$B2845),0)","v":28},{"$f":"IF(I2845=\"w\",INDEX(ID!$L$8:$L$31,FBR!$D2845+1)*INDEX(ID!$L$35:$L$46,$B2845),0)","v":0},{"$f":"IF(I2845=\"h\",INDEX(ID!$M$8:$M$31,FBR!$D2845+1)*INDEX(ID!$M$35:$M$46,$B2845),0)","v":28},{"$f":"IF(I2845=\"w\",INDEX(ID!$N$8:$N$31,FBR!$D2845+1)*INDEX(ID!$N$35:$N$46,$B2845),0)","v":0},null,16.536789434828972,0,0,0]
[2838,4,29,5,119,17,"2014-04-29",3,"h",null,{"$f":"IF(I2848=\"h\",INDEX(ID!$K$8:$K$31,FBR!$D2848+1)*INDEX(ID!$K$35:$K$46,$B2848),0)","v":27},{"$f":"IF(I2848=\"w\",INDEX(ID!$L$8:$L$31,FBR!$D2848+1)*INDEX(ID!$L$35:$L$46,$B2848),0)","v":0},{"$f":"IF(I2848=\"h\",INDEX(ID!$M$8:$M$31,FBR!$D2848+1)*INDEX(ID!$M$35:$M$46,$B2848),0)","v":27},{"$f":"IF(I2848=\"w\",INDEX(ID!$N$8:$N$31,FBR!$D2848+1)*INDEX(ID!$N$35:$N$46,$B2848),0)","v":0},null,15.94618981215651,0,0,0]
[2843,4,29,10,119,17,"2014-04-29",3,"h",null,{"$f":"IF(I2853=\"h\",INDEX(ID!$K$8:$K$31,FBR!$D2853+1)*INDEX(ID!$K$35:$K$46,$B2853),0)","v":40},{"$f":"IF(I2853=\"w\",INDEX(ID!$L$8:$L$31,FBR!$D2853+1)*INDEX(ID!$L$35:$L$46,$B2853),0)","v":0},{"$f":"IF(I2853=\"h\",INDEX(ID!$M$8:$M$31,FBR!$D2853+1)*INDEX(ID!$M$35:$M$46,$B2853),0)","v":40},{"$f":"IF(I2853=\"w\",INDEX(ID!$N$8:$N$31,FBR!$D2853+1)*INDEX(ID!$N$35:$N$46,$B2853),0)","v":0},null,23.623984906898531,0,0,0]
[2846,4,29,13,119,17,"2014-04-29",3,"h",null,{"$f":"IF(I2856=\"h\",INDEX(ID!$K$8:$K$31,FBR!$D2856+1)*INDEX(ID!$K$35:$K$46,$B2856),0)","v":44},{"$f":"IF(I2856=\"w\",INDEX(ID!$L$8:$L$31,FBR!$D2856+1)*INDEX(ID!$L$35:$L$46,$B2856),0)","v":0},{"$f":"IF(I2856=\"h\",INDEX(ID!$M$8:$M$31,FBR!$D2856+1)*INDEX(ID!$M$35:$M$46,$B2856),0)","v":44},{"$f":"IF(I2856=\"w\",INDEX(ID!$N$8:$N$31,FBR!$D2856+1)*INDEX(ID!$N$35:$N$46,$B2856),0)","v":0},null,25.986383397588384,0,0,0]
[2849,4,29,16,119,17,"2014-04-29",3,"h",null,{"$f":"IF(I2859=\"h\",INDEX(ID!$K$8:$K$31,FBR!$D2859+1)*INDEX(ID!$K$35:$K$46,$B2859),0)","v":53},{"$f":"IF(I2859=\"w\",INDEX(ID!$L$8:$L$31,FBR!$D2859+1)*INDEX(ID!$L$35:$L$46,$B2859),0)","v":0},{"$f":"IF(I2859=\"h\",INDEX(ID!$M$8:$M$31,FBR!$D2859+1)*INDEX(ID!$M$35:$M$46,$B2859),0)","v":53},{"$f":"IF(I2859=\"w\",INDEX(ID!$N$8:$N$31,FBR!$D2859+1)*INDEX(ID!$N$35:$N$46,$B2859),0)","v":0},null,31.301780001640555,0,0,0]
[2850,4,29,17,119,17,"2014-04-29",3,"h",null,{"$f":"IF(I2860=\"h\",INDEX(ID!$K$8:$K$31,FBR!$D2860+1)*INDEX(ID!$K$35:$K$46,$B2860),0)","v":62},{"$f":"IF(I2860=\"w\",INDEX(ID!$L$8:$L$31,FBR!$D2860+1)*INDEX(ID!$L$35:$L$46,$B2860),0)","v":0},{"$f":"IF(I2860=\"h\",INDEX(ID!$M$8:$M$31,FBR!$D2860+1)*INDEX(ID!$M$35:$M$46,$B2860),0)","v":62},{"$f":"IF(I2860=\"w\",INDEX(ID!$N$8:$N$31,FBR!$D2860+1)*INDEX(ID!$N$35:$N$46,$B2860),0)","v":0},null,36.617176605692727,0,0,0]
[2853,4,29,20,119,17,"2014-04-29",3,"h",null,{"$f":"IF(I2863=\"h\",INDEX(ID!$K$8:$K$31,FBR!$D2863+1)*INDEX(ID!$K$35:$K$46,$B2863),0)","v":53},{"$f":"IF(I2863=\"w\",INDEX(ID!$L$8:$L$31,FBR!$D2863+1)*INDEX(ID!$L$35:$L$46,$B2863),0)","v":0},{"$f":"IF(I2863=\"h\",INDEX(ID!$M$8:$M$31,FBR!$D2863+1)*INDEX(ID!$M$35:$M$46,$B2863),0)","v":53},{"$f":"IF(I2863=\"w\",INDEX(ID!$N$8:$N$31,FBR!$D2863+1)*INDEX(ID!$N$35:$N$46,$B2863),0)","v":0},null,31.301780001640555,0,0,0]
[2857,4,30,0,120,18,"2014-04-30",4,"h",null,{"$f":"IF(I2867=\"h\",INDEX(ID!$K$8:$K$31,FBR!$D2867+1)*INDEX(ID!$K$35:$K$46,$B2867),0)","v":35},{"$f":"IF(I2867=\"w\",INDEX(ID!$L$8:$L$31,FBR!$D2867+1)*INDEX(ID!$L$35:$L$46,$B2867),0)","v":0},{"$f":"IF(I2867=\"h\",INDEX(ID!$M$8:$M$31,FBR!$D2867+1)*INDEX(ID!$M$35:$M$46,$B2867),0)","v":35},{"$f":"IF(I2867=\"w\",INDEX(ID!$N$8:$N$31,FBR!$D2867+1)*INDEX(ID!$N$35:$N$46,$B2867),0)","v":0},null,20.670986793536215,0,0,0]
[2860,4,30,3,120,18,"2014-04-30",4,"h",null,{"$f":"IF(I2870=\"h\",INDEX(ID!$K$8:$K$31,FBR!$D2870+1)*INDEX(ID!$K$35:$K$46,$B2870),0)","v":27},{"$f":"IF(I2870=\"w\",INDEX(ID!$L$8:$L$31,FBR!$D2870+1)*INDEX(ID!$L$35:$L$46,$B2870),0)","v":0},{"$f":"IF(I2870=\"h\",INDEX(ID!$M$8:$M$31,FBR!$D2870+1)*INDEX(ID!$M$35:$M$46,$B2870),0)","v":27},{"$f":"IF(I2870=\"w\",INDEX(ID!$N$8:$N$31,FBR!$D2870+1)*INDEX(ID!$N$35:$N$46,$B2870),0)","v":0},null,15.94618981215651,0,0,0]
[2864,4,30,7,120,18,"2014-04-30",4,"h",null,{"$f":"IF(I2874=\"h\",INDEX(ID!$K$8:$K$31,FBR!$D2874+1)*INDEX(ID!$K$35:$K$46,$B2874),0)","v":32},{"$f":"IF(I2874=\"w\",INDEX(ID!$L$8:$L$31,FBR!$D2874+1)*INDEX(ID!$L$35:$L$46,$B2874),0)","v":0},{"$f":"IF(I2874=\"h\",INDEX(ID!$M$8:$M$31,FBR!$D2874+1)*INDEX(ID!$M$35:$M$46,$B2874),0)","v":32},{"$f":"IF(I2874=\"w\",INDEX(ID!$N$8:$N$31,FBR!$D2874+1)*INDEX(ID!$N$35:$N$46,$B2874),0)","v":0},null,18.899187925518824,0,0,0]
[2868,4,30,11,120,18,"2014-04-30",4,"h",null,{"$f":"IF(I2878=\"h\",INDEX(ID!$K$8:$K$31,FBR!$D2878+1)*INDEX(ID!$K$35:$K$46,$B2878),0)","v":42},{"$f":"IF(I2878=\"w\",INDEX(ID!$L$8:$L$31,FBR!$D2878+1)*INDEX(ID!$L$35:$L$46,$B2878),0)","v":0},{"$f":"IF(I2878=\"h\",INDEX(ID!$M$8:$M$31,FBR!$D2878+1)*INDEX(ID!$M$35:$M$46,$B2878),0)","v":42},{"$f":"IF(I2878=\"w\",INDEX(ID!$N$8:$N$31,FBR!$D2878+1)*INDEX(ID!$N$35:$N$46,$B2878),0)","v":0},null,24.805184152243459,0,0,0]
[2871,4,30,14,120,18,"2014-04-30",4,"h",null,{"$f":"IF(I2881=\"h\",INDEX(ID!$K$8:$K$31,FBR!$D2881+1)*INDEX(ID!$K$35:$K$46,$B2881),0)","v":47},{"$f":"IF(I2881=\"w\",INDEX(ID!$L$8:$L$31,FBR!$D2881+1)*INDEX(ID!$L$35:$L$46,$B2881),0)","v":0},{"$f":"IF(I2881=\"h\",INDEX(ID!$M$8:$M$31,FBR!$D2881+1)*INDEX(ID!$M$35:$M$46,$B2881),0)","v":47},{"$f":"IF(I2881=\"w\",INDEX(ID!$N$8:$N$31,FBR!$D2881+1)*INDEX(ID!$N$35:$N$46,$B2881),0)","v":0},null,27.758182265605775,0,0,0]
[2874,4,30,17,120,18,"2014-04-30",4,"h",null,{"$f":"IF(I2884=\"h\",INDEX(ID!$K$8:$K$31,FBR!$D2884+1)*INDEX(ID!$K$35:$K$46,$B2884),0)","v":62},{"$f":"IF(I2884=\"w\",INDEX(ID!$L$8:$L$31,FBR!$D2884+1)*INDEX(ID!$L$35:$L$46,$B2884),0)","v":0},{"$f":"IF(I2884=\"h\",INDEX(ID!$M$8:$M$31,FBR!$D2884+1)*INDEX(ID!$M$35:$M$46,$B2884),0)","v":62},{"$f":"IF(I2884=\"w\",INDEX(ID!$N$8:$N$31,FBR!$D2884+1)*INDEX(ID!$N$35:$N$46,$B2884),0)","v":0},null,36.617176605692727,0,0,0]
[2875,4,30,18,120,18,"2014-04-30",4,"h",null,{"$f":"IF(I2885=\"h\",INDEX(ID!$K$8:$K$31,FBR!$D2885+1)*INDEX(ID!$K$35:$K$46,$B2885),0)","v":65},{"$f":"IF(I2885=\"w\",INDEX(ID!$L$8:$L$31,FBR!$D2885+1)*INDEX(ID!$L$35:$L$46,$B2885),0)","v":0},{"$f":"IF(I2885=\"h\",INDEX(ID!$M$8:$M$31,FBR!$D2885+1)*INDEX(ID!$M$35:$M$46,$B2885),0)","v":65},{"$f":"IF(I2885=\"w\",INDEX(ID!$N$8:$N$31,FBR!$D2885+1)*INDEX(ID!$N$35:$N$46,$B2885),0)","v":0},null,38.388975473710111,0,0,0]
[2878,4,30,21,120,18,"2014-04-30",4,"h",null,{"$f":"IF(I2888=\"h\",INDEX(ID!$K$8:$K$31,FBR!$D2888+1)*INDEX(ID!$K$35:$K$46,$B2888),0)","v":50},{"$f":"IF(I2888=\"w\",INDEX(ID!$L$8:$L$31,FBR!$D2888+1)*INDEX(ID!$L$35:$L$46,$B2888),0)","v":0},{"$f":"IF(I2888=\"h\",INDEX(ID!$M$8:$M$31,FBR!$D2888+1)*INDEX(ID!$M$35:$M$46,$B2888),0)","v":50},{"$f":"IF(I2888=\"w\",INDEX(ID!$N$8:$N$31,FBR!$D2888+1)*INDEX(ID!$N$35:$N$46,$B2888),0)","v":0},null,29.529981133623163,0,0,0]
[2881,5,1,0,121,18,"2014-05-01",{"$f":"WEEKDAY(G2891)","v":5},{"$f":"IF(OR(H2891=6,H2891=7),\"w\",\"h\")","v":"h"},null,{"$f":"IF(I2891=\"h\",INDEX(ID!$K$8:$K$31,FBR!$D2891+1)*INDEX(ID!$K$35:$K$46,$B2891),0)","v":35},{"$f":"IF(I2891=\"w\",INDEX(ID!$L$8:$L$31,FBR!$D2891+1)*INDEX(ID!$L$35:$L$46,$B2891),0)","v":0},{"$f":"IF(I2891=\"h\",INDEX(ID!$M$8:$M$31,FBR!$D2891+1)*INDEX(ID!$M$35:$M$46,$B2891),0)","v":35},{"$f":"IF(I2891=\"w\",INDEX(ID!$N$8:$N$31,FBR!$D2891+1)*INDEX(ID!$N$35:$N$46,$B2891),0)","v":0},null,{"$f":"K2891*(indvforbrug*antalbrugere)/($K$8789+$L$8789)","v":20.670986793536215},{"$f":"L2891*indvforbrug*antalbrugere/($K$8789+$L$8789)","v":0},{"$f":"M2891*fællesforbrug/($M$8789+$N$8789)","v":0},{"$f":"N2891*fællesforbrug/($M$8789+$N$8789)","v":0}]
[2886,5,1,5,121,18,"2014-05-01",5,"h",null,{"$f":"IF(I2896=\"h\",INDEX(ID!$K$8:$K$31,FBR!$D2896+1)*INDEX(ID!$K$35:$K$46,$B2896),0)","v":27},{"$f":"IF(I2896=\"w\",INDEX(ID!$L$8:$L$31,FBR!$D2896+1)*INDEX(ID!$L$35:$L$46,$B2896),0)","v":0},{"$f":"IF(I2896=\"h\",INDEX(ID!$M$8:$M$31,FBR!$D2896+1)*INDEX(ID!$M$35:$M$46,$B2896),0)","v":27},{"$f":"IF(I2896=\"w\",INDEX(ID!$N$8:$N$31,FBR!$D2896+1)*INDEX(ID!$N$35:$N$46,$B2896),0)","v":0},null,15.94618981215651,0,0,0]
[2889,5,1,8,121,18,"2014-05-01",5,"h",null,{"$f":"IF(I2899=\"h\",INDEX(ID!$K$8:$K$31,FBR!$D2899+1)*INDEX(ID!$K$35:$K$46,$B2899),0)","v":35},{"$f":"IF(I2899=\"w\",INDEX(ID!$L$8:$L$31,FBR!$D2899+1)*INDEX(ID!$L$35:$L$46,$B2899),0)","v":0},{"$f":"IF(I2899=\"h\",INDEX(ID!$M$8:$M$31,FBR!$D2899+1)*INDEX(ID!$M$35:$M$46,$B2899),0)","v":35},{"$f":"IF(I2899=\"w\",INDEX(ID!$N$8:$N$31,FBR!$D2899+1)*INDEX(ID!$N$35:$N$46,$B2899),0)","v":0},null,20.670986793536215,0,0,0]
[2893,5,1,12,121,18,"2014-05-01",5,"h",null,{"$f":"IF(I2903=\"h\",INDEX(ID!$K$8:$K$31,FBR!$D2903+1)*INDEX(ID!$K$35:$K$46,$B2903),0)","v":43},{"$f":"IF(I2903=\"w\",INDEX(ID!$L$8:$L$31,FBR!$D2903+1)*INDEX(ID!$L$35:$L$46,$B2903),0)","v":0},{"$f":"IF(I2903=\"h\",INDEX(ID!$M$8:$M$31,FBR!$D2903+1)*INDEX(ID!$M$35:$M$46,$B2903),0)","v":43},{"$f":"IF(I2903=\"w\",INDEX(ID!$N$8:$N$31,FBR!$D2903+1)*INDEX(ID!$N$35:$N$46,$B2903),0)","v":0},null,25.395783774915923,0,0,0]
[2896,5,1,15,121,18,"2014-05-01",5,"h",null,{"$f":"IF(I2906=\"h\",INDEX(ID!$K$8:$K$31,FBR!$D2906+1)*INDEX(ID!$K$35:$K$46,$B2906),0)","v":50},{"$f":"IF(I2906=\"w\",INDEX(ID!$L$8:$L$31,FBR!$D2906+1)*INDEX(ID!$L$35:$L$46,$B2906),0)","v":0},{"$f":"IF(I2906=\"h\",INDEX(ID!$M$8:$M$31,FBR!$D2906+1)*INDEX(ID!$M$35:$M$46,$B2906),0)","v":50},{"$f":"IF(I2906=\"w\",INDEX(ID!$N$8:$N$31,FBR!$D2906+1)*INDEX(ID!$N$35:$N$46,$B2906),0)","v":0},null,29.529981133623163,0,0,0]
[2897,5,1,16,121,18,"2014-05-01",5,"h",null,{"$f":"IF(I2907=\"h\",INDEX(ID!$K$8:$K$31,FBR!$D2907+1)*INDEX(ID!$K$35:$K$46,$B2907),0)","v":53},{"$f":"IF(I2907=\"w\",INDEX(ID!$L$8:$L$31,FBR!$D2907+1)*INDEX(ID!$L$35:$L$46,$B2907),0)","v":0},{"$f":"IF(I2907=\"h\",INDEX(ID!$M$8:$M$31,FBR!$D2907+1)*INDEX(ID!$M$35:$M$46,$B2907),0)","v":53},{"$f":"IF(I2907=\"w\",INDEX(ID!$N$8:$N$31,FBR!$D2907+1)*INDEX(ID!$N$35:$N$46,$B2907),0)","v":0},null,31.301780001640555,0,0,0]
[2900,5,1,19,121,18,"2014-05-01",5,"h",null,{"$f":"IF(I2910=\"h\",INDEX(ID!$K$8:$K$31,FBR!$D2910+1)*INDEX(ID!$K$35:$K$46,$B2910),0)","v":60},{"$f":"IF(I2910=\"w\",INDEX(ID!$L$8:$L$31,FBR!$D2910+1)*INDEX(ID!$L$35:$L$46,$B2910),0)","v":0},{"$f":"IF(I2910=\"h\",INDEX(ID!$M$8:$M$31,FBR!$D2910+1)*INDEX(ID!$M$35:$M$46,$B2910),0)","v":60},{"$f":"IF(I2910=\"w\",INDEX(ID!$N$8:$N$31,FBR!$D2910+1)*INDEX(ID!$N$35:$N$46,$B2910),0)","v":0},null,35.435977360347799,0,0,0]
[2906,5,2,1,{"$f":"E2892+1","v":122},18,"2014-05-02",6,"w",null,{"$f":"IF(I2916=\"h\",INDEX(ID!$K$8:$K$31,FBR!$D2916+1)*INDEX(ID!$K$35:$K$46,$B2916),0)","v":0},{"$f":"IF(I2916=\"w\",INDEX(ID!$L$8:$L$31,FBR!$D2916+1)*INDEX(ID!$L$35:$L$46,$B2916),0)","v":30},{"$f":"IF(I2916=\"h\",INDEX(ID!$M$8:$M$31,FBR!$D2916+1)*INDEX(ID!$M$35:$M$46,$B2916),0)","v":0},{"$f":"IF(I2916=\"w\",INDEX(ID!$N$8:$N$31,FBR!$D2916+1)*INDEX(ID!$N$35:$N$46,$B2916),0)","v":30},null,0,17.717988680173899,0,0]
[2908,5,2,3,122,18,"2014-05-02",6,"w",null,{"$f":"IF(I2918=\"h\",INDEX(ID!$K$8:$K$31,FBR!$D2918+1)*INDEX(ID!$K$35:$K$46,$B2918),0)","v":0},{"$f":"IF(I2918=\"w\",INDEX(ID!$L$8:$L$31,FBR!$D2918+1)*INDEX(ID!$L$35:$L$46,$B2918),0)","v":27},{"$f":"IF(I2918=\"h\",INDEX(ID!$M$8:$M$31,FBR!$D2918+1)*INDEX(ID!$M$35:$M$46,$B2918),0)","v":0},{"$f":"IF(I2918=\"w\",INDEX(ID!$N$8:$N$31,FBR!$D2918+1)*INDEX(ID!$N$35:$N$46,$B2918),0)","v":27},null,0,15.94618981215651,0,0]
[2911,5,2,6,122,18,"2014-05-02",6,"w",null,{"$f":"IF(I2921=\"h\",INDEX(ID!$K$8:$K$31,FBR!$D2921+1)*INDEX(ID!$K$35:$K$46,$B2921),0)","v":0},{"$f":"IF(I2921=\"w\",INDEX(ID!$L$8:$L$31,FBR!$D2921+1)*INDEX(ID!$L$35:$L$46,$B2921),0)","v":29},{"$f":"IF(I2921=\"h\",INDEX(ID!$M$8:$M$31,FBR!$D2921+1)*INDEX(ID!$M$35:$M$46,$B2921),0)","v":0},{"$f":"IF(I2921=\"w\",INDEX(ID!$N$8:$N$31,FBR!$D2921+1)*INDEX(ID!$N$35:$N$46,$B2921),0)","v":29},null,0,17.127389057501436,0,0]
[2914,5,2,9,122,18,"2014-05-02",6,"w",null,{"$f":"IF(I2924=\"h\",INDEX(ID!$K$8:$K$31,FBR!$D2924+1)*INDEX(ID!$K$35:$K$46,$B2924),0)","v":0},{"$f":"IF(I2924=\"w\",INDEX(ID!$L$8:$L$31,FBR!$D2924+1)*INDEX(ID!$L$35:$L$46,$B2924),0)","v":38},{"$f":"IF(I2924=\"h\",INDEX(ID!$M$8:$M$31,FBR!$D2924+1)*INDEX(ID!$M$35:$M$46,$B2924),0)","v":0},{"$f":"IF(I2924=\"w\",INDEX(ID!$N$8:$N$31,FBR!$D2924+1)*INDEX(ID!$N$35:$N$46,$B2924),0)","v":38},null,0,22.442785661553604,0,0]
[2918,5,2,13,122,18,"2014-05-02",6,"w",null,{"$f":"IF(I2928=\"h\",INDEX(ID!$K$8:$K$31,FBR!$D2928+1)*INDEX(ID!$K$35:$K$46,$B2928),0)","v":0},{"$f":"IF(I2928=\"w\",INDEX(ID!$L$8:$L$31,FBR!$D2928+1)*INDEX(ID!$L$35:$L$46,$B2928),0)","v":44},{"$f":"IF(I2928=\"h\",INDEX(ID!$M$8:$M$31,FBR!$D2928+1)*INDEX(ID!$M$35:$M$46,$B2928),0)","v":0},{"$f":"IF(I2928=\"w\",INDEX(ID!$N$8:$N$31,FBR!$D2928+1)*INDEX(ID!$N$35:$N$46,$B2928),0)","v":44},null,0,25.986383397588384,0,0]
[2921,5,2,16,122,18,"2014-05-02",6,"w",null,{"$f":"IF(I2931=\"h\",INDEX(ID!$K$8:$K$31,FBR!$D2931+1)*INDEX(ID!$K$35:$K$46,$B2931),0)","v":0},{"$f":"IF(I2931=\"w\",INDEX(ID!$L$8:$L$31,FBR!$D2931+1)*INDEX(ID!$L$35:$L$46,$B2931),0)","v":53},{"$f":"IF(I2931=\"h\",INDEX(ID!$M$8:$M$31,FBR!$D2931+1)*INDEX(ID!$M$35:$M$46,$B2931),0)","v":0},{"$f":"IF(I2931=\"w\",INDEX(ID!$N$8:$N$31,FBR!$D2931+1)*INDEX(ID!$N$35:$N$46,$B2931),0)","v":53},null,0,31.301780001640555,0,0]
[2922,5,2,17,122,{"$f":"F2764+1","v":18},"2014-05-02",6,"w",null,{"$f":"IF(I2932=\"h\",INDEX(ID!$K$8:$K$31,FBR!$D2932+1)*INDEX(ID!$K$35:$K$46,$B2932),0)","v":0},{"$f":"IF(I2932=\"w\",INDEX(ID!$L$8:$L$31,FBR!$D2932+1)*INDEX(ID!$L$35:$L$46,$B2932),0)","v":62},{"$f":"IF(I2932=\"h\",INDEX(ID!$M$8:$M$31,FBR!$D2932+1)*INDEX(ID!$M$35:$M$46,$B2932),0)","v":0},{"$f":"IF(I2932=\"w\",INDEX(ID!$N$8:$N$31,FBR!$D2932+1)*INDEX(ID!$N$35:$N$46,$B2932),0)","v":62},null,0,36.617176605692727,0,0]
[2927,5,2,22,122,18,"2014-05-02",6,"w",null,{"$f":"IF(I2937=\"h\",INDEX(ID!$K$8:$K$31,FBR!$D2937+1)*INDEX(ID!$K$35:$K$46,$B2937),0)","v":0},{"$f":"IF(I2937=\"w\",INDEX(ID!$L$8:$L$31,FBR!$D2937+1)*INDEX(ID!$L$35:$L$46,$B2937),0)","v":45},{"$f":"IF(I2937=\"h\",INDEX(ID!$M$8:$M$31,FBR!$D2937+1)*INDEX(ID!$M$35:$M$46,$B2937),0)","v":0},{"$f":"IF(I2937=\"w\",INDEX(ID!$N$8:$N$31,FBR!$D2937+1)*INDEX(ID!$N$35:$N$46,$B2937),0)","v":45},null,0,26.576983020260847,0,0]
[2929,5,3,0,123,18,"2014-05-03",7,"w",null,{"$f":"IF(I2939=\"h\",INDEX(ID!$K$8:$K$31,FBR!$D2939+1)*INDEX(ID!$K$35:$K$46,$B2939),0)","v":0},{"$f":"IF(I2939=\"w\",INDEX(ID!$L$8:$L$31,FBR!$D2939+1)*INDEX(ID!$L$35:$L$46,$B2939),0)","v":35},{"$f":"IF(I2939=\"h\",INDEX(ID!$M$8:$M$31,FBR!$D2939+1)*INDEX(ID!$M$35:$M$46,$B2939),0)","v":0},{"$f":"IF(I2939=\"w\",INDEX(ID!$N$8:$N$31,FBR!$D2939+1)*INDEX(ID!$N$35:$N$46,$B2939),0)","v":35},null,0,20.670986793536215,0,0]
[2933,5,3,4,123,18,"2014-05-03",7,"w",null,{"$f":"IF(I2943=\"h\",INDEX(ID!$K$8:$K$31,FBR!$D2943+1)*INDEX(ID!$K$35:$K$46,$B2943),0)","v":0},{"$f":"IF(I2943=\"w\",INDEX(ID!$L$8:$L$31,FBR!$D2943+1)*INDEX(ID!$L$35:$L$46,$B2943),0)","v":27},{"$f":"IF(I2943=\"h\",INDEX(ID!$M$8:$M$31,FBR!$D2943+1)*INDEX(ID!$M$35:$M$46,$B2943),0)","v":0},{"$f":"IF(I2943=\"w\",INDEX(ID!$N$8:$N$31,FBR!$D2943+1)*INDEX(ID!$N$35:$N$46,$B2943),0)","v":27},null,0,15.94618981215651,0,0]
[2936,5,3,7,123,18,"2014-05-03",7,"w",null,{"$f":"IF(I2946=\"h\",INDEX(ID!$K$8:$K$31,FBR!$D2946+1)*INDEX(ID!$K$35:$K$46,$B2946),0)","v":0},{"$f":"IF(I2946=\"w\",INDEX(ID!$L$8:$L$31,FBR!$D2946+1)*INDEX(ID!$L$35:$L$46,$B2946),0)","v":32},{"$f":"IF(I2946=\"h\",INDEX(ID!$M$8:$M$31,FBR!$D2946+1)*INDEX(ID!$M$35:$M$46,$B2946),0)","v":0},{"$f":"IF(I2946=\"w\",INDEX(ID!$N$8:$N$31,FBR!$D2946+1)*INDEX(ID!$N$35:$N$46,$B2946),0)","v":32},null,0,18.899187925518824,0,0]
[2939,5,3,10,123,18,"2014-05-03",7,"w",null,{"$f":"IF(I2949=\"h\",INDEX(ID!$K$8:$K$31,FBR!$D2949+1)*INDEX(ID!$K$35:$K$46,$B2949),0)","v":0},{"$f":"IF(I2949=\"w\",INDEX(ID!$L$8:$L$31,FBR!$D2949+1)*INDEX(ID!$L$35:$L$46,$B2949),0)","v":40},{"$f":"IF(I2949=\"h\",INDEX(ID!$M$8:$M$31,FBR!$D2949+1)*INDEX(ID!$M$35:$M$46,$B2949),0)","v":0},{"$f":"IF(I2949=\"w\",INDEX(ID!$N$8:$N$31,FBR!$D2949+1)*INDEX(ID!$N$35:$N$46,$B2949),0)","v":40},null,0,23.623984906898531,0,0]
[2943,5,3,14,123,18,"2014-05-03",7,"w",null,{"$f":"IF(I2953=\"h\",INDEX(ID!$K$8:$K$31,FBR!$D2953+1)*INDEX(ID!$K$35:$K$46,$B2953),0)","v":0},{"$f":"IF(I2953=\"w\",INDEX(ID!$L$8:$L$31,FBR!$D2953+1)*INDEX(ID!$L$35:$L$46,$B2953),0)","v":47},{"$f":"IF(I2953=\"h\",INDEX(ID!$M$8:$M$31,FBR!$D2953+1)*INDEX(ID!$M$35:$M$46,$B2953),0)","v":0},{"$f":"IF(I2953=\"w\",INDEX(ID!$N$8:$N$31,FBR!$D2953+1)*INDEX(ID!$N$35:$N$46,$B2953),0)","v":47},null,0,27.758182265605775,0,0]
[{"$f":"A2955+1","v":2946},5,3,17,123,18,{"$f":"DATE(2014,B2956,C2956)","v":"2014-05-03"},7,"w",null,{"$f":"IF(I2956=\"h\",INDEX(ID!$K$8:$K$31,FBR!$D2956+1)*INDEX(ID!$K$35:$K$46,$B2956),0)","v":0},{"$f":"IF(I2956=\"w\",INDEX(ID!$L$8:$L$31,FBR!$D2956+1)*INDEX(ID!$L$35:$L$46,$B2956),0)","v":62},{"$f":"IF(I2956=\"h\",INDEX(ID!$M$8:$M$31,FBR!$D2956+1)*INDEX(ID!$M$35:$M$46,$B2956),0)","v":0},{"$f":"IF(I2956=\"w\",INDEX(ID!$N$8:$N$31,FBR!$D2956+1)*INDEX(ID!$N$35:$N$46,$B2956),0)","v":62},null,0,36.617176605692727,0,0]
[2948,5,3,19,123,18,"2014-05-03",7,"w",null,{"$f":"IF(I2958=\"h\",INDEX(ID!$K$8:$K$31,FBR!$D2958+1)*INDEX(ID!$K$35:$K$46,$B2958),0)","v":0},{"$f":"IF(I2958=\"w\",INDEX(ID!$L$8:$L$31,FBR!$D2958+1)*INDEX(ID!$L$35:$L$46,$B2958),0)","v":60},{"$f":"IF(I2958=\"h\",INDEX(ID!$M$8:$M$31,FBR!$D2958+1)*INDEX(ID!$M$35:$M$46,$B2958),0)","v":0},{"$f":"IF(I2958=\"w\",INDEX(ID!$N$8:$N$31,FBR!$D2958+1)*INDEX(ID!$N$35:$N$46,$B2958),0)","v":60},null,0,35.435977360347799,0,0]
[2951,5,3,22,123,18,"2014-05-03",7,"w",null,{"$f":"IF(I2961=\"h\",INDEX(ID!$K$8:$K$31,FBR!$D2961+1)*INDEX(ID!$K$35:$K$46,$B2961),0)","v":0},{"$f":"IF(I2961=\"w\",INDEX(ID!$L$8:$L$31,FBR!$D2961+1)*INDEX(ID!$L$35:$L$46,$B2961),0)","v":45},{"$f":"IF(I2961=\"h\",INDEX(ID!$M$8:$M$31,FBR!$D2961+1)*INDEX(ID!$M$35:$M$46,$B2961),0)","v":0},{"$f":"IF(I2961=\"w\",INDEX(ID!$N$8:$N$31,FBR!$D2961+1)*INDEX(ID!$N$35:$N$46,$B2961),0)","v":45},null,0,26.576983020260847,0,0]
[2954,5,4,1,124,18,"2014-05-04",1,"h",null,{"$f":"IF(I2964=\"h\",INDEX(ID!$K$8:$K$31,FBR!$D2964+1)*INDEX(ID!$K$35:$K$46,$B2964),0)","v":30},{"$f":"IF(I2964=\"w\",INDEX(ID!$L$8:$L$31,FBR!$D2964+1)*INDEX(ID!$L$35:$L$46,$B2964),0)","v":0},{"$f":"IF(I2964=\"h\",INDEX(ID!$M$8:$M$31,FBR!$D2964+1)*INDEX(ID!$M$35:$M$46,$B2964),0)","v":30},{"$f":"IF(I2964=\"w\",INDEX(ID!$N$8:$N$31,FBR!$D2964+1)*INDEX(ID!$N$35:$N$46,$B2964),0)","v":0},null,17.717988680173899,0,0,0]
[2958,5,4,5,124,18,"2014-05-04",1,"h",null,{"$f":"IF(I2968=\"h\",INDEX(ID!$K$8:$K$31,FBR!$D2968+1)*INDEX(ID!$K$35:$K$46,$B2968),0)","v":27},{"$f":"IF(I2968=\"w\",INDEX(ID!$L$8:$L$31,FBR!$D2968+1)*INDEX(ID!$L$35:$L$46,$B2968),0)","v":0},{"$f":"IF(I2968=\"h\",INDEX(ID!$M$8:$M$31,FBR!$D2968+1)*INDEX(ID!$M$35:$M$46,$B2968),0)","v":27},{"$f":"IF(I2968=\"w\",INDEX(ID!$N$8:$N$31,FBR!$D2968+1)*INDEX(ID!$N$35:$N$46,$B2968),0)","v":0},null,15.94618981215651,0,0,0]
[2961,5,4,8,124,18,"2014-05-04",1,"h",null,{"$f":"IF(I2971=\"h\",INDEX(ID!$K$8:$K$31,FBR!$D2971+1)*INDEX(ID!$K$35:$K$46,$B2971),0)","v":35},{"$f":"IF(I2971=\"w\",INDEX(ID!$L$8:$L$31,FBR!$D2971+1)*INDEX(ID!$L$35:$L$46,$B2971),0)","v":0},{"$f":"IF(I2971=\"h\",INDEX(ID!$M$8:$M$31,FBR!$D2971+1)*INDEX(ID!$M$35:$M$46,$B2971),0)","v":35},{"$f":"IF(I2971=\"w\",INDEX(ID!$N$8:$N$31,FBR!$D2971+1)*INDEX(ID!$N$35:$N$46,$B2971),0)","v":0},null,20.670986793536215,0,0,0]
[2965,5,4,12,124,18,"2014-05-04",1,"h",null,{"$f":"IF(I2975=\"h\",INDEX(ID!$K$8:$K$31,FBR!$D2975+1)*INDEX(ID!$K$35:$K$46,$B2975),0)","v":43},{"$f":"IF(I2975=\"w\",INDEX(ID!$L$8:$L$31,FBR!$D2975+1)*INDEX(ID!$L$35:$L$46,$B2975),0)","v":0},{"$f":"IF(I2975=\"h\",INDEX(ID!$M$8:$M$31,FBR!$D2975+1)*INDEX(ID!$M$35:$M$46,$B2975),0)","v":43},{"$f":"IF(I2975=\"w\",INDEX(ID!$N$8:$N$31,FBR!$D2975+1)*INDEX(ID!$N$35:$N$46,$B2975),0)","v":0},null,25.395783774915923,0,0,0]
[2969,5,4,16,124,18,"2014-05-04",1,"h",null,{"$f":"IF(I2979=\"h\",INDEX(ID!$K$8:$K$31,FBR!$D2979+1)*INDEX(ID!$K$35:$K$46,$B2979),0)","v":53},{"$f":"IF(I2979=\"w\",INDEX(ID!$L$8:$L$31,FBR!$D2979+1)*INDEX(ID!$L$35:$L$46,$B2979),0)","v":0},{"$f":"IF(I2979=\"h\",INDEX(ID!$M$8:$M$31,FBR!$D2979+1)*INDEX(ID!$M$35:$M$46,$B2979),0)","v":53},{"$f":"IF(I2979=\"w\",INDEX(ID!$N$8:$N$31,FBR!$D2979+1)*INDEX(ID!$N$35:$N$46,$B2979),0)","v":0},null,31.301780001640555,0,0,0]
[2972,5,4,19,124,18,"2014-05-04",1,"h",null,{"$f":"IF(I2982=\"h\",INDEX(ID!$K$8:$K$31,FBR!$D2982+1)*INDEX(ID!$K$35:$K$46,$B2982),0)","v":60},{"$f":"IF(I2982=\"w\",INDEX(ID!$L$8:$L$31,FBR!$D2982+1)*INDEX(ID!$L$35:$L$46,$B2982),0)","v":0},{"$f":"IF(I2982=\"h\",INDEX(ID!$M$8:$M$31,FBR!$D2982+1)*INDEX(ID!$M$35:$M$46,$B2982),0)","v":60},{"$f":"IF(I2982=\"w\",INDEX(ID!$N$8:$N$31,FBR!$D2982+1)*INDEX(ID!$N$35:$N$46,$B2982),0)","v":0},null,35.435977360347799,0,0,0]
[2973,5,4,20,124,18,"2014-05-04",1,"h",null,{"$f":"IF(I2983=\"h\",INDEX(ID!$K$8:$K$31,FBR!$D2983+1)*INDEX(ID!$K$35:$K$46,$B2983),0)","v":53},{"$f":"IF(I2983=\"w\",INDEX(ID!$L$8:$L$31,FBR!$D2983+1)*INDEX(ID!$L$35:$L$46,$B2983),0)","v":0},{"$f":"IF(I2983=\"h\",INDEX(ID!$M$8:$M$31,FBR!$D2983+1)*INDEX(ID!$M$35:$M$46,$B2983),0)","v":53},{"$f":"IF(I2983=\"w\",INDEX(ID!$N$8:$N$31,FBR!$D2983+1)*INDEX(ID!$N$35:$N$46,$B2983),0)","v":0},null,31.301780001640555,0,0,0]
[2976,5,4,23,124,18,"2014-05-04",1,"h",null,{"$f":"IF(I2986=\"h\",INDEX(ID!$K$8:$K$31,FBR!$D2986+1)*INDEX(ID!$K$35:$K$46,$B2986),0)","v":40},{"$f":"IF(I2986=\"w\",INDEX(ID!$L$8:$L$31,FBR!$D2986+1)*INDEX(ID!$L$35:$L$46,$B2986),0)","v":0},{"$f":"IF(I2986=\"h\",INDEX(ID!$M$8:$M$31,FBR!$D2986+1)*INDEX(ID!$M$35:$M$46,$B2986),0)","v":40},{"$f":"IF(I2986=\"w\",INDEX(ID!$N$8:$N$31,FBR!$D2986+1)*INDEX(ID!$N$35:$N$46,$B2986),0)","v":0},null,23.623984906898531,0,0,0]
[2979,5,5,2,125,18,"2014-05-05",2,"h",null,{"$f":"IF(I2989=\"h\",INDEX(ID!$K$8:$K$31,FBR!$D2989+1)*INDEX(ID!$K$35:$K$46,$B2989),0)","v":28},{"$f":"IF(I2989=\"w\",INDEX(ID!$L$8:$L$31,FBR!$D2989+1)*INDEX(ID!$L$35:$L$46,$B2989),0)","v":0},{"$f":"IF(I2989=\"h\",INDEX(ID!$M$8:$M$31,FBR!$D2989+1)*INDEX(ID!$M$35:$M$46,$B2989),0)","v":28},{"$f":"IF(I2989=\"w\",INDEX(ID!$N$8:$N$31,FBR!$D2989+1)*INDEX(ID!$N$35:$N$46,$B2989),0)","v":0},null,16.536789434828972,0,0,0]
[2983,5,5,6,125,18,"2014-05-05",2,"h",null,{"$f":"IF(I2993=\"h\",INDEX(ID!$K$8:$K$31,FBR!$D2993+1)*INDEX(ID!$K$35:$K$46,$B2993),0)","v":29},{"$f":"IF(I2993=\"w\",INDEX(ID!$L$8:$L$31,FBR!$D2993+1)*INDEX(ID!$L$35:$L$46,$B2993),0)","v":0},{"$f":"IF(I2993=\"h\",INDEX(ID!$M$8:$M$31,FBR!$D2993+1)*INDEX(ID!$M$35:$M$46,$B2993),0)","v":29},{"$f":"IF(I2993=\"w\",INDEX(ID!$N$8:$N$31,FBR!$D2993+1)*INDEX(ID!$N$35:$N$46,$B2993),0)","v":0},null,17.127389057501436,0,0,0]
[2986,5,5,9,125,{"$f":"F2828+1","v":18},"2014-05-05",2,"h",null,{"$f":"IF(I2996=\"h\",INDEX(ID!$K$8:$K$31,FBR!$D2996+1)*INDEX(ID!$K$35:$K$46,$B2996),0)","v":38},{"$f":"IF(I2996=\"w\",INDEX(ID!$L$8:$L$31,FBR!$D2996+1)*INDEX(ID!$L$35:$L$46,$B2996),0)","v":0},{"$f":"IF(I2996=\"h\",INDEX(ID!$M$8:$M$31,FBR!$D2996+1)*INDEX(ID!$M$35:$M$46,$B2996),0)","v":38},{"$f":"IF(I2996=\"w\",INDEX(ID!$N$8:$N$31,FBR!$D2996+1)*INDEX(ID!$N$35:$N$46,$B2996),0)","v":0},null,22.442785661553604,0,0,0]
[2990,5,5,13,125,18,"2014-05-05",2,"h",null,{"$f":"IF(I3000=\"h\",INDEX(ID!$K$8:$K$31,FBR!$D3000+1)*INDEX(ID!$K$35:$K$46,$B3000),0)","v":44},{"$f":"IF(I3000=\"w\",INDEX(ID!$L$8:$L$31,FBR!$D3000+1)*INDEX(ID!$L$35:$L$46,$B3000),0)","v":0},{"$f":"IF(I3000=\"h\",INDEX(ID!$M$8:$M$31,FBR!$D3000+1)*INDEX(ID!$M$35:$M$46,$B3000),0)","v":44},{"$f":"IF(I3000=\"w\",INDEX(ID!$N$8:$N$31,FBR!$D3000+1)*INDEX(ID!$N$35:$N$46,$B3000),0)","v":0},null,25.986383397588384,0,0,0]
[2994,5,5,17,125,18,"2014-05-05",2,"h",null,{"$f":"IF(I3004=\"h\",INDEX(ID!$K$8:$K$31,FBR!$D3004+1)*INDEX(ID!$K$35:$K$46,$B3004),0)","v":62},{"$f":"IF(I3004=\"w\",INDEX(ID!$L$8:$L$31,FBR!$D3004+1)*INDEX(ID!$L$35:$L$46,$B3004),0)","v":0},{"$f":"IF(I3004=\"h\",INDEX(ID!$M$8:$M$31,FBR!$D3004+1)*INDEX(ID!$M$35:$M$46,$B3004),0)","v":62},{"$f":"IF(I3004=\"w\",INDEX(ID!$N$8:$N$31,FBR!$D3004+1)*INDEX(ID!$N$35:$N$46,$B3004),0)","v":0},null,36.617176605692727,0,0,0]
[2997,5,5,20,125,18,"2014-05-05",2,"h",null,{"$f":"IF(I3007=\"h\",INDEX(ID!$K$8:$K$31,FBR!$D3007+1)*INDEX(ID!$K$35:$K$46,$B3007),0)","v":53},{"$f":"IF(I3007=\"w\",INDEX(ID!$L$8:$L$31,FBR!$D3007+1)*INDEX(ID!$L$35:$L$46,$B3007),0)","v":0},{"$f":"IF(I3007=\"h\",INDEX(ID!$M$8:$M$31,FBR!$D3007+1)*INDEX(ID!$M$35:$M$46,$B3007),0)","v":53},{"$f":"IF(I3007=\"w\",INDEX(ID!$N$8:$N$31,FBR!$D3007+1)*INDEX(ID!$N$35:$N$46,$B3007),0)","v":0},null,31.301780001640555,0,0,0]
[2998,5,5,21,125,18,"2014-05-05",2,"h",null,{"$f":"IF(I3008=\"h\",INDEX(ID!$K$8:$K$31,FBR!$D3008+1)*INDEX(ID!$K$35:$K$46,$B3008),0)","v":50},{"$f":"IF(I3008=\"w\",INDEX(ID!$L$8:$L$31,FBR!$D3008+1)*INDEX(ID!$L$35:$L$46,$B3008),0)","v":0},{"$f":"IF(I3008=\"h\",INDEX(ID!$M$8:$M$31,FBR!$D3008+1)*INDEX(ID!$M$35:$M$46,$B3008),0)","v":50},{"$f":"IF(I3008=\"w\",INDEX(ID!$N$8:$N$31,FBR!$D3008+1)*INDEX(ID!$N$35:$N$46,$B3008),0)","v":0},null,29.529981133623163,0,0,0]
[3001,5,6,0,126,18,"2014-05-06",3,"h",null,{"$f":"IF(I3011=\"h\",INDEX(ID!$K$8:$K$31,FBR!$D3011+1)*INDEX(ID!$K$35:$K$46,$B3011),0)","v":35},{"$f":"IF(I3011=\"w\",INDEX(ID!$L$8:$L$31,FBR!$D3011+1)*INDEX(ID!$L$35:$L$46,$B3011),0)","v":0},{"$f":"IF(I3011=\"h\",INDEX(ID!$M$8:$M$31,FBR!$D3011+1)*INDEX(ID!$M$35:$M$46,$B3011),0)","v":35},{"$f":"IF(I3011=\"w\",INDEX(ID!$N$8:$N$31,FBR!$D3011+1)*INDEX(ID!$N$35:$N$46,$B3011),0)","v":0},null,20.670986793536215,0,0,0]
[3004,5,6,3,126,18,"2014-05-06",3,"h",null,{"$f":"IF(I3014=\"h\",INDEX(ID!$K$8:$K$31,FBR!$D3014+1)*INDEX(ID!$K$35:$K$46,$B3014),0)","v":27},{"$f":"IF(I3014=\"w\",INDEX(ID!$L$8:$L$31,FBR!$D3014+1)*INDEX(ID!$L$35:$L$46,$B3014),0)","v":0},{"$f":"IF(I3014=\"h\",INDEX(ID!$M$8:$M$31,FBR!$D3014+1)*INDEX(ID!$M$35:$M$46,$B3014),0)","v":27},{"$f":"IF(I3014=\"w\",INDEX(ID!$N$8:$N$31,FBR!$D3014+1)*INDEX(ID!$N$35:$N$46,$B3014),0)","v":0},null,15.94618981215651,0,0,0]
[3008,5,6,7,126,18,"2014-05-06",3,"h",null,{"$f":"IF(I3018=\"h\",INDEX(ID!$K$8:$K$31,FBR!$D3018+1)*INDEX(ID!$K$35:$K$46,$B3018),0)","v":32},{"$f":"IF(I3018=\"w\",INDEX(ID!$L$8:$L$31,FBR!$D3018+1)*INDEX(ID!$L$35:$L$46,$B3018),0)","v":0},{"$f":"IF(I3018=\"h\",INDEX(ID!$M$8:$M$31,FBR!$D3018+1)*INDEX(ID!$M$35:$M$46,$B3018),0)","v":32},{"$f":"IF(I3018=\"w\",INDEX(ID!$N$8:$N$31,FBR!$D3018+1)*INDEX(ID!$N$35:$N$46,$B3018),0)","v":0},null,18.899187925518824,0,0,0]
[3011,5,6,10,126,18,"2014-05-06",3,"h",null,{"$f":"IF(I3021=\"h\",INDEX(ID!$K$8:$K$31,FBR!$D3021+1)*INDEX(ID!$K$35:$K$46,$B3021),0)","v":40},{"$f":"IF(I3021=\"w\",INDEX(ID!$L$8:$L$31,FBR!$D3021+1)*INDEX(ID!$L$35:$L$46,$B3021),0)","v":0},{"$f":"IF(I3021=\"h\",INDEX(ID!$M$8:$M$31,FBR!$D3021+1)*INDEX(ID!$M$35:$M$46,$B3021),0)","v":40},{"$f":"IF(I3021=\"w\",INDEX(ID!$N$8:$N$31,FBR!$D3021+1)*INDEX(ID!$N$35:$N$46,$B3021),0)","v":0},null,23.623984906898531,0,0,0]
[3016,5,6,15,126,18,"2014-05-06",3,"h",null,{"$f":"IF(I3026=\"h\",INDEX(ID!$K$8:$K$31,FBR!$D3026+1)*INDEX(ID!$K$35:$K$46,$B3026),0)","v":50},{"$f":"IF(I3026=\"w\",INDEX(ID!$L$8:$L$31,FBR!$D3026+1)*INDEX(ID!$L$35:$L$46,$B3026),0)","v":0},{"$f":"IF(I3026=\"h\",INDEX(ID!$M$8:$M$31,FBR!$D3026+1)*INDEX(ID!$M$35:$M$46,$B3026),0)","v":50},{"$f":"IF(I3026=\"w\",INDEX(ID!$N$8:$N$31,FBR!$D3026+1)*INDEX(ID!$N$35:$N$46,$B3026),0)","v":0},null,29.529981133623163,0,0,0]
[3019,5,6,18,126,18,"2014-05-06",3,"h",null,{"$f":"IF(I3029=\"h\",INDEX(ID!$K$8:$K$31,FBR!$D3029+1)*INDEX(ID!$K$35:$K$46,$B3029),0)","v":65},{"$f":"IF(I3029=\"w\",INDEX(ID!$L$8:$L$31,FBR!$D3029+1)*INDEX(ID!$L$35:$L$46,$B3029),0)","v":0},{"$f":"IF(I3029=\"h\",INDEX(ID!$M$8:$M$31,FBR!$D3029+1)*INDEX(ID!$M$35:$M$46,$B3029),0)","v":65},{"$f":"IF(I3029=\"w\",INDEX(ID!$N$8:$N$31,FBR!$D3029+1)*INDEX(ID!$N$35:$N$46,$B3029),0)","v":0},null,38.388975473710111,0,0,0]
[3022,5,6,21,126,18,"2014-05-06",3,"h",null,{"$f":"IF(I3032=\"h\",INDEX(ID!$K$8:$K$31,FBR!$D3032+1)*INDEX(ID!$K$35:$K$46,$B3032),0)","v":50},{"$f":"IF(I3032=\"w\",INDEX(ID!$L$8:$L$31,FBR!$D3032+1)*INDEX(ID!$L$35:$L$46,$B3032),0)","v":0},{"$f":"IF(I3032=\"h\",INDEX(ID!$M$8:$M$31,FBR!$D3032+1)*INDEX(ID!$M$35:$M$46,$B3032),0)","v":50},{"$f":"IF(I3032=\"w\",INDEX(ID!$N$8:$N$31,FBR!$D3032+1)*INDEX(ID!$N$35:$N$46,$B3032),0)","v":0},null,29.529981133623163,0,0,0]
[3023,5,6,22,126,18,"2014-05-06",3,"h",null,{"$f":"IF(I3033=\"h\",INDEX(ID!$K$8:$K$31,FBR!$D3033+1)*INDEX(ID!$K$35:$K$46,$B3033),0)","v":45},{"$f":"IF(I3033=\"w\",INDEX(ID!$L$8:$L$31,FBR!$D3033+1)*INDEX(ID!$L$35:$L$46,$B3033),0)","v":0},{"$f":"IF(I3033=\"h\",INDEX(ID!$M$8:$M$31,FBR!$D3033+1)*INDEX(ID!$M$35:$M$46,$B3033),0)","v":45},{"$f":"IF(I3033=\"w\",INDEX(ID!$N$8:$N$31,FBR!$D3033+1)*INDEX(ID!$N$35:$N$46,$B3033),0)","v":0},null,26.576983020260847,0,0,0]
[3026,5,7,1,127,19,"2014-05-07",4,"h",null,{"$f":"IF(I3036=\"h\",INDEX(ID!$K$8:$K$31,FBR!$D3036+1)*INDEX(ID!$K$35:$K$46,$B3036),0)","v":30},{"$f":"IF(I3036=\"w\",INDEX(ID!$L$8:$L$31,FBR!$D3036+1)*INDEX(ID!$L$35:$L$46,$B3036),0)","v":0},{"$f":"IF(I3036=\"h\",INDEX(ID!$M$8:$M$31,FBR!$D3036+1)*INDEX(ID!$M$35:$M$46,$B3036),0)","v":30},{"$f":"IF(I3036=\"w\",INDEX(ID!$N$8:$N$31,FBR!$D3036+1)*INDEX(ID!$N$35:$N$46,$B3036),0)","v":0},null,17.717988680173899,0,0,0]
[3030,5,7,5,127,19,"2014-05-07",4,"h",null,{"$f":"IF(I3040=\"h\",INDEX(ID!$K$8:$K$31,FBR!$D3040+1)*INDEX(ID!$K$35:$K$46,$B3040),0)","v":27},{"$f":"IF(I3040=\"w\",INDEX(ID!$L$8:$L$31,FBR!$D3040+1)*INDEX(ID!$L$35:$L$46,$B3040),0)","v":0},{"$f":"IF(I3040=\"h\",INDEX(ID!$M$8:$M$31,FBR!$D3040+1)*INDEX(ID!$M$35:$M$46,$B3040),0)","v":27},{"$f":"IF(I3040=\"w\",INDEX(ID!$N$8:$N$31,FBR!$D3040+1)*INDEX(ID!$N$35:$N$46,$B3040),0)","v":0},null,15.94618981215651,0,0,0]
[3032,5,7,7,127,19,"2014-05-07",4,"h",null,{"$f":"IF(I3042=\"h\",INDEX(ID!$K$8:$K$31,FBR!$D3042+1)*INDEX(ID!$K$35:$K$46,$B3042),0)","v":32},{"$f":"IF(I3042=\"w\",INDEX(ID!$L$8:$L$31,FBR!$D3042+1)*INDEX(ID!$L$35:$L$46,$B3042),0)","v":0},{"$f":"IF(I3042=\"h\",INDEX(ID!$M$8:$M$31,FBR!$D3042+1)*INDEX(ID!$M$35:$M$46,$B3042),0)","v":32},{"$f":"IF(I3042=\"w\",INDEX(ID!$N$8:$N$31,FBR!$D3042+1)*INDEX(ID!$N$35:$N$46,$B3042),0)","v":0},null,18.899187925518824,0,0,0]
[3037,5,7,12,127,19,"2014-05-07",4,"h",null,{"$f":"IF(I3047=\"h\",INDEX(ID!$K$8:$K$31,FBR!$D3047+1)*INDEX(ID!$K$35:$K$46,$B3047),0)","v":43},{"$f":"IF(I3047=\"w\",INDEX(ID!$L$8:$L$31,FBR!$D3047+1)*INDEX(ID!$L$35:$L$46,$B3047),0)","v":0},{"$f":"IF(I3047=\"h\",INDEX(ID!$M$8:$M$31,FBR!$D3047+1)*INDEX(ID!$M$35:$M$46,$B3047),0)","v":43},{"$f":"IF(I3047=\"w\",INDEX(ID!$N$8:$N$31,FBR!$D3047+1)*INDEX(ID!$N$35:$N$46,$B3047),0)","v":0},null,25.395783774915923,0,0,0]
[3041,5,7,16,127,19,"2014-05-07",4,"h",null,{"$f":"IF(I3051=\"h\",INDEX(ID!$K$8:$K$31,FBR!$D3051+1)*INDEX(ID!$K$35:$K$46,$B3051),0)","v":53},{"$f":"IF(I3051=\"w\",INDEX(ID!$L$8:$L$31,FBR!$D3051+1)*INDEX(ID!$L$35:$L$46,$B3051),0)","v":0},{"$f":"IF(I3051=\"h\",INDEX(ID!$M$8:$M$31,FBR!$D3051+1)*INDEX(ID!$M$35:$M$46,$B3051),0)","v":53},{"$f":"IF(I3051=\"w\",INDEX(ID!$N$8:$N$31,FBR!$D3051+1)*INDEX(ID!$N$35:$N$46,$B3051),0)","v":0},null,31.301780001640555,0,0,0]
[3044,5,7,19,127,19,"2014-05-07",4,"h",null,{"$f":"IF(I3054=\"h\",INDEX(ID!$K$8:$K$31,FBR!$D3054+1)*INDEX(ID!$K$35:$K$46,$B3054),0)","v":60},{"$f":"IF(I3054=\"w\",INDEX(ID!$L$8:$L$31,FBR!$D3054+1)*INDEX(ID!$L$35:$L$46,$B3054),0)","v":0},{"$f":"IF(I3054=\"h\",INDEX(ID!$M$8:$M$31,FBR!$D3054+1)*INDEX(ID!$M$35:$M$46,$B3054),0)","v":60},{"$f":"IF(I3054=\"w\",INDEX(ID!$N$8:$N$31,FBR!$D3054+1)*INDEX(ID!$N$35:$N$46,$B3054),0)","v":0},null,35.435977360347799,0,0,0]
[3047,5,7,22,127,19,"2014-05-07",4,"h",null,{"$f":"IF(I3057=\"h\",INDEX(ID!$K$8:$K$31,FBR!$D3057+1)*INDEX(ID!$K$35:$K$46,$B3057),0)","v":45},{"$f":"IF(I3057=\"w\",INDEX(ID!$L$8:$L$31,FBR!$D3057+1)*INDEX(ID!$L$35:$L$46,$B3057),0)","v":0},{"$f":"IF(I3057=\"h\",INDEX(ID!$M$8:$M$31,FBR!$D3057+1)*INDEX(ID!$M$35:$M$46,$B3057),0)","v":45},{"$f":"IF(I3057=\"w\",INDEX(ID!$N$8:$N$31,FBR!$D3057+1)*INDEX(ID!$N$35:$N$46,$B3057),0)","v":0},null,26.576983020260847,0,0,0]
[3048,5,7,23,127,19,"2014-05-07",4,"h",null,{"$f":"IF(I3058=\"h\",INDEX(ID!$K$8:$K$31,FBR!$D3058+1)*INDEX(ID!$K$35:$K$46,$B3058),0)","v":40},{"$f":"IF(I3058=\"w\",INDEX(ID!$L$8:$L$31,FBR!$D3058+1)*INDEX(ID!$L$35:$L$46,$B3058),0)","v":0},{"$f":"IF(I3058=\"h\",INDEX(ID!$M$8:$M$31,FBR!$D3058+1)*INDEX(ID!$M$35:$M$46,$B3058),0)","v":40},{"$f":"IF(I3058=\"w\",INDEX(ID!$N$8:$N$31,FBR!$D3058+1)*INDEX(ID!$N$35:$N$46,$B3058),0)","v":0},null,23.623984906898531,0,0,0]
[3053,5,8,4,128,19,"2014-05-08",5,"h",null,{"$f":"IF(I3063=\"h\",INDEX(ID!$K$8:$K$31,FBR!$D3063+1)*INDEX(ID!$K$35:$K$46,$B3063),0)","v":27},{"$f":"IF(I3063=\"w\",INDEX(ID!$L$8:$L$31,FBR!$D3063+1)*INDEX(ID!$L$35:$L$46,$B3063),0)","v":0},{"$f":"IF(I3063=\"h\",INDEX(ID!$M$8:$M$31,FBR!$D3063+1)*INDEX(ID!$M$35:$M$46,$B3063),0)","v":27},{"$f":"IF(I3063=\"w\",INDEX(ID!$N$8:$N$31,FBR!$D3063+1)*INDEX(ID!$N$35:$N$46,$B3063),0)","v":0},null,15.94618981215651,0,0,0]
[3056,5,8,7,128,19,"2014-05-08",5,"h",null,{"$f":"IF(I3066=\"h\",INDEX(ID!$K$8:$K$31,FBR!$D3066+1)*INDEX(ID!$K$35:$K$46,$B3066),0)","v":32},{"$f":"IF(I3066=\"w\",INDEX(ID!$L$8:$L$31,FBR!$D3066+1)*INDEX(ID!$L$35:$L$46,$B3066),0)","v":0},{"$f":"IF(I3066=\"h\",INDEX(ID!$M$8:$M$31,FBR!$D3066+1)*INDEX(ID!$M$35:$M$46,$B3066),0)","v":32},{"$f":"IF(I3066=\"w\",INDEX(ID!$N$8:$N$31,FBR!$D3066+1)*INDEX(ID!$N$35:$N$46,$B3066),0)","v":0},null,18.899187925518824,0,0,0]
[3059,5,8,10,128,19,"2014-05-08",5,"h",null,{"$f":"IF(I3069=\"h\",INDEX(ID!$K$8:$K$31,FBR!$D3069+1)*INDEX(ID!$K$35:$K$46,$B3069),0)","v":40},{"$f":"IF(I3069=\"w\",INDEX(ID!$L$8:$L$31,FBR!$D3069+1)*INDEX(ID!$L$35:$L$46,$B3069),0)","v":0},{"$f":"IF(I3069=\"h\",INDEX(ID!$M$8:$M$31,FBR!$D3069+1)*INDEX(ID!$M$35:$M$46,$B3069),0)","v":40},{"$f":"IF(I3069=\"w\",INDEX(ID!$N$8:$N$31,FBR!$D3069+1)*INDEX(ID!$N$35:$N$46,$B3069),0)","v":0},null,23.623984906898531,0,0,0]
[3062,5,8,13,128,19,"2014-05-08",5,"h",null,{"$f":"IF(I3072=\"h\",INDEX(ID!$K$8:$K$31,FBR!$D3072+1)*INDEX(ID!$K$35:$K$46,$B3072),0)","v":44},{"$f":"IF(I3072=\"w\",INDEX(ID!$L$8:$L$31,FBR!$D3072+1)*INDEX(ID!$L$35:$L$46,$B3072),0)","v":0},{"$f":"IF(I3072=\"h\",INDEX(ID!$M$8:$M$31,FBR!$D3072+1)*INDEX(ID!$M$35:$M$46,$B3072),0)","v":44},{"$f":"IF(I3072=\"w\",INDEX(ID!$N$8:$N$31,FBR!$D3072+1)*INDEX(ID!$N$35:$N$46,$B3072),0)","v":0},null,25.986383397588384,0,0,0]
[3066,5,8,17,128,19,"2014-05-08",5,"h",null,{"$f":"IF(I3076=\"h\",INDEX(ID!$K$8:$K$31,FBR!$D3076+1)*INDEX(ID!$K$35:$K$46,$B3076),0)","v":62},{"$f":"IF(I3076=\"w\",INDEX(ID!$L$8:$L$31,FBR!$D3076+1)*INDEX(ID!$L$35:$L$46,$B3076),0)","v":0},{"$f":"IF(I3076=\"h\",INDEX(ID!$M$8:$M$31,FBR!$D3076+1)*INDEX(ID!$M$35:$M$46,$B3076),0)","v":62},{"$f":"IF(I3076=\"w\",INDEX(ID!$N$8:$N$31,FBR!$D3076+1)*INDEX(ID!$N$35:$N$46,$B3076),0)","v":0},null,36.617176605692727,0,0,0]
[3069,5,8,20,128,19,"2014-05-08",5,"h",null,{"$f":"IF(I3079=\"h\",INDEX(ID!$K$8:$K$31,FBR!$D3079+1)*INDEX(ID!$K$35:$K$46,$B3079),0)","v":53},{"$f":"IF(I3079=\"w\",INDEX(ID!$L$8:$L$31,FBR!$D3079+1)*INDEX(ID!$L$35:$L$46,$B3079),0)","v":0},{"$f":"IF(I3079=\"h\",INDEX(ID!$M$8:$M$31,FBR!$D3079+1)*INDEX(ID!$M$35:$M$46,$B3079),0)","v":53},{"$f":"IF(I3079=\"w\",INDEX(ID!$N$8:$N$31,FBR!$D3079+1)*INDEX(ID!$N$35:$N$46,$B3079),0)","v":0},null,31.301780001640555,0,0,0]
[3070,5,8,21,128,19,"2014-05-08",5,"h",null,{"$f":"IF(I3080=\"h\",INDEX(ID!$K$8:$K$31,FBR!$D3080+1)*INDEX(ID!$K$35:$K$46,$B3080),0)","v":50},{"$f":"IF(I3080=\"w\",INDEX(ID!$L$8:$L$31,FBR!$D3080+1)*INDEX(ID!$L$35:$L$46,$B3080),0)","v":0},{"$f":"IF(I3080=\"h\",INDEX(ID!$M$8:$M$31,FBR!$D3080+1)*INDEX(ID!$M$35:$M$46,$B3080),0)","v":50},{"$f":"IF(I3080=\"w\",INDEX(ID!$N$8:$N$31,FBR!$D3080+1)*INDEX(ID!$N$35:$N$46,$B3080),0)","v":0},null,29.529981133623163,0,0,0]
[{"$f":"A3083+1","v":3074},5,9,1,129,19,{"$f":"DATE(2014,B3084,C3084)","v":"2014-05-09"},6,"w",null,{"$f":"IF(I3084=\"h\",INDEX(ID!$K$8:$K$31,FBR!$D3084+1)*INDEX(ID!$K$35:$K$46,$B3084),0)","v":0},{"$f":"IF(I3084=\"w\",INDEX(ID!$L$8:$L$31,FBR!$D3084+1)*INDEX(ID!$L$35:$L$46,$B3084),0)","v":30},{"$f":"IF(I3084=\"h\",INDEX(ID!$M$8:$M$31,FBR!$D3084+1)*INDEX(ID!$M$35:$M$46,$B3084),0)","v":0},{"$f":"IF(I3084=\"w\",INDEX(ID!$N$8:$N$31,FBR!$D3084+1)*INDEX(ID!$N$35:$N$46,$B3084),0)","v":30},null,0,17.717988680173899,0,0]
[3077,5,9,4,129,19,"2014-05-09",6,"w",null,{"$f":"IF(I3087=\"h\",INDEX(ID!$K$8:$K$31,FBR!$D3087+1)*INDEX(ID!$K$35:$K$46,$B3087),0)","v":0},{"$f":"IF(I3087=\"w\",INDEX(ID!$L$8:$L$31,FBR!$D3087+1)*INDEX(ID!$L$35:$L$46,$B3087),0)","v":27},{"$f":"IF(I3087=\"h\",INDEX(ID!$M$8:$M$31,FBR!$D3087+1)*INDEX(ID!$M$35:$M$46,$B3087),0)","v":0},{"$f":"IF(I3087=\"w\",INDEX(ID!$N$8:$N$31,FBR!$D3087+1)*INDEX(ID!$N$35:$N$46,$B3087),0)","v":27},null,0,15.94618981215651,0,0]
[3081,5,9,8,129,19,"2014-05-09",6,"w",null,{"$f":"IF(I3091=\"h\",INDEX(ID!$K$8:$K$31,FBR!$D3091+1)*INDEX(ID!$K$35:$K$46,$B3091),0)","v":0},{"$f":"IF(I3091=\"w\",INDEX(ID!$L$8:$L$31,FBR!$D3091+1)*INDEX(ID!$L$35:$L$46,$B3091),0)","v":35},{"$f":"IF(I3091=\"h\",INDEX(ID!$M$8:$M$31,FBR!$D3091+1)*INDEX(ID!$M$35:$M$46,$B3091),0)","v":0},{"$f":"IF(I3091=\"w\",INDEX(ID!$N$8:$N$31,FBR!$D3091+1)*INDEX(ID!$N$35:$N$46,$B3091),0)","v":35},null,0,20.670986793536215,0,0]
[3084,5,9,11,129,19,"2014-05-09",6,"w",null,{"$f":"IF(I3094=\"h\",INDEX(ID!$K$8:$K$31,FBR!$D3094+1)*INDEX(ID!$K$35:$K$46,$B3094),0)","v":0},{"$f":"IF(I3094=\"w\",INDEX(ID!$L$8:$L$31,FBR!$D3094+1)*INDEX(ID!$L$35:$L$46,$B3094),0)","v":42},{"$f":"IF(I3094=\"h\",INDEX(ID!$M$8:$M$31,FBR!$D3094+1)*INDEX(ID!$M$35:$M$46,$B3094),0)","v":0},{"$f":"IF(I3094=\"w\",INDEX(ID!$N$8:$N$31,FBR!$D3094+1)*INDEX(ID!$N$35:$N$46,$B3094),0)","v":42},null,0,24.805184152243459,0,0]
[3087,5,9,14,129,19,"2014-05-09",6,"w",null,{"$f":"IF(I3097=\"h\",INDEX(ID!$K$8:$K$31,FBR!$D3097+1)*INDEX(ID!$K$35:$K$46,$B3097),0)","v":0},{"$f":"IF(I3097=\"w\",INDEX(ID!$L$8:$L$31,FBR!$D3097+1)*INDEX(ID!$L$35:$L$46,$B3097),0)","v":47},{"$f":"IF(I3097=\"h\",INDEX(ID!$M$8:$M$31,FBR!$D3097+1)*INDEX(ID!$M$35:$M$46,$B3097),0)","v":0},{"$f":"IF(I3097=\"w\",INDEX(ID!$N$8:$N$31,FBR!$D3097+1)*INDEX(ID!$N$35:$N$46,$B3097),0)","v":47},null,0,27.758182265605775,0,0]
[3091,5,9,18,129,19,"2014-05-09",6,"w",null,{"$f":"IF(I3101=\"h\",INDEX(ID!$K$8:$K$31,FBR!$D3101+1)*INDEX(ID!$K$35:$K$46,$B3101),0)","v":0},{"$f":"IF(I3101=\"w\",INDEX(ID!$L$8:$L$31,FBR!$D3101+1)*INDEX(ID!$L$35:$L$46,$B3101),0)","v":65},{"$f":"IF(I3101=\"h\",INDEX(ID!$M$8:$M$31,FBR!$D3101+1)*INDEX(ID!$M$35:$M$46,$B3101),0)","v":0},{"$f":"IF(I3101=\"w\",INDEX(ID!$N$8:$N$31,FBR!$D3101+1)*INDEX(ID!$N$35:$N$46,$B3101),0)","v":65},null,0,38.388975473710111,0,0]
[3094,5,9,21,129,19,"2014-05-09",6,"w",null,{"$f":"IF(I3104=\"h\",INDEX(ID!$K$8:$K$31,FBR!$D3104+1)*INDEX(ID!$K$35:$K$46,$B3104),0)","v":0},{"$f":"IF(I3104=\"w\",INDEX(ID!$L$8:$L$31,FBR!$D3104+1)*INDEX(ID!$L$35:$L$46,$B3104),0)","v":50},{"$f":"IF(I3104=\"h\",INDEX(ID!$M$8:$M$31,FBR!$D3104+1)*INDEX(ID!$M$35:$M$46,$B3104),0)","v":0},{"$f":"IF(I3104=\"w\",INDEX(ID!$N$8:$N$31,FBR!$D3104+1)*INDEX(ID!$N$35:$N$46,$B3104),0)","v":50},null,0,29.529981133623163,0,0]
[3095,5,9,22,129,19,"2014-05-09",6,"w",null,{"$f":"IF(I3105=\"h\",INDEX(ID!$K$8:$K$31,FBR!$D3105+1)*INDEX(ID!$K$35:$K$46,$B3105),0)","v":0},{"$f":"IF(I3105=\"w\",INDEX(ID!$L$8:$L$31,FBR!$D3105+1)*INDEX(ID!$L$35:$L$46,$B3105),0)","v":45},{"$f":"IF(I3105=\"h\",INDEX(ID!$M$8:$M$31,FBR!$D3105+1)*INDEX(ID!$M$35:$M$46,$B3105),0)","v":0},{"$f":"IF(I3105=\"w\",INDEX(ID!$N$8:$N$31,FBR!$D3105+1)*INDEX(ID!$N$35:$N$46,$B3105),0)","v":45},null,0,26.576983020260847,0,0]
[3099,5,10,2,130,19,"2014-05-10",7,"w",null,{"$f":"IF(I3109=\"h\",INDEX(ID!$K$8:$K$31,FBR!$D3109+1)*INDEX(ID!$K$35:$K$46,$B3109),0)","v":0},{"$f":"IF(I3109=\"w\",INDEX(ID!$L$8:$L$31,FBR!$D3109+1)*INDEX(ID!$L$35:$L$46,$B3109),0)","v":28},{"$f":"IF(I3109=\"h\",INDEX(ID!$M$8:$M$31,FBR!$D3109+1)*INDEX(ID!$M$35:$M$46,$B3109),0)","v":0},{"$f":"IF(I3109=\"w\",INDEX(ID!$N$8:$N$31,FBR!$D3109+1)*INDEX(ID!$N$35:$N$46,$B3109),0)","v":28},null,0,16.536789434828972,0,0]
[3102,5,10,5,130,19,"2014-05-10",7,"w",null,{"$f":"IF(I3112=\"h\",INDEX(ID!$K$8:$K$31,FBR!$D3112+1)*INDEX(ID!$K$35:$K$46,$B3112),0)","v":0},{"$f":"IF(I3112=\"w\",INDEX(ID!$L$8:$L$31,FBR!$D3112+1)*INDEX(ID!$L$35:$L$46,$B3112),0)","v":27},{"$f":"IF(I3112=\"h\",INDEX(ID!$M$8:$M$31,FBR!$D3112+1)*INDEX(ID!$M$35:$M$46,$B3112),0)","v":0},{"$f":"IF(I3112=\"w\",INDEX(ID!$N$8:$N$31,FBR!$D3112+1)*INDEX(ID!$N$35:$N$46,$B3112),0)","v":27},null,0,15.94618981215651,0,0]
[3106,5,10,9,130,19,"2014-05-10",7,"w",null,{"$f":"IF(I3116=\"h\",INDEX(ID!$K$8:$K$31,FBR!$D3116+1)*INDEX(ID!$K$35:$K$46,$B3116),0)","v":0},{"$f":"IF(I3116=\"w\",INDEX(ID!$L$8:$L$31,FBR!$D3116+1)*INDEX(ID!$L$35:$L$46,$B3116),0)","v":38},{"$f":"IF(I3116=\"h\",INDEX(ID!$M$8:$M$31,FBR!$D3116+1)*INDEX(ID!$M$35:$M$46,$B3116),0)","v":0},{"$f":"IF(I3116=\"w\",INDEX(ID!$N$8:$N$31,FBR!$D3116+1)*INDEX(ID!$N$35:$N$46,$B3116),0)","v":38},null,0,22.442785661553604,0,0]
[3109,5,10,12,130,19,"2014-05-10",7,"w",null,{"$f":"IF(I3119=\"h\",INDEX(ID!$K$8:$K$31,FBR!$D3119+1)*INDEX(ID!$K$35:$K$46,$B3119),0)","v":0},{"$f":"IF(I3119=\"w\",INDEX(ID!$L$8:$L$31,FBR!$D3119+1)*INDEX(ID!$L$35:$L$46,$B3119),0)","v":43},{"$f":"IF(I3119=\"h\",INDEX(ID!$M$8:$M$31,FBR!$D3119+1)*INDEX(ID!$M$35:$M$46,$B3119),0)","v":0},{"$f":"IF(I3119=\"w\",INDEX(ID!$N$8:$N$31,FBR!$D3119+1)*INDEX(ID!$N$35:$N$46,$B3119),0)","v":43},null,0,25.395783774915923,0,0]
[3112,5,10,15,130,19,"2014-05-10",7,"w",null,{"$f":"IF(I3122=\"h\",INDEX(ID!$K$8:$K$31,FBR!$D3122+1)*INDEX(ID!$K$35:$K$46,$B3122),0)","v":0},{"$f":"IF(I3122=\"w\",INDEX(ID!$L$8:$L$31,FBR!$D3122+1)*INDEX(ID!$L$35:$L$46,$B3122),0)","v":50},{"$f":"IF(I3122=\"h\",INDEX(ID!$M$8:$M$31,FBR!$D3122+1)*INDEX(ID!$M$35:$M$46,$B3122),0)","v":0},{"$f":"IF(I3122=\"w\",INDEX(ID!$N$8:$N$31,FBR!$D3122+1)*INDEX(ID!$N$35:$N$46,$B3122),0)","v":50},null,0,29.529981133623163,0,0]
[3116,5,10,19,130,19,"2014-05-10",7,"w",null,{"$f":"IF(I3126=\"h\",INDEX(ID!$K$8:$K$31,FBR!$D3126+1)*INDEX(ID!$K$35:$K$46,$B3126),0)","v":0},{"$f":"IF(I3126=\"w\",INDEX(ID!$L$8:$L$31,FBR!$D3126+1)*INDEX(ID!$L$35:$L$46,$B3126),0)","v":60},{"$f":"IF(I3126=\"h\",INDEX(ID!$M$8:$M$31,FBR!$D3126+1)*INDEX(ID!$M$35:$M$46,$B3126),0)","v":0},{"$f":"IF(I3126=\"w\",INDEX(ID!$N$8:$N$31,FBR!$D3126+1)*INDEX(ID!$N$35:$N$46,$B3126),0)","v":60},null,0,35.435977360347799,0,0]
[3120,5,10,23,130,19,"2014-05-10",7,"w",null,{"$f":"IF(I3130=\"h\",INDEX(ID!$K$8:$K$31,FBR!$D3130+1)*INDEX(ID!$K$35:$K$46,$B3130),0)","v":0},{"$f":"IF(I3130=\"w\",INDEX(ID!$L$8:$L$31,FBR!$D3130+1)*INDEX(ID!$L$35:$L$46,$B3130),0)","v":40},{"$f":"IF(I3130=\"h\",INDEX(ID!$M$8:$M$31,FBR!$D3130+1)*INDEX(ID!$M$35:$M$46,$B3130),0)","v":0},{"$f":"IF(I3130=\"w\",INDEX(ID!$N$8:$N$31,FBR!$D3130+1)*INDEX(ID!$N$35:$N$46,$B3130),0)","v":40},null,0,23.623984906898531,0,0]
[3121,5,11,0,131,19,"2014-05-11",1,"h",null,{"$f":"IF(I3131=\"h\",INDEX(ID!$K$8:$K$31,FBR!$D3131+1)*INDEX(ID!$K$35:$K$46,$B3131),0)","v":35},{"$f":"IF(I3131=\"w\",INDEX(ID!$L$8:$L$31,FBR!$D3131+1)*INDEX(ID!$L$35:$L$46,$B3131),0)","v":0},{"$f":"IF(I3131=\"h\",INDEX(ID!$M$8:$M$31,FBR!$D3131+1)*INDEX(ID!$M$35:$M$46,$B3131),0)","v":35},{"$f":"IF(I3131=\"w\",INDEX(ID!$N$8:$N$31,FBR!$D3131+1)*INDEX(ID!$N$35:$N$46,$B3131),0)","v":0},null,20.670986793536215,0,0,0]
[3124,5,11,3,131,19,"2014-05-11",1,"h",null,{"$f":"IF(I3134=\"h\",INDEX(ID!$K$8:$K$31,FBR!$D3134+1)*INDEX(ID!$K$35:$K$46,$B3134),0)","v":27},{"$f":"IF(I3134=\"w\",INDEX(ID!$L$8:$L$31,FBR!$D3134+1)*INDEX(ID!$L$35:$L$46,$B3134),0)","v":0},{"$f":"IF(I3134=\"h\",INDEX(ID!$M$8:$M$31,FBR!$D3134+1)*INDEX(ID!$M$35:$M$46,$B3134),0)","v":27},{"$f":"IF(I3134=\"w\",INDEX(ID!$N$8:$N$31,FBR!$D3134+1)*INDEX(ID!$N$35:$N$46,$B3134),0)","v":0},null,15.94618981215651,0,0,0]
[3127,5,11,6,131,19,"2014-05-11",1,"h",null,{"$f":"IF(I3137=\"h\",INDEX(ID!$K$8:$K$31,FBR!$D3137+1)*INDEX(ID!$K$35:$K$46,$B3137),0)","v":29},{"$f":"IF(I3137=\"w\",INDEX(ID!$L$8:$L$31,FBR!$D3137+1)*INDEX(ID!$L$35:$L$46,$B3137),0)","v":0},{"$f":"IF(I3137=\"h\",INDEX(ID!$M$8:$M$31,FBR!$D3137+1)*INDEX(ID!$M$35:$M$46,$B3137),0)","v":29},{"$f":"IF(I3137=\"w\",INDEX(ID!$N$8:$N$31,FBR!$D3137+1)*INDEX(ID!$N$35:$N$46,$B3137),0)","v":0},null,17.127389057501436,0,0,0]
[3131,5,11,10,131,19,"2014-05-11",1,"h",null,{"$f":"IF(I3141=\"h\",INDEX(ID!$K$8:$K$31,FBR!$D3141+1)*INDEX(ID!$K$35:$K$46,$B3141),0)","v":40},{"$f":"IF(I3141=\"w\",INDEX(ID!$L$8:$L$31,FBR!$D3141+1)*INDEX(ID!$L$35:$L$46,$B3141),0)","v":0},{"$f":"IF(I3141=\"h\",INDEX(ID!$M$8:$M$31,FBR!$D3141+1)*INDEX(ID!$M$35:$M$46,$B3141),0)","v":40},{"$f":"IF(I3141=\"w\",INDEX(ID!$N$8:$N$31,FBR!$D3141+1)*INDEX(ID!$N$35:$N$46,$B3141),0)","v":0},null,23.623984906898531,0,0,0]
[3134,5,11,13,131,19,"2014-05-11",1,"h",null,{"$f":"IF(I3144=\"h\",INDEX(ID!$K$8:$K$31,FBR!$D3144+1)*INDEX(ID!$K$35:$K$46,$B3144),0)","v":44},{"$f":"IF(I3144=\"w\",INDEX(ID!$L$8:$L$31,FBR!$D3144+1)*INDEX(ID!$L$35:$L$46,$B3144),0)","v":0},{"$f":"IF(I3144=\"h\",INDEX(ID!$M$8:$M$31,FBR!$D3144+1)*INDEX(ID!$M$35:$M$46,$B3144),0)","v":44},{"$f":"IF(I3144=\"w\",INDEX(ID!$N$8:$N$31,FBR!$D3144+1)*INDEX(ID!$N$35:$N$46,$B3144),0)","v":0},null,25.986383397588384,0,0,0]
[3137,5,11,16,131,19,"2014-05-11",{"$f":"WEEKDAY(G3147)","v":1},{"$f":"IF(OR(H3147=6,H3147=7),\"w\",\"h\")","v":"h"},null,{"$f":"IF(I3147=\"h\",INDEX(ID!$K$8:$K$31,FBR!$D3147+1)*INDEX(ID!$K$35:$K$46,$B3147),0)","v":53},{"$f":"IF(I3147=\"w\",INDEX(ID!$L$8:$L$31,FBR!$D3147+1)*INDEX(ID!$L$35:$L$46,$B3147),0)","v":0},{"$f":"IF(I3147=\"h\",INDEX(ID!$M$8:$M$31,FBR!$D3147+1)*INDEX(ID!$M$35:$M$46,$B3147),0)","v":53},{"$f":"IF(I3147=\"w\",INDEX(ID!$N$8:$N$31,FBR!$D3147+1)*INDEX(ID!$N$35:$N$46,$B3147),0)","v":0},null,{"$f":"K3147*(indvforbrug*antalbrugere)/($K$8789+$L$8789)","v":31.301780001640555},{"$f":"L3147*indvforbrug*antalbrugere/($K$8789+$L$8789)","v":0},{"$f":"M3147*fællesforbrug/($M$8789+$N$8789)","v":0},{"$f":"N3147*fællesforbrug/($M$8789+$N$8789)","v":0}]
[3142,5,11,21,131,19,"2014-05-11",1,"h",null,{"$f":"IF(I3152=\"h\",INDEX(ID!$K$8:$K$31,FBR!$D3152+1)*INDEX(ID!$K$35:$K$46,$B3152),0)","v":50},{"$f":"IF(I3152=\"w\",INDEX(ID!$L$8:$L$31,FBR!$D3152+1)*INDEX(ID!$L$35:$L$46,$B3152),0)","v":0},{"$f":"IF(I3152=\"h\",INDEX(ID!$M$8:$M$31,FBR!$D3152+1)*INDEX(ID!$M$35:$M$46,$B3152),0)","v":50},{"$f":"IF(I3152=\"w\",INDEX(ID!$N$8:$N$31,FBR!$D3152+1)*INDEX(ID!$N$35:$N$46,$B3152),0)","v":0},null,29.529981133623163,0,0,0]
[3145,5,12,0,132,19,"2014-05-12",2,"h",null,{"$f":"IF(I3155=\"h\",INDEX(ID!$K$8:$K$31,FBR!$D3155+1)*INDEX(ID!$K$35:$K$46,$B3155),0)","v":35},{"$f":"IF(I3155=\"w\",INDEX(ID!$L$8:$L$31,FBR!$D3155+1)*INDEX(ID!$L$35:$L$46,$B3155),0)","v":0},{"$f":"IF(I3155=\"h\",INDEX(ID!$M$8:$M$31,FBR!$D3155+1)*INDEX(ID!$M$35:$M$46,$B3155),0)","v":35},{"$f":"IF(I3155=\"w\",INDEX(ID!$N$8:$N$31,FBR!$D3155+1)*INDEX(ID!$N$35:$N$46,$B3155),0)","v":0},null,20.670986793536215,0,0,0]
[3146,5,12,1,132,19,"2014-05-12",2,"h",null,{"$f":"IF(I3156=\"h\",INDEX(ID!$K$8:$K$31,FBR!$D3156+1)*INDEX(ID!$K$35:$K$46,$B3156),0)","v":30},{"$f":"IF(I3156=\"w\",INDEX(ID!$L$8:$L$31,FBR!$D3156+1)*INDEX(ID!$L$35:$L$46,$B3156),0)","v":0},{"$f":"IF(I3156=\"h\",INDEX(ID!$M$8:$M$31,FBR!$D3156+1)*INDEX(ID!$M$35:$M$46,$B3156),0)","v":30},{"$f":"IF(I3156=\"w\",INDEX(ID!$N$8:$N$31,FBR!$D3156+1)*INDEX(ID!$N$35:$N$46,$B3156),0)","v":0},null,17.717988680173899,0,0,0]
[3149,5,12,4,132,19,"2014-05-12",2,"h",null,{"$f":"IF(I3159=\"h\",INDEX(ID!$K$8:$K$31,FBR!$D3159+1)*INDEX(ID!$K$35:$K$46,$B3159),0)","v":27},{"$f":"IF(I3159=\"w\",INDEX(ID!$L$8:$L$31,FBR!$D3159+1)*INDEX(ID!$L$35:$L$46,$B3159),0)","v":0},{"$f":"IF(I3159=\"h\",INDEX(ID!$M$8:$M$31,FBR!$D3159+1)*INDEX(ID!$M$35:$M$46,$B3159),0)","v":27},{"$f":"IF(I3159=\"w\",INDEX(ID!$N$8:$N$31,FBR!$D3159+1)*INDEX(ID!$N$35:$N$46,$B3159),0)","v":0},null,15.94618981215651,0,0,0]
[3152,5,12,7,132,19,"2014-05-12",2,"h",null,{"$f":"IF(I3162=\"h\",INDEX(ID!$K$8:$K$31,FBR!$D3162+1)*INDEX(ID!$K$35:$K$46,$B3162),0)","v":32},{"$f":"IF(I3162=\"w\",INDEX(ID!$L$8:$L$31,FBR!$D3162+1)*INDEX(ID!$L$35:$L$46,$B3162),0)","v":0},{"$f":"IF(I3162=\"h\",INDEX(ID!$M$8:$M$31,FBR!$D3162+1)*INDEX(ID!$M$35:$M$46,$B3162),0)","v":32},{"$f":"IF(I3162=\"w\",INDEX(ID!$N$8:$N$31,FBR!$D3162+1)*INDEX(ID!$N$35:$N$46,$B3162),0)","v":0},null,18.899187925518824,0,0,0]
[3156,5,12,11,132,19,"2014-05-12",2,"h",null,{"$f":"IF(I3166=\"h\",INDEX(ID!$K$8:$K$31,FBR!$D3166+1)*INDEX(ID!$K$35:$K$46,$B3166),0)","v":42},{"$f":"IF(I3166=\"w\",INDEX(ID!$L$8:$L$31,FBR!$D3166+1)*INDEX(ID!$L$35:$L$46,$B3166),0)","v":0},{"$f":"IF(I3166=\"h\",INDEX(ID!$M$8:$M$31,FBR!$D3166+1)*INDEX(ID!$M$35:$M$46,$B3166),0)","v":42},{"$f":"IF(I3166=\"w\",INDEX(ID!$N$8:$N$31,FBR!$D3166+1)*INDEX(ID!$N$35:$N$46,$B3166),0)","v":0},null,24.805184152243459,0,0,0]
[3158,5,12,13,132,19,"2014-05-12",2,"h",null,{"$f":"IF(I3168=\"h\",INDEX(ID!$K$8:$K$31,FBR!$D3168+1)*INDEX(ID!$K$35:$K$46,$B3168),0)","v":44},{"$f":"IF(I3168=\"w\",INDEX(ID!$L$8:$L$31,FBR!$D3168+1)*INDEX(ID!$L$35:$L$46,$B3168),0)","v":0},{"$f":"IF(I3168=\"h\",INDEX(ID!$M$8:$M$31,FBR!$D3168+1)*INDEX(ID!$M$35:$M$46,$B3168),0)","v":44},{"$f":"IF(I3168=\"w\",INDEX(ID!$N$8:$N$31,FBR!$D3168+1)*INDEX(ID!$N$35:$N$46,$B3168),0)","v":0},null,25.986383397588384,0,0,0]
[3164,5,12,19,132,19,"2014-05-12",2,"h",null,{"$f":"IF(I3174=\"h\",INDEX(ID!$K$8:$K$31,FBR!$D3174+1)*INDEX(ID!$K$35:$K$46,$B3174),0)","v":60},{"$f":"IF(I3174=\"w\",INDEX(ID!$L$8:$L$31,FBR!$D3174+1)*INDEX(ID!$L$35:$L$46,$B3174),0)","v":0},{"$f":"IF(I3174=\"h\",INDEX(ID!$M$8:$M$31,FBR!$D3174+1)*INDEX(ID!$M$35:$M$46,$B3174),0)","v":60},{"$f":"IF(I3174=\"w\",INDEX(ID!$N$8:$N$31,FBR!$D3174+1)*INDEX(ID!$N$35:$N$46,$B3174),0)","v":0},null,35.435977360347799,0,0,0]
[3167,5,12,22,132,19,"2014-05-12",2,"h",null,{"$f":"IF(I3177=\"h\",INDEX(ID!$K$8:$K$31,FBR!$D3177+1)*INDEX(ID!$K$35:$K$46,$B3177),0)","v":45},{"$f":"IF(I3177=\"w\",INDEX(ID!$L$8:$L$31,FBR!$D3177+1)*INDEX(ID!$L$35:$L$46,$B3177),0)","v":0},{"$f":"IF(I3177=\"h\",INDEX(ID!$M$8:$M$31,FBR!$D3177+1)*INDEX(ID!$M$35:$M$46,$B3177),0)","v":45},{"$f":"IF(I3177=\"w\",INDEX(ID!$N$8:$N$31,FBR!$D3177+1)*INDEX(ID!$N$35:$N$46,$B3177),0)","v":0},null,26.576983020260847,0,0,0]
[3170,5,13,1,133,19,"2014-05-13",3,"h",null,{"$f":"IF(I3180=\"h\",INDEX(ID!$K$8:$K$31,FBR!$D3180+1)*INDEX(ID!$K$35:$K$46,$B3180),0)","v":30},{"$f":"IF(I3180=\"w\",INDEX(ID!$L$8:$L$31,FBR!$D3180+1)*INDEX(ID!$L$35:$L$46,$B3180),0)","v":0},{"$f":"IF(I3180=\"h\",INDEX(ID!$M$8:$M$31,FBR!$D3180+1)*INDEX(ID!$M$35:$M$46,$B3180),0)","v":30},{"$f":"IF(I3180=\"w\",INDEX(ID!$N$8:$N$31,FBR!$D3180+1)*INDEX(ID!$N$35:$N$46,$B3180),0)","v":0},null,17.717988680173899,0,0,0]
[3171,5,13,2,133,19,"2014-05-13",3,"h",null,{"$f":"IF(I3181=\"h\",INDEX(ID!$K$8:$K$31,FBR!$D3181+1)*INDEX(ID!$K$35:$K$46,$B3181),0)","v":28},{"$f":"IF(I3181=\"w\",INDEX(ID!$L$8:$L$31,FBR!$D3181+1)*INDEX(ID!$L$35:$L$46,$B3181),0)","v":0},{"$f":"IF(I3181=\"h\",INDEX(ID!$M$8:$M$31,FBR!$D3181+1)*INDEX(ID!$M$35:$M$46,$B3181),0)","v":28},{"$f":"IF(I3181=\"w\",INDEX(ID!$N$8:$N$31,FBR!$D3181+1)*INDEX(ID!$N$35:$N$46,$B3181),0)","v":0},null,16.536789434828972,0,0,0]
[3174,5,13,5,133,19,"2014-05-13",3,"h",null,{"$f":"IF(I3184=\"h\",INDEX(ID!$K$8:$K$31,FBR!$D3184+1)*INDEX(ID!$K$35:$K$46,$B3184),0)","v":27},{"$f":"IF(I3184=\"w\",INDEX(ID!$L$8:$L$31,FBR!$D3184+1)*INDEX(ID!$L$35:$L$46,$B3184),0)","v":0},{"$f":"IF(I3184=\"h\",INDEX(ID!$M$8:$M$31,FBR!$D3184+1)*INDEX(ID!$M$35:$M$46,$B3184),0)","v":27},{"$f":"IF(I3184=\"w\",INDEX(ID!$N$8:$N$31,FBR!$D3184+1)*INDEX(ID!$N$35:$N$46,$B3184),0)","v":0},null,15.94618981215651,0,0,0]
[3178,5,13,9,133,{"$f":"F3020+1","v":19},"2014-05-13",3,"h",null,{"$f":"IF(I3188=\"h\",INDEX(ID!$K$8:$K$31,FBR!$D3188+1)*INDEX(ID!$K$35:$K$46,$B3188),0)","v":38},{"$f":"IF(I3188=\"w\",INDEX(ID!$L$8:$L$31,FBR!$D3188+1)*INDEX(ID!$L$35:$L$46,$B3188),0)","v":0},{"$f":"IF(I3188=\"h\",INDEX(ID!$M$8:$M$31,FBR!$D3188+1)*INDEX(ID!$M$35:$M$46,$B3188),0)","v":38},{"$f":"IF(I3188=\"w\",INDEX(ID!$N$8:$N$31,FBR!$D3188+1)*INDEX(ID!$N$35:$N$46,$B3188),0)","v":0},null,22.442785661553604,0,0,0]
[3183,5,13,14,133,19,"2014-05-13",3,"h",null,{"$f":"IF(I3193=\"h\",INDEX(ID!$K$8:$K$31,FBR!$D3193+1)*INDEX(ID!$K$35:$K$46,$B3193),0)","v":47},{"$f":"IF(I3193=\"w\",INDEX(ID!$L$8:$L$31,FBR!$D3193+1)*INDEX(ID!$L$35:$L$46,$B3193),0)","v":0},{"$f":"IF(I3193=\"h\",INDEX(ID!$M$8:$M$31,FBR!$D3193+1)*INDEX(ID!$M$35:$M$46,$B3193),0)","v":47},{"$f":"IF(I3193=\"w\",INDEX(ID!$N$8:$N$31,FBR!$D3193+1)*INDEX(ID!$N$35:$N$46,$B3193),0)","v":0},null,27.758182265605775,0,0,0]
[3185,5,13,16,133,19,"2014-05-13",3,"h",null,{"$f":"IF(I3195=\"h\",INDEX(ID!$K$8:$K$31,FBR!$D3195+1)*INDEX(ID!$K$35:$K$46,$B3195),0)","v":53},{"$f":"IF(I3195=\"w\",INDEX(ID!$L$8:$L$31,FBR!$D3195+1)*INDEX(ID!$L$35:$L$46,$B3195),0)","v":0},{"$f":"IF(I3195=\"h\",INDEX(ID!$M$8:$M$31,FBR!$D3195+1)*INDEX(ID!$M$35:$M$46,$B3195),0)","v":53},{"$f":"IF(I3195=\"w\",INDEX(ID!$N$8:$N$31,FBR!$D3195+1)*INDEX(ID!$N$35:$N$46,$B3195),0)","v":0},null,31.301780001640555,0,0,0]
[3189,5,13,20,133,19,"2014-05-13",3,"h",null,{"$f":"IF(I3199=\"h\",INDEX(ID!$K$8:$K$31,FBR!$D3199+1)*INDEX(ID!$K$35:$K$46,$B3199),0)","v":53},{"$f":"IF(I3199=\"w\",INDEX(ID!$L$8:$L$31,FBR!$D3199+1)*INDEX(ID!$L$35:$L$46,$B3199),0)","v":0},{"$f":"IF(I3199=\"h\",INDEX(ID!$M$8:$M$31,FBR!$D3199+1)*INDEX(ID!$M$35:$M$46,$B3199),0)","v":53},{"$f":"IF(I3199=\"w\",INDEX(ID!$N$8:$N$31,FBR!$D3199+1)*INDEX(ID!$N$35:$N$46,$B3199),0)","v":0},null,31.301780001640555,0,0,0]
[3192,5,13,23,133,19,"2014-05-13",3,"h",null,{"$f":"IF(I3202=\"h\",INDEX(ID!$K$8:$K$31,FBR!$D3202+1)*INDEX(ID!$K$35:$K$46,$B3202),0)","v":40},{"$f":"IF(I3202=\"w\",INDEX(ID!$L$8:$L$31,FBR!$D3202+1)*INDEX(ID!$L$35:$L$46,$B3202),0)","v":0},{"$f":"IF(I3202=\"h\",INDEX(ID!$M$8:$M$31,FBR!$D3202+1)*INDEX(ID!$M$35:$M$46,$B3202),0)","v":40},{"$f":"IF(I3202=\"w\",INDEX(ID!$N$8:$N$31,FBR!$D3202+1)*INDEX(ID!$N$35:$N$46,$B3202),0)","v":0},null,23.623984906898531,0,0,0]
[3195,5,14,2,134,20,"2014-05-14",4,"h",null,{"$f":"IF(I3205=\"h\",INDEX(ID!$K$8:$K$31,FBR!$D3205+1)*INDEX(ID!$K$35:$K$46,$B3205),0)","v":28},{"$f":"IF(I3205=\"w\",INDEX(ID!$L$8:$L$31,FBR!$D3205+1)*INDEX(ID!$L$35:$L$46,$B3205),0)","v":0},{"$f":"IF(I3205=\"h\",INDEX(ID!$M$8:$M$31,FBR!$D3205+1)*INDEX(ID!$M$35:$M$46,$B3205),0)","v":28},{"$f":"IF(I3205=\"w\",INDEX(ID!$N$8:$N$31,FBR!$D3205+1)*INDEX(ID!$N$35:$N$46,$B3205),0)","v":0},null,16.536789434828972,0,0,0]
[3196,5,14,3,134,20,"2014-05-14",4,"h",null,{"$f":"IF(I3206=\"h\",INDEX(ID!$K$8:$K$31,FBR!$D3206+1)*INDEX(ID!$K$35:$K$46,$B3206),0)","v":27},{"$f":"IF(I3206=\"w\",INDEX(ID!$L$8:$L$31,FBR!$D3206+1)*INDEX(ID!$L$35:$L$46,$B3206),0)","v":0},{"$f":"IF(I3206=\"h\",INDEX(ID!$M$8:$M$31,FBR!$D3206+1)*INDEX(ID!$M$35:$M$46,$B3206),0)","v":27},{"$f":"IF(I3206=\"w\",INDEX(ID!$N$8:$N$31,FBR!$D3206+1)*INDEX(ID!$N$35:$N$46,$B3206),0)","v":0},null,15.94618981215651,0,0,0]
[3199,5,14,6,134,20,"2014-05-14",4,"h",null,{"$f":"IF(I3209=\"h\",INDEX(ID!$K$8:$K$31,FBR!$D3209+1)*INDEX(ID!$K$35:$K$46,$B3209),0)","v":29},{"$f":"IF(I3209=\"w\",INDEX(ID!$L$8:$L$31,FBR!$D3209+1)*INDEX(ID!$L$35:$L$46,$B3209),0)","v":0},{"$f":"IF(I3209=\"h\",INDEX(ID!$M$8:$M$31,FBR!$D3209+1)*INDEX(ID!$M$35:$M$46,$B3209),0)","v":29},{"$f":"IF(I3209=\"w\",INDEX(ID!$N$8:$N$31,FBR!$D3209+1)*INDEX(ID!$N$35:$N$46,$B3209),0)","v":0},null,17.127389057501436,0,0,0]
[3204,5,14,11,134,20,"2014-05-14",4,"h",null,{"$f":"IF(I3214=\"h\",INDEX(ID!$K$8:$K$31,FBR!$D3214+1)*INDEX(ID!$K$35:$K$46,$B3214),0)","v":42},{"$f":"IF(I3214=\"w\",INDEX(ID!$L$8:$L$31,FBR!$D3214+1)*INDEX(ID!$L$35:$L$46,$B3214),0)","v":0},{"$f":"IF(I3214=\"h\",INDEX(ID!$M$8:$M$31,FBR!$D3214+1)*INDEX(ID!$M$35:$M$46,$B3214),0)","v":42},{"$f":"IF(I3214=\"w\",INDEX(ID!$N$8:$N$31,FBR!$D3214+1)*INDEX(ID!$N$35:$N$46,$B3214),0)","v":0},null,24.805184152243459,0,0,0]
[3207,5,14,14,134,20,"2014-05-14",4,"h",null,{"$f":"IF(I3217=\"h\",INDEX(ID!$K$8:$K$31,FBR!$D3217+1)*INDEX(ID!$K$35:$K$46,$B3217),0)","v":47},{"$f":"IF(I3217=\"w\",INDEX(ID!$L$8:$L$31,FBR!$D3217+1)*INDEX(ID!$L$35:$L$46,$B3217),0)","v":0},{"$f":"IF(I3217=\"h\",INDEX(ID!$M$8:$M$31,FBR!$D3217+1)*INDEX(ID!$M$35:$M$46,$B3217),0)","v":47},{"$f":"IF(I3217=\"w\",INDEX(ID!$N$8:$N$31,FBR!$D3217+1)*INDEX(ID!$N$35:$N$46,$B3217),0)","v":0},null,27.758182265605775,0,0,0]
[3210,5,14,17,134,20,"2014-05-14",4,"h",null,{"$f":"IF(I3220=\"h\",INDEX(ID!$K$8:$K$31,FBR!$D3220+1)*INDEX(ID!$K$35:$K$46,$B3220),0)","v":62},{"$f":"IF(I3220=\"w\",INDEX(ID!$L$8:$L$31,FBR!$D3220+1)*INDEX(ID!$L$35:$L$46,$B3220),0)","v":0},{"$f":"IF(I3220=\"h\",INDEX(ID!$M$8:$M$31,FBR!$D3220+1)*INDEX(ID!$M$35:$M$46,$B3220),0)","v":62},{"$f":"IF(I3220=\"w\",INDEX(ID!$N$8:$N$31,FBR!$D3220+1)*INDEX(ID!$N$35:$N$46,$B3220),0)","v":0},null,36.617176605692727,0,0,0]
[3214,5,14,21,134,20,"2014-05-14",4,"h",null,{"$f":"IF(I3224=\"h\",INDEX(ID!$K$8:$K$31,FBR!$D3224+1)*INDEX(ID!$K$35:$K$46,$B3224),0)","v":50},{"$f":"IF(I3224=\"w\",INDEX(ID!$L$8:$L$31,FBR!$D3224+1)*INDEX(ID!$L$35:$L$46,$B3224),0)","v":0},{"$f":"IF(I3224=\"h\",INDEX(ID!$M$8:$M$31,FBR!$D3224+1)*INDEX(ID!$M$35:$M$46,$B3224),0)","v":50},{"$f":"IF(I3224=\"w\",INDEX(ID!$N$8:$N$31,FBR!$D3224+1)*INDEX(ID!$N$35:$N$46,$B3224),0)","v":0},null,29.529981133623163,0,0,0]
[3217,5,15,0,135,20,"2014-05-15",5,"h",null,{"$f":"IF(I3227=\"h\",INDEX(ID!$K$8:$K$31,FBR!$D3227+1)*INDEX(ID!$K$35:$K$46,$B3227),0)","v":35},{"$f":"IF(I3227=\"w\",INDEX(ID!$L$8:$L$31,FBR!$D3227+1)*INDEX(ID!$L$35:$L$46,$B3227),0)","v":0},{"$f":"IF(I3227=\"h\",INDEX(ID!$M$8:$M$31,FBR!$D3227+1)*INDEX(ID!$M$35:$M$46,$B3227),0)","v":35},{"$f":"IF(I3227=\"w\",INDEX(ID!$N$8:$N$31,FBR!$D3227+1)*INDEX(ID!$N$35:$N$46,$B3227),0)","v":0},null,20.670986793536215,0,0,0]
[3220,5,15,3,135,20,"2014-05-15",5,"h",null,{"$f":"IF(I3230=\"h\",INDEX(ID!$K$8:$K$31,FBR!$D3230+1)*INDEX(ID!$K$35:$K$46,$B3230),0)","v":27},{"$f":"IF(I3230=\"w\",INDEX(ID!$L$8:$L$31,FBR!$D3230+1)*INDEX(ID!$L$35:$L$46,$B3230),0)","v":0},{"$f":"IF(I3230=\"h\",INDEX(ID!$M$8:$M$31,FBR!$D3230+1)*INDEX(ID!$M$35:$M$46,$B3230),0)","v":27},{"$f":"IF(I3230=\"w\",INDEX(ID!$N$8:$N$31,FBR!$D3230+1)*INDEX(ID!$N$35:$N$46,$B3230),0)","v":0},null,15.94618981215651,0,0,0]
[3221,5,15,4,135,20,"2014-05-15",5,"h",null,{"$f":"IF(I3231=\"h\",INDEX(ID!$K$8:$K$31,FBR!$D3231+1)*INDEX(ID!$K$35:$K$46,$B3231),0)","v":27},{"$f":"IF(I3231=\"w\",INDEX(ID!$L$8:$L$31,FBR!$D3231+1)*INDEX(ID!$L$35:$L$46,$B3231),0)","v":0},{"$f":"IF(I3231=\"h\",INDEX(ID!$M$8:$M$31,FBR!$D3231+1)*INDEX(ID!$M$35:$M$46,$B3231),0)","v":27},{"$f":"IF(I3231=\"w\",INDEX(ID!$N$8:$N$31,FBR!$D3231+1)*INDEX(ID!$N$35:$N$46,$B3231),0)","v":0},null,15.94618981215651,0,0,0]
[3225,5,15,8,135,20,"2014-05-15",5,"h",null,{"$f":"IF(I3235=\"h\",INDEX(ID!$K$8:$K$31,FBR!$D3235+1)*INDEX(ID!$K$35:$K$46,$B3235),0)","v":35},{"$f":"IF(I3235=\"w\",INDEX(ID!$L$8:$L$31,FBR!$D3235+1)*INDEX(ID!$L$35:$L$46,$B3235),0)","v":0},{"$f":"IF(I3235=\"h\",INDEX(ID!$M$8:$M$31,FBR!$D3235+1)*INDEX(ID!$M$35:$M$46,$B3235),0)","v":35},{"$f":"IF(I3235=\"w\",INDEX(ID!$N$8:$N$31,FBR!$D3235+1)*INDEX(ID!$N$35:$N$46,$B3235),0)","v":0},null,20.670986793536215,0,0,0]
[3229,5,15,12,135,20,"2014-05-15",5,"h",null,{"$f":"IF(I3239=\"h\",INDEX(ID!$K$8:$K$31,FBR!$D3239+1)*INDEX(ID!$K$35:$K$46,$B3239),0)","v":43},{"$f":"IF(I3239=\"w\",INDEX(ID!$L$8:$L$31,FBR!$D3239+1)*INDEX(ID!$L$35:$L$46,$B3239),0)","v":0},{"$f":"IF(I3239=\"h\",INDEX(ID!$M$8:$M$31,FBR!$D3239+1)*INDEX(ID!$M$35:$M$46,$B3239),0)","v":43},{"$f":"IF(I3239=\"w\",INDEX(ID!$N$8:$N$31,FBR!$D3239+1)*INDEX(ID!$N$35:$N$46,$B3239),0)","v":0},null,25.395783774915923,0,0,0]
[3232,5,15,15,135,20,"2014-05-15",5,"h",null,{"$f":"IF(I3242=\"h\",INDEX(ID!$K$8:$K$31,FBR!$D3242+1)*INDEX(ID!$K$35:$K$46,$B3242),0)","v":50},{"$f":"IF(I3242=\"w\",INDEX(ID!$L$8:$L$31,FBR!$D3242+1)*INDEX(ID!$L$35:$L$46,$B3242),0)","v":0},{"$f":"IF(I3242=\"h\",INDEX(ID!$M$8:$M$31,FBR!$D3242+1)*INDEX(ID!$M$35:$M$46,$B3242),0)","v":50},{"$f":"IF(I3242=\"w\",INDEX(ID!$N$8:$N$31,FBR!$D3242+1)*INDEX(ID!$N$35:$N$46,$B3242),0)","v":0},null,29.529981133623163,0,0,0]
[3235,5,15,18,135,20,"2014-05-15",5,"h",null,{"$f":"IF(I3245=\"h\",INDEX(ID!$K$8:$K$31,FBR!$D3245+1)*INDEX(ID!$K$35:$K$46,$B3245),0)","v":65},{"$f":"IF(I3245=\"w\",INDEX(ID!$L$8:$L$31,FBR!$D3245+1)*INDEX(ID!$L$35:$L$46,$B3245),0)","v":0},{"$f":"IF(I3245=\"h\",INDEX(ID!$M$8:$M$31,FBR!$D3245+1)*INDEX(ID!$M$35:$M$46,$B3245),0)","v":65},{"$f":"IF(I3245=\"w\",INDEX(ID!$N$8:$N$31,FBR!$D3245+1)*INDEX(ID!$N$35:$N$46,$B3245),0)","v":0},null,38.388975473710111,0,0,0]
[3239,5,15,22,135,20,"2014-05-15",5,"h",null,{"$f":"IF(I3249=\"h\",INDEX(ID!$K$8:$K$31,FBR!$D3249+1)*INDEX(ID!$K$35:$K$46,$B3249),0)","v":45},{"$f":"IF(I3249=\"w\",INDEX(ID!$L$8:$L$31,FBR!$D3249+1)*INDEX(ID!$L$35:$L$46,$B3249),0)","v":0},{"$f":"IF(I3249=\"h\",INDEX(ID!$M$8:$M$31,FBR!$D3249+1)*INDEX(ID!$M$35:$M$46,$B3249),0)","v":45},{"$f":"IF(I3249=\"w\",INDEX(ID!$N$8:$N$31,FBR!$D3249+1)*INDEX(ID!$N$35:$N$46,$B3249),0)","v":0},null,26.576983020260847,0,0,0]
[3242,5,16,1,136,{"$f":"F3084+1","v":20},"2014-05-16",6,"w",null,{"$f":"IF(I3252=\"h\",INDEX(ID!$K$8:$K$31,FBR!$D3252+1)*INDEX(ID!$K$35:$K$46,$B3252),0)","v":0},{"$f":"IF(I3252=\"w\",INDEX(ID!$L$8:$L$31,FBR!$D3252+1)*INDEX(ID!$L$35:$L$46,$B3252),0)","v":30},{"$f":"IF(I3252=\"h\",INDEX(ID!$M$8:$M$31,FBR!$D3252+1)*INDEX(ID!$M$35:$M$46,$B3252),0)","v":0},{"$f":"IF(I3252=\"w\",INDEX(ID!$N$8:$N$31,FBR!$D3252+1)*INDEX(ID!$N$35:$N$46,$B3252),0)","v":30},null,0,17.717988680173899,0,0]
[3246,5,16,5,136,20,"2014-05-16",6,"w",null,{"$f":"IF(I3256=\"h\",INDEX(ID!$K$8:$K$31,FBR!$D3256+1)*INDEX(ID!$K$35:$K$46,$B3256),0)","v":0},{"$f":"IF(I3256=\"w\",INDEX(ID!$L$8:$L$31,FBR!$D3256+1)*INDEX(ID!$L$35:$L$46,$B3256),0)","v":27},{"$f":"IF(I3256=\"h\",INDEX(ID!$M$8:$M$31,FBR!$D3256+1)*INDEX(ID!$M$35:$M$46,$B3256),0)","v":0},{"$f":"IF(I3256=\"w\",INDEX(ID!$N$8:$N$31,FBR!$D3256+1)*INDEX(ID!$N$35:$N$46,$B3256),0)","v":27},null,0,15.94618981215651,0,0]
[3247,5,16,6,136,20,"2014-05-16",6,"w",null,{"$f":"IF(I3257=\"h\",INDEX(ID!$K$8:$K$31,FBR!$D3257+1)*INDEX(ID!$K$35:$K$46,$B3257),0)","v":0},{"$f":"IF(I3257=\"w\",INDEX(ID!$L$8:$L$31,FBR!$D3257+1)*INDEX(ID!$L$35:$L$46,$B3257),0)","v":29},{"$f":"IF(I3257=\"h\",INDEX(ID!$M$8:$M$31,FBR!$D3257+1)*INDEX(ID!$M$35:$M$46,$B3257),0)","v":0},{"$f":"IF(I3257=\"w\",INDEX(ID!$N$8:$N$31,FBR!$D3257+1)*INDEX(ID!$N$35:$N$46,$B3257),0)","v":29},null,0,17.127389057501436,0,0]
[3250,5,16,9,136,20,"2014-05-16",6,"w",null,{"$f":"IF(I3260=\"h\",INDEX(ID!$K$8:$K$31,FBR!$D3260+1)*INDEX(ID!$K$35:$K$46,$B3260),0)","v":0},{"$f":"IF(I3260=\"w\",INDEX(ID!$L$8:$L$31,FBR!$D3260+1)*INDEX(ID!$L$35:$L$46,$B3260),0)","v":38},{"$f":"IF(I3260=\"h\",INDEX(ID!$M$8:$M$31,FBR!$D3260+1)*INDEX(ID!$M$35:$M$46,$B3260),0)","v":0},{"$f":"IF(I3260=\"w\",INDEX(ID!$N$8:$N$31,FBR!$D3260+1)*INDEX(ID!$N$35:$N$46,$B3260),0)","v":38},null,0,22.442785661553604,0,0]
[3254,5,16,13,136,20,"2014-05-16",6,"w",null,{"$f":"IF(I3264=\"h\",INDEX(ID!$K$8:$K$31,FBR!$D3264+1)*INDEX(ID!$K$35:$K$46,$B3264),0)","v":0},{"$f":"IF(I3264=\"w\",INDEX(ID!$L$8:$L$31,FBR!$D3264+1)*INDEX(ID!$L$35:$L$46,$B3264),0)","v":44},{"$f":"IF(I3264=\"h\",INDEX(ID!$M$8:$M$31,FBR!$D3264+1)*INDEX(ID!$M$35:$M$46,$B3264),0)","v":0},{"$f":"IF(I3264=\"w\",INDEX(ID!$N$8:$N$31,FBR!$D3264+1)*INDEX(ID!$N$35:$N$46,$B3264),0)","v":44},null,0,25.986383397588384,0,0]
[3257,5,16,16,136,20,"2014-05-16",6,"w",null,{"$f":"IF(I3267=\"h\",INDEX(ID!$K$8:$K$31,FBR!$D3267+1)*INDEX(ID!$K$35:$K$46,$B3267),0)","v":0},{"$f":"IF(I3267=\"w\",INDEX(ID!$L$8:$L$31,FBR!$D3267+1)*INDEX(ID!$L$35:$L$46,$B3267),0)","v":53},{"$f":"IF(I3267=\"h\",INDEX(ID!$M$8:$M$31,FBR!$D3267+1)*INDEX(ID!$M$35:$M$46,$B3267),0)","v":0},{"$f":"IF(I3267=\"w\",INDEX(ID!$N$8:$N$31,FBR!$D3267+1)*INDEX(ID!$N$35:$N$46,$B3267),0)","v":53},null,0,31.301780001640555,0,0]
[3260,5,16,19,136,20,"2014-05-16",6,"w",null,{"$f":"IF(I3270=\"h\",INDEX(ID!$K$8:$K$31,FBR!$D3270+1)*INDEX(ID!$K$35:$K$46,$B3270),0)","v":0},{"$f":"IF(I3270=\"w\",INDEX(ID!$L$8:$L$31,FBR!$D3270+1)*INDEX(ID!$L$35:$L$46,$B3270),0)","v":60},{"$f":"IF(I3270=\"h\",INDEX(ID!$M$8:$M$31,FBR!$D3270+1)*INDEX(ID!$M$35:$M$46,$B3270),0)","v":0},{"$f":"IF(I3270=\"w\",INDEX(ID!$N$8:$N$31,FBR!$D3270+1)*INDEX(ID!$N$35:$N$46,$B3270),0)","v":60},null,0,35.435977360347799,0,0]
[3264,5,16,23,136,20,"2014-05-16",6,"w",null,{"$f":"IF(I3274=\"h\",INDEX(ID!$K$8:$K$31,FBR!$D3274+1)*INDEX(ID!$K$35:$K$46,$B3274),0)","v":0},{"$f":"IF(I3274=\"w\",INDEX(ID!$L$8:$L$31,FBR!$D3274+1)*INDEX(ID!$L$35:$L$46,$B3274),0)","v":40},{"$f":"IF(I3274=\"h\",INDEX(ID!$M$8:$M$31,FBR!$D3274+1)*INDEX(ID!$M$35:$M$46,$B3274),0)","v":0},{"$f":"IF(I3274=\"w\",INDEX(ID!$N$8:$N$31,FBR!$D3274+1)*INDEX(ID!$N$35:$N$46,$B3274),0)","v":40},null,0,23.623984906898531,0,0]
[3267,5,17,2,137,20,"2014-05-17",7,"w",null,{"$f":"IF(I3277=\"h\",INDEX(ID!$K$8:$K$31,FBR!$D3277+1)*INDEX(ID!$K$35:$K$46,$B3277),0)","v":0},{"$f":"IF(I3277=\"w\",INDEX(ID!$L$8:$L$31,FBR!$D3277+1)*INDEX(ID!$L$35:$L$46,$B3277),0)","v":28},{"$f":"IF(I3277=\"h\",INDEX(ID!$M$8:$M$31,FBR!$D3277+1)*INDEX(ID!$M$35:$M$46,$B3277),0)","v":0},{"$f":"IF(I3277=\"w\",INDEX(ID!$N$8:$N$31,FBR!$D3277+1)*INDEX(ID!$N$35:$N$46,$B3277),0)","v":28},null,0,16.536789434828972,0,0]
[3269,5,17,4,137,20,"2014-05-17",7,"w",null,{"$f":"IF(I3279=\"h\",INDEX(ID!$K$8:$K$31,FBR!$D3279+1)*INDEX(ID!$K$35:$K$46,$B3279),0)","v":0},{"$f":"IF(I3279=\"w\",INDEX(ID!$L$8:$L$31,FBR!$D3279+1)*INDEX(ID!$L$35:$L$46,$B3279),0)","v":27},{"$f":"IF(I3279=\"h\",INDEX(ID!$M$8:$M$31,FBR!$D3279+1)*INDEX(ID!$M$35:$M$46,$B3279),0)","v":0},{"$f":"IF(I3279=\"w\",INDEX(ID!$N$8:$N$31,FBR!$D3279+1)*INDEX(ID!$N$35:$N$46,$B3279),0)","v":27},null,0,15.94618981215651,0,0]
[3272,5,17,7,137,20,"2014-05-17",7,"w",null,{"$f":"IF(I3282=\"h\",INDEX(ID!$K$8:$K$31,FBR!$D3282+1)*INDEX(ID!$K$35:$K$46,$B3282),0)","v":0},{"$f":"IF(I3282=\"w\",INDEX(ID!$L$8:$L$31,FBR!$D3282+1)*INDEX(ID!$L$35:$L$46,$B3282),0)","v":32},{"$f":"IF(I3282=\"h\",INDEX(ID!$M$8:$M$31,FBR!$D3282+1)*INDEX(ID!$M$35:$M$46,$B3282),0)","v":0},{"$f":"IF(I3282=\"w\",INDEX(ID!$N$8:$N$31,FBR!$D3282+1)*INDEX(ID!$N$35:$N$46,$B3282),0)","v":32},null,0,18.899187925518824,0,0]
[3275,5,17,10,137,20,"2014-05-17",7,"w",null,{"$f":"IF(I3285=\"h\",INDEX(ID!$K$8:$K$31,FBR!$D3285+1)*INDEX(ID!$K$35:$K$46,$B3285),0)","v":0},{"$f":"IF(I3285=\"w\",INDEX(ID!$L$8:$L$31,FBR!$D3285+1)*INDEX(ID!$L$35:$L$46,$B3285),0)","v":40},{"$f":"IF(I3285=\"h\",INDEX(ID!$M$8:$M$31,FBR!$D3285+1)*INDEX(ID!$M$35:$M$46,$B3285),0)","v":0},{"$f":"IF(I3285=\"w\",INDEX(ID!$N$8:$N$31,FBR!$D3285+1)*INDEX(ID!$N$35:$N$46,$B3285),0)","v":40},null,0,23.623984906898531,0,0]
[3279,5,17,14,137,20,"2014-05-17",7,"w",null,{"$f":"IF(I3289=\"h\",INDEX(ID!$K$8:$K$31,FBR!$D3289+1)*INDEX(ID!$K$35:$K$46,$B3289),0)","v":0},{"$f":"IF(I3289=\"w\",INDEX(ID!$L$8:$L$31,FBR!$D3289+1)*INDEX(ID!$L$35:$L$46,$B3289),0)","v":47},{"$f":"IF(I3289=\"h\",INDEX(ID!$M$8:$M$31,FBR!$D3289+1)*INDEX(ID!$M$35:$M$46,$B3289),0)","v":0},{"$f":"IF(I3289=\"w\",INDEX(ID!$N$8:$N$31,FBR!$D3289+1)*INDEX(ID!$N$35:$N$46,$B3289),0)","v":47},null,0,27.758182265605775,0,0]
[3282,5,17,17,137,20,"2014-05-17",7,"w",null,{"$f":"IF(I3292=\"h\",INDEX(ID!$K$8:$K$31,FBR!$D3292+1)*INDEX(ID!$K$35:$K$46,$B3292),0)","v":0},{"$f":"IF(I3292=\"w\",INDEX(ID!$L$8:$L$31,FBR!$D3292+1)*INDEX(ID!$L$35:$L$46,$B3292),0)","v":62},{"$f":"IF(I3292=\"h\",INDEX(ID!$M$8:$M$31,FBR!$D3292+1)*INDEX(ID!$M$35:$M$46,$B3292),0)","v":0},{"$f":"IF(I3292=\"w\",INDEX(ID!$N$8:$N$31,FBR!$D3292+1)*INDEX(ID!$N$35:$N$46,$B3292),0)","v":62},null,0,36.617176605692727,0,0]
[3285,5,17,20,137,20,"2014-05-17",7,"w",null,{"$f":"IF(I3295=\"h\",INDEX(ID!$K$8:$K$31,FBR!$D3295+1)*INDEX(ID!$K$35:$K$46,$B3295),0)","v":0},{"$f":"IF(I3295=\"w\",INDEX(ID!$L$8:$L$31,FBR!$D3295+1)*INDEX(ID!$L$35:$L$46,$B3295),0)","v":53},{"$f":"IF(I3295=\"h\",INDEX(ID!$M$8:$M$31,FBR!$D3295+1)*INDEX(ID!$M$35:$M$46,$B3295),0)","v":0},{"$f":"IF(I3295=\"w\",INDEX(ID!$N$8:$N$31,FBR!$D3295+1)*INDEX(ID!$N$35:$N$46,$B3295),0)","v":53},null,0,31.301780001640555,0,0]
[3288,5,17,23,137,20,"2014-05-17",7,"w",null,{"$f":"IF(I3298=\"h\",INDEX(ID!$K$8:$K$31,FBR!$D3298+1)*INDEX(ID!$K$35:$K$46,$B3298),0)","v":0},{"$f":"IF(I3298=\"w\",INDEX(ID!$L$8:$L$31,FBR!$D3298+1)*INDEX(ID!$L$35:$L$46,$B3298),0)","v":40},{"$f":"IF(I3298=\"h\",INDEX(ID!$M$8:$M$31,FBR!$D3298+1)*INDEX(ID!$M$35:$M$46,$B3298),0)","v":0},{"$f":"IF(I3298=\"w\",INDEX(ID!$N$8:$N$31,FBR!$D3298+1)*INDEX(ID!$N$35:$N$46,$B3298),0)","v":40},null,0,23.623984906898531,0,0]
[3293,5,18,4,138,20,"2014-05-18",1,"h",null,{"$f":"IF(I3303=\"h\",INDEX(ID!$K$8:$K$31,FBR!$D3303+1)*INDEX(ID!$K$35:$K$46,$B3303),0)","v":27},{"$f":"IF(I3303=\"w\",INDEX(ID!$L$8:$L$31,FBR!$D3303+1)*INDEX(ID!$L$35:$L$46,$B3303),0)","v":0},{"$f":"IF(I3303=\"h\",INDEX(ID!$M$8:$M$31,FBR!$D3303+1)*INDEX(ID!$M$35:$M$46,$B3303),0)","v":27},{"$f":"IF(I3303=\"w\",INDEX(ID!$N$8:$N$31,FBR!$D3303+1)*INDEX(ID!$N$35:$N$46,$B3303),0)","v":0},null,15.94618981215651,0,0,0]
[3294,5,18,5,138,20,"2014-05-18",1,"h",null,{"$f":"IF(I3304=\"h\",INDEX(ID!$K$8:$K$31,FBR!$D3304+1)*INDEX(ID!$K$35:$K$46,$B3304),0)","v":27},{"$f":"IF(I3304=\"w\",INDEX(ID!$L$8:$L$31,FBR!$D3304+1)*INDEX(ID!$L$35:$L$46,$B3304),0)","v":0},{"$f":"IF(I3304=\"h\",INDEX(ID!$M$8:$M$31,FBR!$D3304+1)*INDEX(ID!$M$35:$M$46,$B3304),0)","v":27},{"$f":"IF(I3304=\"w\",INDEX(ID!$N$8:$N$31,FBR!$D3304+1)*INDEX(ID!$N$35:$N$46,$B3304),0)","v":0},null,15.94618981215651,0,0,0]
[3297,5,18,8,138,20,"2014-05-18",1,"h",null,{"$f":"IF(I3307=\"h\",INDEX(ID!$K$8:$K$31,FBR!$D3307+1)*INDEX(ID!$K$35:$K$46,$B3307),0)","v":35},{"$f":"IF(I3307=\"w\",INDEX(ID!$L$8:$L$31,FBR!$D3307+1)*INDEX(ID!$L$35:$L$46,$B3307),0)","v":0},{"$f":"IF(I3307=\"h\",INDEX(ID!$M$8:$M$31,FBR!$D3307+1)*INDEX(ID!$M$35:$M$46,$B3307),0)","v":35},{"$f":"IF(I3307=\"w\",INDEX(ID!$N$8:$N$31,FBR!$D3307+1)*INDEX(ID!$N$35:$N$46,$B3307),0)","v":0},null,20.670986793536215,0,0,0]
[3300,5,18,11,138,20,"2014-05-18",1,"h",null,{"$f":"IF(I3310=\"h\",INDEX(ID!$K$8:$K$31,FBR!$D3310+1)*INDEX(ID!$K$35:$K$46,$B3310),0)","v":42},{"$f":"IF(I3310=\"w\",INDEX(ID!$L$8:$L$31,FBR!$D3310+1)*INDEX(ID!$L$35:$L$46,$B3310),0)","v":0},{"$f":"IF(I3310=\"h\",INDEX(ID!$M$8:$M$31,FBR!$D3310+1)*INDEX(ID!$M$35:$M$46,$B3310),0)","v":42},{"$f":"IF(I3310=\"w\",INDEX(ID!$N$8:$N$31,FBR!$D3310+1)*INDEX(ID!$N$35:$N$46,$B3310),0)","v":0},null,24.805184152243459,0,0,0]
[3304,5,18,15,138,20,"2014-05-18",1,"h",null,{"$f":"IF(I3314=\"h\",INDEX(ID!$K$8:$K$31,FBR!$D3314+1)*INDEX(ID!$K$35:$K$46,$B3314),0)","v":50},{"$f":"IF(I3314=\"w\",INDEX(ID!$L$8:$L$31,FBR!$D3314+1)*INDEX(ID!$L$35:$L$46,$B3314),0)","v":0},{"$f":"IF(I3314=\"h\",INDEX(ID!$M$8:$M$31,FBR!$D3314+1)*INDEX(ID!$M$35:$M$46,$B3314),0)","v":50},{"$f":"IF(I3314=\"w\",INDEX(ID!$N$8:$N$31,FBR!$D3314+1)*INDEX(ID!$N$35:$N$46,$B3314),0)","v":0},null,29.529981133623163,0,0,0]
[3309,5,18,20,138,20,"2014-05-18",1,"h",null,{"$f":"IF(I3319=\"h\",INDEX(ID!$K$8:$K$31,FBR!$D3319+1)*INDEX(ID!$K$35:$K$46,$B3319),0)","v":53},{"$f":"IF(I3319=\"w\",INDEX(ID!$L$8:$L$31,FBR!$D3319+1)*INDEX(ID!$L$35:$L$46,$B3319),0)","v":0},{"$f":"IF(I3319=\"h\",INDEX(ID!$M$8:$M$31,FBR!$D3319+1)*INDEX(ID!$M$35:$M$46,$B3319),0)","v":53},{"$f":"IF(I3319=\"w\",INDEX(ID!$N$8:$N$31,FBR!$D3319+1)*INDEX(ID!$N$35:$N$46,$B3319),0)","v":0},null,31.301780001640555,0,0,0]
[3312,5,18,23,138,20,"2014-05-18",1,"h",null,{"$f":"IF(I3322=\"h\",INDEX(ID!$K$8:$K$31,FBR!$D3322+1)*INDEX(ID!$K$35:$K$46,$B3322),0)","v":40},{"$f":"IF(I3322=\"w\",INDEX(ID!$L$8:$L$31,FBR!$D3322+1)*INDEX(ID!$L$35:$L$46,$B3322),0)","v":0},{"$f":"IF(I3322=\"h\",INDEX(ID!$M$8:$M$31,FBR!$D3322+1)*INDEX(ID!$M$35:$M$46,$B3322),0)","v":40},{"$f":"IF(I3322=\"w\",INDEX(ID!$N$8:$N$31,FBR!$D3322+1)*INDEX(ID!$N$35:$N$46,$B3322),0)","v":0},null,23.623984906898531,0,0,0]
[3315,5,19,2,139,20,"2014-05-19",2,"h",null,{"$f":"IF(I3325=\"h\",INDEX(ID!$K$8:$K$31,FBR!$D3325+1)*INDEX(ID!$K$35:$K$46,$B3325),0)","v":28},{"$f":"IF(I3325=\"w\",INDEX(ID!$L$8:$L$31,FBR!$D3325+1)*INDEX(ID!$L$35:$L$46,$B3325),0)","v":0},{"$f":"IF(I3325=\"h\",INDEX(ID!$M$8:$M$31,FBR!$D3325+1)*INDEX(ID!$M$35:$M$46,$B3325),0)","v":28},{"$f":"IF(I3325=\"w\",INDEX(ID!$N$8:$N$31,FBR!$D3325+1)*INDEX(ID!$N$35:$N$46,$B3325),0)","v":0},null,16.536789434828972,0,0,0]
[3318,5,19,5,139,20,"2014-05-19",2,"h",null,{"$f":"IF(I3328=\"h\",INDEX(ID!$K$8:$K$31,FBR!$D3328+1)*INDEX(ID!$K$35:$K$46,$B3328),0)","v":27},{"$f":"IF(I3328=\"w\",INDEX(ID!$L$8:$L$31,FBR!$D3328+1)*INDEX(ID!$L$35:$L$46,$B3328),0)","v":0},{"$f":"IF(I3328=\"h\",INDEX(ID!$M$8:$M$31,FBR!$D3328+1)*INDEX(ID!$M$35:$M$46,$B3328),0)","v":27},{"$f":"IF(I3328=\"w\",INDEX(ID!$N$8:$N$31,FBR!$D3328+1)*INDEX(ID!$N$35:$N$46,$B3328),0)","v":0},null,15.94618981215651,0,0,0]
[3319,5,19,6,139,20,"2014-05-19",2,"h",null,{"$f":"IF(I3329=\"h\",INDEX(ID!$K$8:$K$31,FBR!$D3329+1)*INDEX(ID!$K$35:$K$46,$B3329),0)","v":29},{"$f":"IF(I3329=\"w\",INDEX(ID!$L$8:$L$31,FBR!$D3329+1)*INDEX(ID!$L$35:$L$46,$B3329),0)","v":0},{"$f":"IF(I3329=\"h\",INDEX(ID!$M$8:$M$31,FBR!$D3329+1)*INDEX(ID!$M$35:$M$46,$B3329),0)","v":29},{"$f":"IF(I3329=\"w\",INDEX(ID!$N$8:$N$31,FBR!$D3329+1)*INDEX(ID!$N$35:$N$46,$B3329),0)","v":0},null,17.127389057501436,0,0,0]
[3322,5,19,9,139,20,"2014-05-19",2,"h",null,{"$f":"IF(I3332=\"h\",INDEX(ID!$K$8:$K$31,FBR!$D3332+1)*INDEX(ID!$K$35:$K$46,$B3332),0)","v":38},{"$f":"IF(I3332=\"w\",INDEX(ID!$L$8:$L$31,FBR!$D3332+1)*INDEX(ID!$L$35:$L$46,$B3332),0)","v":0},{"$f":"IF(I3332=\"h\",INDEX(ID!$M$8:$M$31,FBR!$D3332+1)*INDEX(ID!$M$35:$M$46,$B3332),0)","v":38},{"$f":"IF(I3332=\"w\",INDEX(ID!$N$8:$N$31,FBR!$D3332+1)*INDEX(ID!$N$35:$N$46,$B3332),0)","v":0},null,22.442785661553604,0,0,0]
[3325,5,19,12,139,20,"2014-05-19",2,"h",null,{"$f":"IF(I3335=\"h\",INDEX(ID!$K$8:$K$31,FBR!$D3335+1)*INDEX(ID!$K$35:$K$46,$B3335),0)","v":43},{"$f":"IF(I3335=\"w\",INDEX(ID!$L$8:$L$31,FBR!$D3335+1)*INDEX(ID!$L$35:$L$46,$B3335),0)","v":0},{"$f":"IF(I3335=\"h\",INDEX(ID!$M$8:$M$31,FBR!$D3335+1)*INDEX(ID!$M$35:$M$46,$B3335),0)","v":43},{"$f":"IF(I3335=\"w\",INDEX(ID!$N$8:$N$31,FBR!$D3335+1)*INDEX(ID!$N$35:$N$46,$B3335),0)","v":0},null,25.395783774915923,0,0,0]
[{"$f":"A3339+1","v":3330},5,19,17,139,20,{"$f":"DATE(2014,B3340,C3340)","v":"2014-05-19"},2,"h",null,{"$f":"IF(I3340=\"h\",INDEX(ID!$K$8:$K$31,FBR!$D3340+1)*INDEX(ID!$K$35:$K$46,$B3340),0)","v":62},{"$f":"IF(I3340=\"w\",INDEX(ID!$L$8:$L$31,FBR!$D3340+1)*INDEX(ID!$L$35:$L$46,$B3340),0)","v":0},{"$f":"IF(I3340=\"h\",INDEX(ID!$M$8:$M$31,FBR!$D3340+1)*INDEX(ID!$M$35:$M$46,$B3340),0)","v":62},{"$f":"IF(I3340=\"w\",INDEX(ID!$N$8:$N$31,FBR!$D3340+1)*INDEX(ID!$N$35:$N$46,$B3340),0)","v":0},null,36.617176605692727,0,0,0]
[3333,5,19,20,139,20,"2014-05-19",2,"h",null,{"$f":"IF(I3343=\"h\",INDEX(ID!$K$8:$K$31,FBR!$D3343+1)*INDEX(ID!$K$35:$K$46,$B3343),0)","v":53},{"$f":"IF(I3343=\"w\",INDEX(ID!$L$8:$L$31,FBR!$D3343+1)*INDEX(ID!$L$35:$L$46,$B3343),0)","v":0},{"$f":"IF(I3343=\"h\",INDEX(ID!$M$8:$M$31,FBR!$D3343+1)*INDEX(ID!$M$35:$M$46,$B3343),0)","v":53},{"$f":"IF(I3343=\"w\",INDEX(ID!$N$8:$N$31,FBR!$D3343+1)*INDEX(ID!$N$35:$N$46,$B3343),0)","v":0},null,31.301780001640555,0,0,0]
[3337,5,20,0,140,20,"2014-05-20",3,"h",null,{"$f":"IF(I3347=\"h\",INDEX(ID!$K$8:$K$31,FBR!$D3347+1)*INDEX(ID!$K$35:$K$46,$B3347),0)","v":35},{"$f":"IF(I3347=\"w\",INDEX(ID!$L$8:$L$31,FBR!$D3347+1)*INDEX(ID!$L$35:$L$46,$B3347),0)","v":0},{"$f":"IF(I3347=\"h\",INDEX(ID!$M$8:$M$31,FBR!$D3347+1)*INDEX(ID!$M$35:$M$46,$B3347),0)","v":35},{"$f":"IF(I3347=\"w\",INDEX(ID!$N$8:$N$31,FBR!$D3347+1)*INDEX(ID!$N$35:$N$46,$B3347),0)","v":0},null,20.670986793536215,0,0,0]
[3340,5,20,3,140,20,"2014-05-20",3,"h",null,{"$f":"IF(I3350=\"h\",INDEX(ID!$K$8:$K$31,FBR!$D3350+1)*INDEX(ID!$K$35:$K$46,$B3350),0)","v":27},{"$f":"IF(I3350=\"w\",INDEX(ID!$L$8:$L$31,FBR!$D3350+1)*INDEX(ID!$L$35:$L$46,$B3350),0)","v":0},{"$f":"IF(I3350=\"h\",INDEX(ID!$M$8:$M$31,FBR!$D3350+1)*INDEX(ID!$M$35:$M$46,$B3350),0)","v":27},{"$f":"IF(I3350=\"w\",INDEX(ID!$N$8:$N$31,FBR!$D3350+1)*INDEX(ID!$N$35:$N$46,$B3350),0)","v":0},null,15.94618981215651,0,0,0]
[3343,5,20,6,140,20,"2014-05-20",3,"h",null,{"$f":"IF(I3353=\"h\",INDEX(ID!$K$8:$K$31,FBR!$D3353+1)*INDEX(ID!$K$35:$K$46,$B3353),0)","v":29},{"$f":"IF(I3353=\"w\",INDEX(ID!$L$8:$L$31,FBR!$D3353+1)*INDEX(ID!$L$35:$L$46,$B3353),0)","v":0},{"$f":"IF(I3353=\"h\",INDEX(ID!$M$8:$M$31,FBR!$D3353+1)*INDEX(ID!$M$35:$M$46,$B3353),0)","v":29},{"$f":"IF(I3353=\"w\",INDEX(ID!$N$8:$N$31,FBR!$D3353+1)*INDEX(ID!$N$35:$N$46,$B3353),0)","v":0},null,17.127389057501436,0,0,0]
[3344,5,20,7,140,20,"2014-05-20",3,"h",null,{"$f":"IF(I3354=\"h\",INDEX(ID!$K$8:$K$31,FBR!$D3354+1)*INDEX(ID!$K$35:$K$46,$B3354),0)","v":32},{"$f":"IF(I3354=\"w\",INDEX(ID!$L$8:$L$31,FBR!$D3354+1)*INDEX(ID!$L$35:$L$46,$B3354),0)","v":0},{"$f":"IF(I3354=\"h\",INDEX(ID!$M$8:$M$31,FBR!$D3354+1)*INDEX(ID!$M$35:$M$46,$B3354),0)","v":32},{"$f":"IF(I3354=\"w\",INDEX(ID!$N$8:$N$31,FBR!$D3354+1)*INDEX(ID!$N$35:$N$46,$B3354),0)","v":0},null,18.899187925518824,0,0,0]
[3347,5,20,10,140,20,"2014-05-20",3,"h",null,{"$f":"IF(I3357=\"h\",INDEX(ID!$K$8:$K$31,FBR!$D3357+1)*INDEX(ID!$K$35:$K$46,$B3357),0)","v":40},{"$f":"IF(I3357=\"w\",INDEX(ID!$L$8:$L$31,FBR!$D3357+1)*INDEX(ID!$L$35:$L$46,$B3357),0)","v":0},{"$f":"IF(I3357=\"h\",INDEX(ID!$M$8:$M$31,FBR!$D3357+1)*INDEX(ID!$M$35:$M$46,$B3357),0)","v":40},{"$f":"IF(I3357=\"w\",INDEX(ID!$N$8:$N$31,FBR!$D3357+1)*INDEX(ID!$N$35:$N$46,$B3357),0)","v":0},null,23.623984906898531,0,0,0]
[3351,5,20,14,140,20,"2014-05-20",3,"h",null,{"$f":"IF(I3361=\"h\",INDEX(ID!$K$8:$K$31,FBR!$D3361+1)*INDEX(ID!$K$35:$K$46,$B3361),0)","v":47},{"$f":"IF(I3361=\"w\",INDEX(ID!$L$8:$L$31,FBR!$D3361+1)*INDEX(ID!$L$35:$L$46,$B3361),0)","v":0},{"$f":"IF(I3361=\"h\",INDEX(ID!$M$8:$M$31,FBR!$D3361+1)*INDEX(ID!$M$35:$M$46,$B3361),0)","v":47},{"$f":"IF(I3361=\"w\",INDEX(ID!$N$8:$N$31,FBR!$D3361+1)*INDEX(ID!$N$35:$N$46,$B3361),0)","v":0},null,27.758182265605775,0,0,0]
[3355,5,20,18,140,20,"2014-05-20",3,"h",null,{"$f":"IF(I3365=\"h\",INDEX(ID!$K$8:$K$31,FBR!$D3365+1)*INDEX(ID!$K$35:$K$46,$B3365),0)","v":65},{"$f":"IF(I3365=\"w\",INDEX(ID!$L$8:$L$31,FBR!$D3365+1)*INDEX(ID!$L$35:$L$46,$B3365),0)","v":0},{"$f":"IF(I3365=\"h\",INDEX(ID!$M$8:$M$31,FBR!$D3365+1)*INDEX(ID!$M$35:$M$46,$B3365),0)","v":65},{"$f":"IF(I3365=\"w\",INDEX(ID!$N$8:$N$31,FBR!$D3365+1)*INDEX(ID!$N$35:$N$46,$B3365),0)","v":0},null,38.388975473710111,0,0,0]
[3358,5,20,21,140,20,"2014-05-20",3,"h",null,{"$f":"IF(I3368=\"h\",INDEX(ID!$K$8:$K$31,FBR!$D3368+1)*INDEX(ID!$K$35:$K$46,$B3368),0)","v":50},{"$f":"IF(I3368=\"w\",INDEX(ID!$L$8:$L$31,FBR!$D3368+1)*INDEX(ID!$L$35:$L$46,$B3368),0)","v":0},{"$f":"IF(I3368=\"h\",INDEX(ID!$M$8:$M$31,FBR!$D3368+1)*INDEX(ID!$M$35:$M$46,$B3368),0)","v":50},{"$f":"IF(I3368=\"w\",INDEX(ID!$N$8:$N$31,FBR!$D3368+1)*INDEX(ID!$N$35:$N$46,$B3368),0)","v":0},null,29.529981133623163,0,0,0]
[3362,5,21,1,141,21,"2014-05-21",4,"h",null,{"$f":"IF(I3372=\"h\",INDEX(ID!$K$8:$K$31,FBR!$D3372+1)*INDEX(ID!$K$35:$K$46,$B3372),0)","v":30},{"$f":"IF(I3372=\"w\",INDEX(ID!$L$8:$L$31,FBR!$D3372+1)*INDEX(ID!$L$35:$L$46,$B3372),0)","v":0},{"$f":"IF(I3372=\"h\",INDEX(ID!$M$8:$M$31,FBR!$D3372+1)*INDEX(ID!$M$35:$M$46,$B3372),0)","v":30},{"$f":"IF(I3372=\"w\",INDEX(ID!$N$8:$N$31,FBR!$D3372+1)*INDEX(ID!$N$35:$N$46,$B3372),0)","v":0},null,17.717988680173899,0,0,0]
[3365,5,21,4,141,21,"2014-05-21",4,"h",null,{"$f":"IF(I3375=\"h\",INDEX(ID!$K$8:$K$31,FBR!$D3375+1)*INDEX(ID!$K$35:$K$46,$B3375),0)","v":27},{"$f":"IF(I3375=\"w\",INDEX(ID!$L$8:$L$31,FBR!$D3375+1)*INDEX(ID!$L$35:$L$46,$B3375),0)","v":0},{"$f":"IF(I3375=\"h\",INDEX(ID!$M$8:$M$31,FBR!$D3375+1)*INDEX(ID!$M$35:$M$46,$B3375),0)","v":27},{"$f":"IF(I3375=\"w\",INDEX(ID!$N$8:$N$31,FBR!$D3375+1)*INDEX(ID!$N$35:$N$46,$B3375),0)","v":0},null,15.94618981215651,0,0,0]
[3368,5,21,7,141,21,"2014-05-21",4,"h",null,{"$f":"IF(I3378=\"h\",INDEX(ID!$K$8:$K$31,FBR!$D3378+1)*INDEX(ID!$K$35:$K$46,$B3378),0)","v":32},{"$f":"IF(I3378=\"w\",INDEX(ID!$L$8:$L$31,FBR!$D3378+1)*INDEX(ID!$L$35:$L$46,$B3378),0)","v":0},{"$f":"IF(I3378=\"h\",INDEX(ID!$M$8:$M$31,FBR!$D3378+1)*INDEX(ID!$M$35:$M$46,$B3378),0)","v":32},{"$f":"IF(I3378=\"w\",INDEX(ID!$N$8:$N$31,FBR!$D3378+1)*INDEX(ID!$N$35:$N$46,$B3378),0)","v":0},null,18.899187925518824,0,0,0]
[3369,5,21,8,141,21,"2014-05-21",4,"h",null,{"$f":"IF(I3379=\"h\",INDEX(ID!$K$8:$K$31,FBR!$D3379+1)*INDEX(ID!$K$35:$K$46,$B3379),0)","v":35},{"$f":"IF(I3379=\"w\",INDEX(ID!$L$8:$L$31,FBR!$D3379+1)*INDEX(ID!$L$35:$L$46,$B3379),0)","v":0},{"$f":"IF(I3379=\"h\",INDEX(ID!$M$8:$M$31,FBR!$D3379+1)*INDEX(ID!$M$35:$M$46,$B3379),0)","v":35},{"$f":"IF(I3379=\"w\",INDEX(ID!$N$8:$N$31,FBR!$D3379+1)*INDEX(ID!$N$35:$N$46,$B3379),0)","v":0},null,20.670986793536215,0,0,0]
[3372,5,21,11,141,21,"2014-05-21",4,"h",null,{"$f":"IF(I3382=\"h\",INDEX(ID!$K$8:$K$31,FBR!$D3382+1)*INDEX(ID!$K$35:$K$46,$B3382),0)","v":42},{"$f":"IF(I3382=\"w\",INDEX(ID!$L$8:$L$31,FBR!$D3382+1)*INDEX(ID!$L$35:$L$46,$B3382),0)","v":0},{"$f":"IF(I3382=\"h\",INDEX(ID!$M$8:$M$31,FBR!$D3382+1)*INDEX(ID!$M$35:$M$46,$B3382),0)","v":42},{"$f":"IF(I3382=\"w\",INDEX(ID!$N$8:$N$31,FBR!$D3382+1)*INDEX(ID!$N$35:$N$46,$B3382),0)","v":0},null,24.805184152243459,0,0,0]
[3377,5,21,16,141,21,"2014-05-21",4,"h",null,{"$f":"IF(I3387=\"h\",INDEX(ID!$K$8:$K$31,FBR!$D3387+1)*INDEX(ID!$K$35:$K$46,$B3387),0)","v":53},{"$f":"IF(I3387=\"w\",INDEX(ID!$L$8:$L$31,FBR!$D3387+1)*INDEX(ID!$L$35:$L$46,$B3387),0)","v":0},{"$f":"IF(I3387=\"h\",INDEX(ID!$M$8:$M$31,FBR!$D3387+1)*INDEX(ID!$M$35:$M$46,$B3387),0)","v":53},{"$f":"IF(I3387=\"w\",INDEX(ID!$N$8:$N$31,FBR!$D3387+1)*INDEX(ID!$N$35:$N$46,$B3387),0)","v":0},null,31.301780001640555,0,0,0]
[3380,5,21,19,141,21,"2014-05-21",4,"h",null,{"$f":"IF(I3390=\"h\",INDEX(ID!$K$8:$K$31,FBR!$D3390+1)*INDEX(ID!$K$35:$K$46,$B3390),0)","v":60},{"$f":"IF(I3390=\"w\",INDEX(ID!$L$8:$L$31,FBR!$D3390+1)*INDEX(ID!$L$35:$L$46,$B3390),0)","v":0},{"$f":"IF(I3390=\"h\",INDEX(ID!$M$8:$M$31,FBR!$D3390+1)*INDEX(ID!$M$35:$M$46,$B3390),0)","v":60},{"$f":"IF(I3390=\"w\",INDEX(ID!$N$8:$N$31,FBR!$D3390+1)*INDEX(ID!$N$35:$N$46,$B3390),0)","v":0},null,35.435977360347799,0,0,0]
[3383,5,21,22,141,21,"2014-05-21",4,"h",null,{"$f":"IF(I3393=\"h\",INDEX(ID!$K$8:$K$31,FBR!$D3393+1)*INDEX(ID!$K$35:$K$46,$B3393),0)","v":45},{"$f":"IF(I3393=\"w\",INDEX(ID!$L$8:$L$31,FBR!$D3393+1)*INDEX(ID!$L$35:$L$46,$B3393),0)","v":0},{"$f":"IF(I3393=\"h\",INDEX(ID!$M$8:$M$31,FBR!$D3393+1)*INDEX(ID!$M$35:$M$46,$B3393),0)","v":45},{"$f":"IF(I3393=\"w\",INDEX(ID!$N$8:$N$31,FBR!$D3393+1)*INDEX(ID!$N$35:$N$46,$B3393),0)","v":0},null,26.576983020260847,0,0,0]
[3387,5,22,2,142,21,"2014-05-22",5,"h",null,{"$f":"IF(I3397=\"h\",INDEX(ID!$K$8:$K$31,FBR!$D3397+1)*INDEX(ID!$K$35:$K$46,$B3397),0)","v":28},{"$f":"IF(I3397=\"w\",INDEX(ID!$L$8:$L$31,FBR!$D3397+1)*INDEX(ID!$L$35:$L$46,$B3397),0)","v":0},{"$f":"IF(I3397=\"h\",INDEX(ID!$M$8:$M$31,FBR!$D3397+1)*INDEX(ID!$M$35:$M$46,$B3397),0)","v":28},{"$f":"IF(I3397=\"w\",INDEX(ID!$N$8:$N$31,FBR!$D3397+1)*INDEX(ID!$N$35:$N$46,$B3397),0)","v":0},null,16.536789434828972,0,0,0]
[3390,5,22,5,142,21,"2014-05-22",5,"h",null,{"$f":"IF(I3400=\"h\",INDEX(ID!$K$8:$K$31,FBR!$D3400+1)*INDEX(ID!$K$35:$K$46,$B3400),0)","v":27},{"$f":"IF(I3400=\"w\",INDEX(ID!$L$8:$L$31,FBR!$D3400+1)*INDEX(ID!$L$35:$L$46,$B3400),0)","v":0},{"$f":"IF(I3400=\"h\",INDEX(ID!$M$8:$M$31,FBR!$D3400+1)*INDEX(ID!$M$35:$M$46,$B3400),0)","v":27},{"$f":"IF(I3400=\"w\",INDEX(ID!$N$8:$N$31,FBR!$D3400+1)*INDEX(ID!$N$35:$N$46,$B3400),0)","v":0},null,15.94618981215651,0,0,0]
[3393,5,22,8,142,21,"2014-05-22",{"$f":"WEEKDAY(G3403)","v":5},{"$f":"IF(OR(H3403=6,H3403=7),\"w\",\"h\")","v":"h"},null,{"$f":"IF(I3403=\"h\",INDEX(ID!$K$8:$K$31,FBR!$D3403+1)*INDEX(ID!$K$35:$K$46,$B3403),0)","v":35},{"$f":"IF(I3403=\"w\",INDEX(ID!$L$8:$L$31,FBR!$D3403+1)*INDEX(ID!$L$35:$L$46,$B3403),0)","v":0},{"$f":"IF(I3403=\"h\",INDEX(ID!$M$8:$M$31,FBR!$D3403+1)*INDEX(ID!$M$35:$M$46,$B3403),0)","v":35},{"$f":"IF(I3403=\"w\",INDEX(ID!$N$8:$N$31,FBR!$D3403+1)*INDEX(ID!$N$35:$N$46,$B3403),0)","v":0},null,{"$f":"K3403*(indvforbrug*antalbrugere)/($K$8789+$L$8789)","v":20.670986793536215},{"$f":"L3403*indvforbrug*antalbrugere/($K$8789+$L$8789)","v":0},{"$f":"M3403*fællesforbrug/($M$8789+$N$8789)","v":0},{"$f":"N3403*fællesforbrug/($M$8789+$N$8789)","v":0}]
[3395,5,22,10,142,21,"2014-05-22",5,"h",null,{"$f":"IF(I3405=\"h\",INDEX(ID!$K$8:$K$31,FBR!$D3405+1)*INDEX(ID!$K$35:$K$46,$B3405),0)","v":40},{"$f":"IF(I3405=\"w\",INDEX(ID!$L$8:$L$31,FBR!$D3405+1)*INDEX(ID!$L$35:$L$46,$B3405),0)","v":0},{"$f":"IF(I3405=\"h\",INDEX(ID!$M$8:$M$31,FBR!$D3405+1)*INDEX(ID!$M$35:$M$46,$B3405),0)","v":40},{"$f":"IF(I3405=\"w\",INDEX(ID!$N$8:$N$31,FBR!$D3405+1)*INDEX(ID!$N$35:$N$46,$B3405),0)","v":0},null,23.623984906898531,0,0,0]
[3398,5,22,13,142,21,"2014-05-22",5,"h",null,{"$f":"IF(I3408=\"h\",INDEX(ID!$K$8:$K$31,FBR!$D3408+1)*INDEX(ID!$K$35:$K$46,$B3408),0)","v":44},{"$f":"IF(I3408=\"w\",INDEX(ID!$L$8:$L$31,FBR!$D3408+1)*INDEX(ID!$L$35:$L$46,$B3408),0)","v":0},{"$f":"IF(I3408=\"h\",INDEX(ID!$M$8:$M$31,FBR!$D3408+1)*INDEX(ID!$M$35:$M$46,$B3408),0)","v":44},{"$f":"IF(I3408=\"w\",INDEX(ID!$N$8:$N$31,FBR!$D3408+1)*INDEX(ID!$N$35:$N$46,$B3408),0)","v":0},null,25.986383397588384,0,0,0]
[3402,5,22,17,142,21,"2014-05-22",5,"h",null,{"$f":"IF(I3412=\"h\",INDEX(ID!$K$8:$K$31,FBR!$D3412+1)*INDEX(ID!$K$35:$K$46,$B3412),0)","v":62},{"$f":"IF(I3412=\"w\",INDEX(ID!$L$8:$L$31,FBR!$D3412+1)*INDEX(ID!$L$35:$L$46,$B3412),0)","v":0},{"$f":"IF(I3412=\"h\",INDEX(ID!$M$8:$M$31,FBR!$D3412+1)*INDEX(ID!$M$35:$M$46,$B3412),0)","v":62},{"$f":"IF(I3412=\"w\",INDEX(ID!$N$8:$N$31,FBR!$D3412+1)*INDEX(ID!$N$35:$N$46,$B3412),0)","v":0},null,36.617176605692727,0,0,0]
[3405,5,22,20,142,21,"2014-05-22",5,"h",null,{"$f":"IF(I3415=\"h\",INDEX(ID!$K$8:$K$31,FBR!$D3415+1)*INDEX(ID!$K$35:$K$46,$B3415),0)","v":53},{"$f":"IF(I3415=\"w\",INDEX(ID!$L$8:$L$31,FBR!$D3415+1)*INDEX(ID!$L$35:$L$46,$B3415),0)","v":0},{"$f":"IF(I3415=\"h\",INDEX(ID!$M$8:$M$31,FBR!$D3415+1)*INDEX(ID!$M$35:$M$46,$B3415),0)","v":53},{"$f":"IF(I3415=\"w\",INDEX(ID!$N$8:$N$31,FBR!$D3415+1)*INDEX(ID!$N$35:$N$46,$B3415),0)","v":0},null,31.301780001640555,0,0,0]
[3408,5,22,23,142,21,"2014-05-22",5,"h",null,{"$f":"IF(I3418=\"h\",INDEX(ID!$K$8:$K$31,FBR!$D3418+1)*INDEX(ID!$K$35:$K$46,$B3418),0)","v":40},{"$f":"IF(I3418=\"w\",INDEX(ID!$L$8:$L$31,FBR!$D3418+1)*INDEX(ID!$L$35:$L$46,$B3418),0)","v":0},{"$f":"IF(I3418=\"h\",INDEX(ID!$M$8:$M$31,FBR!$D3418+1)*INDEX(ID!$M$35:$M$46,$B3418),0)","v":40},{"$f":"IF(I3418=\"w\",INDEX(ID!$N$8:$N$31,FBR!$D3418+1)*INDEX(ID!$N$35:$N$46,$B3418),0)","v":0},null,23.623984906898531,0,0,0]
[3412,5,23,3,143,21,"2014-05-23",6,"w",null,{"$f":"IF(I3422=\"h\",INDEX(ID!$K$8:$K$31,FBR!$D3422+1)*INDEX(ID!$K$35:$K$46,$B3422),0)","v":0},{"$f":"IF(I3422=\"w\",INDEX(ID!$L$8:$L$31,FBR!$D3422+1)*INDEX(ID!$L$35:$L$46,$B3422),0)","v":27},{"$f":"IF(I3422=\"h\",INDEX(ID!$M$8:$M$31,FBR!$D3422+1)*INDEX(ID!$M$35:$M$46,$B3422),0)","v":0},{"$f":"IF(I3422=\"w\",INDEX(ID!$N$8:$N$31,FBR!$D3422+1)*INDEX(ID!$N$35:$N$46,$B3422),0)","v":27},null,0,15.94618981215651,0,0]
[3414,5,23,5,143,21,"2014-05-23",6,"w",null,{"$f":"IF(I3424=\"h\",INDEX(ID!$K$8:$K$31,FBR!$D3424+1)*INDEX(ID!$K$35:$K$46,$B3424),0)","v":0},{"$f":"IF(I3424=\"w\",INDEX(ID!$L$8:$L$31,FBR!$D3424+1)*INDEX(ID!$L$35:$L$46,$B3424),0)","v":27},{"$f":"IF(I3424=\"h\",INDEX(ID!$M$8:$M$31,FBR!$D3424+1)*INDEX(ID!$M$35:$M$46,$B3424),0)","v":0},{"$f":"IF(I3424=\"w\",INDEX(ID!$N$8:$N$31,FBR!$D3424+1)*INDEX(ID!$N$35:$N$46,$B3424),0)","v":27},null,0,15.94618981215651,0,0]
[3417,5,23,8,143,21,"2014-05-23",6,"w",null,{"$f":"IF(I3427=\"h\",INDEX(ID!$K$8:$K$31,FBR!$D3427+1)*INDEX(ID!$K$35:$K$46,$B3427),0)","v":0},{"$f":"IF(I3427=\"w\",INDEX(ID!$L$8:$L$31,FBR!$D3427+1)*INDEX(ID!$L$35:$L$46,$B3427),0)","v":35},{"$f":"IF(I3427=\"h\",INDEX(ID!$M$8:$M$31,FBR!$D3427+1)*INDEX(ID!$M$35:$M$46,$B3427),0)","v":0},{"$f":"IF(I3427=\"w\",INDEX(ID!$N$8:$N$31,FBR!$D3427+1)*INDEX(ID!$N$35:$N$46,$B3427),0)","v":35},null,0,20.670986793536215,0,0]
[3420,5,23,11,143,21,"2014-05-23",6,"w",null,{"$f":"IF(I3430=\"h\",INDEX(ID!$K$8:$K$31,FBR!$D3430+1)*INDEX(ID!$K$35:$K$46,$B3430),0)","v":0},{"$f":"IF(I3430=\"w\",INDEX(ID!$L$8:$L$31,FBR!$D3430+1)*INDEX(ID!$L$35:$L$46,$B3430),0)","v":42},{"$f":"IF(I3430=\"h\",INDEX(ID!$M$8:$M$31,FBR!$D3430+1)*INDEX(ID!$M$35:$M$46,$B3430),0)","v":0},{"$f":"IF(I3430=\"w\",INDEX(ID!$N$8:$N$31,FBR!$D3430+1)*INDEX(ID!$N$35:$N$46,$B3430),0)","v":42},null,0,24.805184152243459,0,0]
[3423,5,23,14,143,21,"2014-05-23",6,"w",null,{"$f":"IF(I3433=\"h\",INDEX(ID!$K$8:$K$31,FBR!$D3433+1)*INDEX(ID!$K$35:$K$46,$B3433),0)","v":0},{"$f":"IF(I3433=\"w\",INDEX(ID!$L$8:$L$31,FBR!$D3433+1)*INDEX(ID!$L$35:$L$46,$B3433),0)","v":47},{"$f":"IF(I3433=\"h\",INDEX(ID!$M$8:$M$31,FBR!$D3433+1)*INDEX(ID!$M$35:$M$46,$B3433),0)","v":0},{"$f":"IF(I3433=\"w\",INDEX(ID!$N$8:$N$31,FBR!$D3433+1)*INDEX(ID!$N$35:$N$46,$B3433),0)","v":47},null,0,27.758182265605775,0,0]
[3427,5,23,18,143,21,"2014-05-23",6,"w",null,{"$f":"IF(I3437=\"h\",INDEX(ID!$K$8:$K$31,FBR!$D3437+1)*INDEX(ID!$K$35:$K$46,$B3437),0)","v":0},{"$f":"IF(I3437=\"w\",INDEX(ID!$L$8:$L$31,FBR!$D3437+1)*INDEX(ID!$L$35:$L$46,$B3437),0)","v":65},{"$f":"IF(I3437=\"h\",INDEX(ID!$M$8:$M$31,FBR!$D3437+1)*INDEX(ID!$M$35:$M$46,$B3437),0)","v":0},{"$f":"IF(I3437=\"w\",INDEX(ID!$N$8:$N$31,FBR!$D3437+1)*INDEX(ID!$N$35:$N$46,$B3437),0)","v":65},null,0,38.388975473710111,0,0]
[3430,5,23,21,143,21,"2014-05-23",6,"w",null,{"$f":"IF(I3440=\"h\",INDEX(ID!$K$8:$K$31,FBR!$D3440+1)*INDEX(ID!$K$35:$K$46,$B3440),0)","v":0},{"$f":"IF(I3440=\"w\",INDEX(ID!$L$8:$L$31,FBR!$D3440+1)*INDEX(ID!$L$35:$L$46,$B3440),0)","v":50},{"$f":"IF(I3440=\"h\",INDEX(ID!$M$8:$M$31,FBR!$D3440+1)*INDEX(ID!$M$35:$M$46,$B3440),0)","v":0},{"$f":"IF(I3440=\"w\",INDEX(ID!$N$8:$N$31,FBR!$D3440+1)*INDEX(ID!$N$35:$N$46,$B3440),0)","v":50},null,0,29.529981133623163,0,0]
[3433,5,24,0,144,21,"2014-05-24",7,"w",null,{"$f":"IF(I3443=\"h\",INDEX(ID!$K$8:$K$31,FBR!$D3443+1)*INDEX(ID!$K$35:$K$46,$B3443),0)","v":0},{"$f":"IF(I3443=\"w\",INDEX(ID!$L$8:$L$31,FBR!$D3443+1)*INDEX(ID!$L$35:$L$46,$B3443),0)","v":35},{"$f":"IF(I3443=\"h\",INDEX(ID!$M$8:$M$31,FBR!$D3443+1)*INDEX(ID!$M$35:$M$46,$B3443),0)","v":0},{"$f":"IF(I3443=\"w\",INDEX(ID!$N$8:$N$31,FBR!$D3443+1)*INDEX(ID!$N$35:$N$46,$B3443),0)","v":35},null,0,20.670986793536215,0,0]
[3435,5,24,2,144,21,"2014-05-24",7,"w",null,{"$f":"IF(I3445=\"h\",INDEX(ID!$K$8:$K$31,FBR!$D3445+1)*INDEX(ID!$K$35:$K$46,$B3445),0)","v":0},{"$f":"IF(I3445=\"w\",INDEX(ID!$L$8:$L$31,FBR!$D3445+1)*INDEX(ID!$L$35:$L$46,$B3445),0)","v":28},{"$f":"IF(I3445=\"h\",INDEX(ID!$M$8:$M$31,FBR!$D3445+1)*INDEX(ID!$M$35:$M$46,$B3445),0)","v":0},{"$f":"IF(I3445=\"w\",INDEX(ID!$N$8:$N$31,FBR!$D3445+1)*INDEX(ID!$N$35:$N$46,$B3445),0)","v":28},null,0,16.536789434828972,0,0]
[3441,5,24,8,144,21,"2014-05-24",7,"w",null,{"$f":"IF(I3451=\"h\",INDEX(ID!$K$8:$K$31,FBR!$D3451+1)*INDEX(ID!$K$35:$K$46,$B3451),0)","v":0},{"$f":"IF(I3451=\"w\",INDEX(ID!$L$8:$L$31,FBR!$D3451+1)*INDEX(ID!$L$35:$L$46,$B3451),0)","v":35},{"$f":"IF(I3451=\"h\",INDEX(ID!$M$8:$M$31,FBR!$D3451+1)*INDEX(ID!$M$35:$M$46,$B3451),0)","v":0},{"$f":"IF(I3451=\"w\",INDEX(ID!$N$8:$N$31,FBR!$D3451+1)*INDEX(ID!$N$35:$N$46,$B3451),0)","v":35},null,0,20.670986793536215,0,0]
[3442,5,24,9,144,21,"2014-05-24",7,"w",null,{"$f":"IF(I3452=\"h\",INDEX(ID!$K$8:$K$31,FBR!$D3452+1)*INDEX(ID!$K$35:$K$46,$B3452),0)","v":0},{"$f":"IF(I3452=\"w\",INDEX(ID!$L$8:$L$31,FBR!$D3452+1)*INDEX(ID!$L$35:$L$46,$B3452),0)","v":38},{"$f":"IF(I3452=\"h\",INDEX(ID!$M$8:$M$31,FBR!$D3452+1)*INDEX(ID!$M$35:$M$46,$B3452),0)","v":0},{"$f":"IF(I3452=\"w\",INDEX(ID!$N$8:$N$31,FBR!$D3452+1)*INDEX(ID!$N$35:$N$46,$B3452),0)","v":38},null,0,22.442785661553604,0,0]
[3445,5,24,12,144,21,"2014-05-24",7,"w",null,{"$f":"IF(I3455=\"h\",INDEX(ID!$K$8:$K$31,FBR!$D3455+1)*INDEX(ID!$K$35:$K$46,$B3455),0)","v":0},{"$f":"IF(I3455=\"w\",INDEX(ID!$L$8:$L$31,FBR!$D3455+1)*INDEX(ID!$L$35:$L$46,$B3455),0)","v":43},{"$f":"IF(I3455=\"h\",INDEX(ID!$M$8:$M$31,FBR!$D3455+1)*INDEX(ID!$M$35:$M$46,$B3455),0)","v":0},{"$f":"IF(I3455=\"w\",INDEX(ID!$N$8:$N$31,FBR!$D3455+1)*INDEX(ID!$N$35:$N$46,$B3455),0)","v":43},null,0,25.395783774915923,0,0]
[3448,5,24,15,144,21,"2014-05-24",7,"w",null,{"$f":"IF(I3458=\"h\",INDEX(ID!$K$8:$K$31,FBR!$D3458+1)*INDEX(ID!$K$35:$K$46,$B3458),0)","v":0},{"$f":"IF(I3458=\"w\",INDEX(ID!$L$8:$L$31,FBR!$D3458+1)*INDEX(ID!$L$35:$L$46,$B3458),0)","v":50},{"$f":"IF(I3458=\"h\",INDEX(ID!$M$8:$M$31,FBR!$D3458+1)*INDEX(ID!$M$35:$M$46,$B3458),0)","v":0},{"$f":"IF(I3458=\"w\",INDEX(ID!$N$8:$N$31,FBR!$D3458+1)*INDEX(ID!$N$35:$N$46,$B3458),0)","v":50},null,0,29.529981133623163,0,0]
[3452,5,24,19,144,21,"2014-05-24",7,"w",null,{"$f":"IF(I3462=\"h\",INDEX(ID!$K$8:$K$31,FBR!$D3462+1)*INDEX(ID!$K$35:$K$46,$B3462),0)","v":0},{"$f":"IF(I3462=\"w\",INDEX(ID!$L$8:$L$31,FBR!$D3462+1)*INDEX(ID!$L$35:$L$46,$B3462),0)","v":60},{"$f":"IF(I3462=\"h\",INDEX(ID!$M$8:$M$31,FBR!$D3462+1)*INDEX(ID!$M$35:$M$46,$B3462),0)","v":0},{"$f":"IF(I3462=\"w\",INDEX(ID!$N$8:$N$31,FBR!$D3462+1)*INDEX(ID!$N$35:$N$46,$B3462),0)","v":60},null,0,35.435977360347799,0,0]
[3455,5,24,22,144,21,"2014-05-24",7,"w",null,{"$f":"IF(I3465=\"h\",INDEX(ID!$K$8:$K$31,FBR!$D3465+1)*INDEX(ID!$K$35:$K$46,$B3465),0)","v":0},{"$f":"IF(I3465=\"w\",INDEX(ID!$L$8:$L$31,FBR!$D3465+1)*INDEX(ID!$L$35:$L$46,$B3465),0)","v":45},{"$f":"IF(I3465=\"h\",INDEX(ID!$M$8:$M$31,FBR!$D3465+1)*INDEX(ID!$M$35:$M$46,$B3465),0)","v":0},{"$f":"IF(I3465=\"w\",INDEX(ID!$N$8:$N$31,FBR!$D3465+1)*INDEX(ID!$N$35:$N$46,$B3465),0)","v":45},null,0,26.576983020260847,0,0]
[3460,5,25,3,145,21,"2014-05-25",1,"h",null,{"$f":"IF(I3470=\"h\",INDEX(ID!$K$8:$K$31,FBR!$D3470+1)*INDEX(ID!$K$35:$K$46,$B3470),0)","v":27},{"$f":"IF(I3470=\"w\",INDEX(ID!$L$8:$L$31,FBR!$D3470+1)*INDEX(ID!$L$35:$L$46,$B3470),0)","v":0},{"$f":"IF(I3470=\"h\",INDEX(ID!$M$8:$M$31,FBR!$D3470+1)*INDEX(ID!$M$35:$M$46,$B3470),0)","v":27},{"$f":"IF(I3470=\"w\",INDEX(ID!$N$8:$N$31,FBR!$D3470+1)*INDEX(ID!$N$35:$N$46,$B3470),0)","v":0},null,15.94618981215651,0,0,0]
[3463,5,25,6,145,21,"2014-05-25",1,"h",null,{"$f":"IF(I3473=\"h\",INDEX(ID!$K$8:$K$31,FBR!$D3473+1)*INDEX(ID!$K$35:$K$46,$B3473),0)","v":29},{"$f":"IF(I3473=\"w\",INDEX(ID!$L$8:$L$31,FBR!$D3473+1)*INDEX(ID!$L$35:$L$46,$B3473),0)","v":0},{"$f":"IF(I3473=\"h\",INDEX(ID!$M$8:$M$31,FBR!$D3473+1)*INDEX(ID!$M$35:$M$46,$B3473),0)","v":29},{"$f":"IF(I3473=\"w\",INDEX(ID!$N$8:$N$31,FBR!$D3473+1)*INDEX(ID!$N$35:$N$46,$B3473),0)","v":0},null,17.127389057501436,0,0,0]
[3466,5,25,9,145,21,"2014-05-25",1,"h",null,{"$f":"IF(I3476=\"h\",INDEX(ID!$K$8:$K$31,FBR!$D3476+1)*INDEX(ID!$K$35:$K$46,$B3476),0)","v":38},{"$f":"IF(I3476=\"w\",INDEX(ID!$L$8:$L$31,FBR!$D3476+1)*INDEX(ID!$L$35:$L$46,$B3476),0)","v":0},{"$f":"IF(I3476=\"h\",INDEX(ID!$M$8:$M$31,FBR!$D3476+1)*INDEX(ID!$M$35:$M$46,$B3476),0)","v":38},{"$f":"IF(I3476=\"w\",INDEX(ID!$N$8:$N$31,FBR!$D3476+1)*INDEX(ID!$N$35:$N$46,$B3476),0)","v":0},null,22.442785661553604,0,0,0]
[3467,5,25,10,145,21,"2014-05-25",1,"h",null,{"$f":"IF(I3477=\"h\",INDEX(ID!$K$8:$K$31,FBR!$D3477+1)*INDEX(ID!$K$35:$K$46,$B3477),0)","v":40},{"$f":"IF(I3477=\"w\",INDEX(ID!$L$8:$L$31,FBR!$D3477+1)*INDEX(ID!$L$35:$L$46,$B3477),0)","v":0},{"$f":"IF(I3477=\"h\",INDEX(ID!$M$8:$M$31,FBR!$D3477+1)*INDEX(ID!$M$35:$M$46,$B3477),0)","v":40},{"$f":"IF(I3477=\"w\",INDEX(ID!$N$8:$N$31,FBR!$D3477+1)*INDEX(ID!$N$35:$N$46,$B3477),0)","v":0},null,23.623984906898531,0,0,0]
[3470,5,25,13,145,21,"2014-05-25",1,"h",null,{"$f":"IF(I3480=\"h\",INDEX(ID!$K$8:$K$31,FBR!$D3480+1)*INDEX(ID!$K$35:$K$46,$B3480),0)","v":44},{"$f":"IF(I3480=\"w\",INDEX(ID!$L$8:$L$31,FBR!$D3480+1)*INDEX(ID!$L$35:$L$46,$B3480),0)","v":0},{"$f":"IF(I3480=\"h\",INDEX(ID!$M$8:$M$31,FBR!$D3480+1)*INDEX(ID!$M$35:$M$46,$B3480),0)","v":44},{"$f":"IF(I3480=\"w\",INDEX(ID!$N$8:$N$31,FBR!$D3480+1)*INDEX(ID!$N$35:$N$46,$B3480),0)","v":0},null,25.986383397588384,0,0,0]
[3473,5,25,16,145,21,"2014-05-25",1,"h",null,{"$f":"IF(I3483=\"h\",INDEX(ID!$K$8:$K$31,FBR!$D3483+1)*INDEX(ID!$K$35:$K$46,$B3483),0)","v":53},{"$f":"IF(I3483=\"w\",INDEX(ID!$L$8:$L$31,FBR!$D3483+1)*INDEX(ID!$L$35:$L$46,$B3483),0)","v":0},{"$f":"IF(I3483=\"h\",INDEX(ID!$M$8:$M$31,FBR!$D3483+1)*INDEX(ID!$M$35:$M$46,$B3483),0)","v":53},{"$f":"IF(I3483=\"w\",INDEX(ID!$N$8:$N$31,FBR!$D3483+1)*INDEX(ID!$N$35:$N$46,$B3483),0)","v":0},null,31.301780001640555,0,0,0]
[3477,5,25,20,145,21,"2014-05-25",1,"h",null,{"$f":"IF(I3487=\"h\",INDEX(ID!$K$8:$K$31,FBR!$D3487+1)*INDEX(ID!$K$35:$K$46,$B3487),0)","v":53},{"$f":"IF(I3487=\"w\",INDEX(ID!$L$8:$L$31,FBR!$D3487+1)*INDEX(ID!$L$35:$L$46,$B3487),0)","v":0},{"$f":"IF(I3487=\"h\",INDEX(ID!$M$8:$M$31,FBR!$D3487+1)*INDEX(ID!$M$35:$M$46,$B3487),0)","v":53},{"$f":"IF(I3487=\"w\",INDEX(ID!$N$8:$N$31,FBR!$D3487+1)*INDEX(ID!$N$35:$N$46,$B3487),0)","v":0},null,31.301780001640555,0,0,0]
[3481,5,26,0,146,21,"2014-05-26",2,"h",null,{"$f":"IF(I3491=\"h\",INDEX(ID!$K$8:$K$31,FBR!$D3491+1)*INDEX(ID!$K$35:$K$46,$B3491),0)","v":35},{"$f":"IF(I3491=\"w\",INDEX(ID!$L$8:$L$31,FBR!$D3491+1)*INDEX(ID!$L$35:$L$46,$B3491),0)","v":0},{"$f":"IF(I3491=\"h\",INDEX(ID!$M$8:$M$31,FBR!$D3491+1)*INDEX(ID!$M$35:$M$46,$B3491),0)","v":35},{"$f":"IF(I3491=\"w\",INDEX(ID!$N$8:$N$31,FBR!$D3491+1)*INDEX(ID!$N$35:$N$46,$B3491),0)","v":0},null,20.670986793536215,0,0,0]
[3485,5,26,4,146,21,"2014-05-26",2,"h",null,{"$f":"IF(I3495=\"h\",INDEX(ID!$K$8:$K$31,FBR!$D3495+1)*INDEX(ID!$K$35:$K$46,$B3495),0)","v":27},{"$f":"IF(I3495=\"w\",INDEX(ID!$L$8:$L$31,FBR!$D3495+1)*INDEX(ID!$L$35:$L$46,$B3495),0)","v":0},{"$f":"IF(I3495=\"h\",INDEX(ID!$M$8:$M$31,FBR!$D3495+1)*INDEX(ID!$M$35:$M$46,$B3495),0)","v":27},{"$f":"IF(I3495=\"w\",INDEX(ID!$N$8:$N$31,FBR!$D3495+1)*INDEX(ID!$N$35:$N$46,$B3495),0)","v":0},null,15.94618981215651,0,0,0]
[3488,5,26,7,146,21,"2014-05-26",2,"h",null,{"$f":"IF(I3498=\"h\",INDEX(ID!$K$8:$K$31,FBR!$D3498+1)*INDEX(ID!$K$35:$K$46,$B3498),0)","v":32},{"$f":"IF(I3498=\"w\",INDEX(ID!$L$8:$L$31,FBR!$D3498+1)*INDEX(ID!$L$35:$L$46,$B3498),0)","v":0},{"$f":"IF(I3498=\"h\",INDEX(ID!$M$8:$M$31,FBR!$D3498+1)*INDEX(ID!$M$35:$M$46,$B3498),0)","v":32},{"$f":"IF(I3498=\"w\",INDEX(ID!$N$8:$N$31,FBR!$D3498+1)*INDEX(ID!$N$35:$N$46,$B3498),0)","v":0},null,18.899187925518824,0,0,0]
[3491,5,26,10,146,21,"2014-05-26",2,"h",null,{"$f":"IF(I3501=\"h\",INDEX(ID!$K$8:$K$31,FBR!$D3501+1)*INDEX(ID!$K$35:$K$46,$B3501),0)","v":40},{"$f":"IF(I3501=\"w\",INDEX(ID!$L$8:$L$31,FBR!$D3501+1)*INDEX(ID!$L$35:$L$46,$B3501),0)","v":0},{"$f":"IF(I3501=\"h\",INDEX(ID!$M$8:$M$31,FBR!$D3501+1)*INDEX(ID!$M$35:$M$46,$B3501),0)","v":40},{"$f":"IF(I3501=\"w\",INDEX(ID!$N$8:$N$31,FBR!$D3501+1)*INDEX(ID!$N$35:$N$46,$B3501),0)","v":0},null,23.623984906898531,0,0,0]
[3492,5,26,11,146,21,"2014-05-26",2,"h",null,{"$f":"IF(I3502=\"h\",INDEX(ID!$K$8:$K$31,FBR!$D3502+1)*INDEX(ID!$K$35:$K$46,$B3502),0)","v":42},{"$f":"IF(I3502=\"w\",INDEX(ID!$L$8:$L$31,FBR!$D3502+1)*INDEX(ID!$L$35:$L$46,$B3502),0)","v":0},{"$f":"IF(I3502=\"h\",INDEX(ID!$M$8:$M$31,FBR!$D3502+1)*INDEX(ID!$M$35:$M$46,$B3502),0)","v":42},{"$f":"IF(I3502=\"w\",INDEX(ID!$N$8:$N$31,FBR!$D3502+1)*INDEX(ID!$N$35:$N$46,$B3502),0)","v":0},null,24.805184152243459,0,0,0]
[3495,5,26,14,146,21,"2014-05-26",2,"h",null,{"$f":"IF(I3505=\"h\",INDEX(ID!$K$8:$K$31,FBR!$D3505+1)*INDEX(ID!$K$35:$K$46,$B3505),0)","v":47},{"$f":"IF(I3505=\"w\",INDEX(ID!$L$8:$L$31,FBR!$D3505+1)*INDEX(ID!$L$35:$L$46,$B3505),0)","v":0},{"$f":"IF(I3505=\"h\",INDEX(ID!$M$8:$M$31,FBR!$D3505+1)*INDEX(ID!$M$35:$M$46,$B3505),0)","v":47},{"$f":"IF(I3505=\"w\",INDEX(ID!$N$8:$N$31,FBR!$D3505+1)*INDEX(ID!$N$35:$N$46,$B3505),0)","v":0},null,27.758182265605775,0,0,0]
[3498,5,26,17,146,{"$f":"F3340+1","v":21},"2014-05-26",2,"h",null,{"$f":"IF(I3508=\"h\",INDEX(ID!$K$8:$K$31,FBR!$D3508+1)*INDEX(ID!$K$35:$K$46,$B3508),0)","v":62},{"$f":"IF(I3508=\"w\",INDEX(ID!$L$8:$L$31,FBR!$D3508+1)*INDEX(ID!$L$35:$L$46,$B3508),0)","v":0},{"$f":"IF(I3508=\"h\",INDEX(ID!$M$8:$M$31,FBR!$D3508+1)*INDEX(ID!$M$35:$M$46,$B3508),0)","v":62},{"$f":"IF(I3508=\"w\",INDEX(ID!$N$8:$N$31,FBR!$D3508+1)*INDEX(ID!$N$35:$N$46,$B3508),0)","v":0},null,36.617176605692727,0,0,0]
[3503,5,26,22,146,21,"2014-05-26",2,"h",null,{"$f":"IF(I3513=\"h\",INDEX(ID!$K$8:$K$31,FBR!$D3513+1)*INDEX(ID!$K$35:$K$46,$B3513),0)","v":45},{"$f":"IF(I3513=\"w\",INDEX(ID!$L$8:$L$31,FBR!$D3513+1)*INDEX(ID!$L$35:$L$46,$B3513),0)","v":0},{"$f":"IF(I3513=\"h\",INDEX(ID!$M$8:$M$31,FBR!$D3513+1)*INDEX(ID!$M$35:$M$46,$B3513),0)","v":45},{"$f":"IF(I3513=\"w\",INDEX(ID!$N$8:$N$31,FBR!$D3513+1)*INDEX(ID!$N$35:$N$46,$B3513),0)","v":0},null,26.576983020260847,0,0,0]
[3506,5,27,1,147,21,"2014-05-27",3,"h",null,{"$f":"IF(I3516=\"h\",INDEX(ID!$K$8:$K$31,FBR!$D3516+1)*INDEX(ID!$K$35:$K$46,$B3516),0)","v":30},{"$f":"IF(I3516=\"w\",INDEX(ID!$L$8:$L$31,FBR!$D3516+1)*INDEX(ID!$L$35:$L$46,$B3516),0)","v":0},{"$f":"IF(I3516=\"h\",INDEX(ID!$M$8:$M$31,FBR!$D3516+1)*INDEX(ID!$M$35:$M$46,$B3516),0)","v":30},{"$f":"IF(I3516=\"w\",INDEX(ID!$N$8:$N$31,FBR!$D3516+1)*INDEX(ID!$N$35:$N$46,$B3516),0)","v":0},null,17.717988680173899,0,0,0]
[3510,5,27,5,147,21,"2014-05-27",3,"h",null,{"$f":"IF(I3520=\"h\",INDEX(ID!$K$8:$K$31,FBR!$D3520+1)*INDEX(ID!$K$35:$K$46,$B3520),0)","v":27},{"$f":"IF(I3520=\"w\",INDEX(ID!$L$8:$L$31,FBR!$D3520+1)*INDEX(ID!$L$35:$L$46,$B3520),0)","v":0},{"$f":"IF(I3520=\"h\",INDEX(ID!$M$8:$M$31,FBR!$D3520+1)*INDEX(ID!$M$35:$M$46,$B3520),0)","v":27},{"$f":"IF(I3520=\"w\",INDEX(ID!$N$8:$N$31,FBR!$D3520+1)*INDEX(ID!$N$35:$N$46,$B3520),0)","v":0},null,15.94618981215651,0,0,0]
[3513,5,27,8,147,21,"2014-05-27",3,"h",null,{"$f":"IF(I3523=\"h\",INDEX(ID!$K$8:$K$31,FBR!$D3523+1)*INDEX(ID!$K$35:$K$46,$B3523),0)","v":35},{"$f":"IF(I3523=\"w\",INDEX(ID!$L$8:$L$31,FBR!$D3523+1)*INDEX(ID!$L$35:$L$46,$B3523),0)","v":0},{"$f":"IF(I3523=\"h\",INDEX(ID!$M$8:$M$31,FBR!$D3523+1)*INDEX(ID!$M$35:$M$46,$B3523),0)","v":35},{"$f":"IF(I3523=\"w\",INDEX(ID!$N$8:$N$31,FBR!$D3523+1)*INDEX(ID!$N$35:$N$46,$B3523),0)","v":0},null,20.670986793536215,0,0,0]
[3516,5,27,11,147,21,"2014-05-27",3,"h",null,{"$f":"IF(I3526=\"h\",INDEX(ID!$K$8:$K$31,FBR!$D3526+1)*INDEX(ID!$K$35:$K$46,$B3526),0)","v":42},{"$f":"IF(I3526=\"w\",INDEX(ID!$L$8:$L$31,FBR!$D3526+1)*INDEX(ID!$L$35:$L$46,$B3526),0)","v":0},{"$f":"IF(I3526=\"h\",INDEX(ID!$M$8:$M$31,FBR!$D3526+1)*INDEX(ID!$M$35:$M$46,$B3526),0)","v":42},{"$f":"IF(I3526=\"w\",INDEX(ID!$N$8:$N$31,FBR!$D3526+1)*INDEX(ID!$N$35:$N$46,$B3526),0)","v":0},null,24.805184152243459,0,0,0]
[3517,5,27,12,147,21,"2014-05-27",3,"h",null,{"$f":"IF(I3527=\"h\",INDEX(ID!$K$8:$K$31,FBR!$D3527+1)*INDEX(ID!$K$35:$K$46,$B3527),0)","v":43},{"$f":"IF(I3527=\"w\",INDEX(ID!$L$8:$L$31,FBR!$D3527+1)*INDEX(ID!$L$35:$L$46,$B3527),0)","v":0},{"$f":"IF(I3527=\"h\",INDEX(ID!$M$8:$M$31,FBR!$D3527+1)*INDEX(ID!$M$35:$M$46,$B3527),0)","v":43},{"$f":"IF(I3527=\"w\",INDEX(ID!$N$8:$N$31,FBR!$D3527+1)*INDEX(ID!$N$35:$N$46,$B3527),0)","v":0},null,25.395783774915923,0,0,0]
[3523,5,27,18,147,21,"2014-05-27",3,"h",null,{"$f":"IF(I3533=\"h\",INDEX(ID!$K$8:$K$31,FBR!$D3533+1)*INDEX(ID!$K$35:$K$46,$B3533),0)","v":65},{"$f":"IF(I3533=\"w\",INDEX(ID!$L$8:$L$31,FBR!$D3533+1)*INDEX(ID!$L$35:$L$46,$B3533),0)","v":0},{"$f":"IF(I3533=\"h\",INDEX(ID!$M$8:$M$31,FBR!$D3533+1)*INDEX(ID!$M$35:$M$46,$B3533),0)","v":65},{"$f":"IF(I3533=\"w\",INDEX(ID!$N$8:$N$31,FBR!$D3533+1)*INDEX(ID!$N$35:$N$46,$B3533),0)","v":0},null,38.388975473710111,0,0,0]
[3525,5,27,20,147,21,"2014-05-27",3,"h",null,{"$f":"IF(I3535=\"h\",INDEX(ID!$K$8:$K$31,FBR!$D3535+1)*INDEX(ID!$K$35:$K$46,$B3535),0)","v":53},{"$f":"IF(I3535=\"w\",INDEX(ID!$L$8:$L$31,FBR!$D3535+1)*INDEX(ID!$L$35:$L$46,$B3535),0)","v":0},{"$f":"IF(I3535=\"h\",INDEX(ID!$M$8:$M$31,FBR!$D3535+1)*INDEX(ID!$M$35:$M$46,$B3535),0)","v":53},{"$f":"IF(I3535=\"w\",INDEX(ID!$N$8:$N$31,FBR!$D3535+1)*INDEX(ID!$N$35:$N$46,$B3535),0)","v":0},null,31.301780001640555,0,0,0]
[3528,5,27,23,147,21,"2014-05-27",3,"h",null,{"$f":"IF(I3538=\"h\",INDEX(ID!$K$8:$K$31,FBR!$D3538+1)*INDEX(ID!$K$35:$K$46,$B3538),0)","v":40},{"$f":"IF(I3538=\"w\",INDEX(ID!$L$8:$L$31,FBR!$D3538+1)*INDEX(ID!$L$35:$L$46,$B3538),0)","v":0},{"$f":"IF(I3538=\"h\",INDEX(ID!$M$8:$M$31,FBR!$D3538+1)*INDEX(ID!$M$35:$M$46,$B3538),0)","v":40},{"$f":"IF(I3538=\"w\",INDEX(ID!$N$8:$N$31,FBR!$D3538+1)*INDEX(ID!$N$35:$N$46,$B3538),0)","v":0},null,23.623984906898531,0,0,0]
[3531,5,28,2,148,22,"2014-05-28",4,"h",null,{"$f":"IF(I3541=\"h\",INDEX(ID!$K$8:$K$31,FBR!$D3541+1)*INDEX(ID!$K$35:$K$46,$B3541),0)","v":28},{"$f":"IF(I3541=\"w\",INDEX(ID!$L$8:$L$31,FBR!$D3541+1)*INDEX(ID!$L$35:$L$46,$B3541),0)","v":0},{"$f":"IF(I3541=\"h\",INDEX(ID!$M$8:$M$31,FBR!$D3541+1)*INDEX(ID!$M$35:$M$46,$B3541),0)","v":28},{"$f":"IF(I3541=\"w\",INDEX(ID!$N$8:$N$31,FBR!$D3541+1)*INDEX(ID!$N$35:$N$46,$B3541),0)","v":0},null,16.536789434828972,0,0,0]
[3535,5,28,6,148,22,"2014-05-28",4,"h",null,{"$f":"IF(I3545=\"h\",INDEX(ID!$K$8:$K$31,FBR!$D3545+1)*INDEX(ID!$K$35:$K$46,$B3545),0)","v":29},{"$f":"IF(I3545=\"w\",INDEX(ID!$L$8:$L$31,FBR!$D3545+1)*INDEX(ID!$L$35:$L$46,$B3545),0)","v":0},{"$f":"IF(I3545=\"h\",INDEX(ID!$M$8:$M$31,FBR!$D3545+1)*INDEX(ID!$M$35:$M$46,$B3545),0)","v":29},{"$f":"IF(I3545=\"w\",INDEX(ID!$N$8:$N$31,FBR!$D3545+1)*INDEX(ID!$N$35:$N$46,$B3545),0)","v":0},null,17.127389057501436,0,0,0]
[3538,5,28,9,148,22,"2014-05-28",4,"h",null,{"$f":"IF(I3548=\"h\",INDEX(ID!$K$8:$K$31,FBR!$D3548+1)*INDEX(ID!$K$35:$K$46,$B3548),0)","v":38},{"$f":"IF(I3548=\"w\",INDEX(ID!$L$8:$L$31,FBR!$D3548+1)*INDEX(ID!$L$35:$L$46,$B3548),0)","v":0},{"$f":"IF(I3548=\"h\",INDEX(ID!$M$8:$M$31,FBR!$D3548+1)*INDEX(ID!$M$35:$M$46,$B3548),0)","v":38},{"$f":"IF(I3548=\"w\",INDEX(ID!$N$8:$N$31,FBR!$D3548+1)*INDEX(ID!$N$35:$N$46,$B3548),0)","v":0},null,22.442785661553604,0,0,0]
[3541,5,28,12,148,22,"2014-05-28",4,"h",null,{"$f":"IF(I3551=\"h\",INDEX(ID!$K$8:$K$31,FBR!$D3551+1)*INDEX(ID!$K$35:$K$46,$B3551),0)","v":43},{"$f":"IF(I3551=\"w\",INDEX(ID!$L$8:$L$31,FBR!$D3551+1)*INDEX(ID!$L$35:$L$46,$B3551),0)","v":0},{"$f":"IF(I3551=\"h\",INDEX(ID!$M$8:$M$31,FBR!$D3551+1)*INDEX(ID!$M$35:$M$46,$B3551),0)","v":43},{"$f":"IF(I3551=\"w\",INDEX(ID!$N$8:$N$31,FBR!$D3551+1)*INDEX(ID!$N$35:$N$46,$B3551),0)","v":0},null,25.395783774915923,0,0,0]
[3544,5,28,15,148,22,"2014-05-28",4,"h",null,{"$f":"IF(I3554=\"h\",INDEX(ID!$K$8:$K$31,FBR!$D3554+1)*INDEX(ID!$K$35:$K$46,$B3554),0)","v":50},{"$f":"IF(I3554=\"w\",INDEX(ID!$L$8:$L$31,FBR!$D3554+1)*INDEX(ID!$L$35:$L$46,$B3554),0)","v":0},{"$f":"IF(I3554=\"h\",INDEX(ID!$M$8:$M$31,FBR!$D3554+1)*INDEX(ID!$M$35:$M$46,$B3554),0)","v":50},{"$f":"IF(I3554=\"w\",INDEX(ID!$N$8:$N$31,FBR!$D3554+1)*INDEX(ID!$N$35:$N$46,$B3554),0)","v":0},null,29.529981133623163,0,0,0]
[3546,5,28,17,{"$f":"E3532+1","v":148},22,"2014-05-28",4,"h",null,{"$f":"IF(I3556=\"h\",INDEX(ID!$K$8:$K$31,FBR!$D3556+1)*INDEX(ID!$K$35:$K$46,$B3556),0)","v":62},{"$f":"IF(I3556=\"w\",INDEX(ID!$L$8:$L$31,FBR!$D3556+1)*INDEX(ID!$L$35:$L$46,$B3556),0)","v":0},{"$f":"IF(I3556=\"h\",INDEX(ID!$M$8:$M$31,FBR!$D3556+1)*INDEX(ID!$M$35:$M$46,$B3556),0)","v":62},{"$f":"IF(I3556=\"w\",INDEX(ID!$N$8:$N$31,FBR!$D3556+1)*INDEX(ID!$N$35:$N$46,$B3556),0)","v":0},null,36.617176605692727,0,0,0]
[3550,5,28,21,148,22,"2014-05-28",4,"h",null,{"$f":"IF(I3560=\"h\",INDEX(ID!$K$8:$K$31,FBR!$D3560+1)*INDEX(ID!$K$35:$K$46,$B3560),0)","v":50},{"$f":"IF(I3560=\"w\",INDEX(ID!$L$8:$L$31,FBR!$D3560+1)*INDEX(ID!$L$35:$L$46,$B3560),0)","v":0},{"$f":"IF(I3560=\"h\",INDEX(ID!$M$8:$M$31,FBR!$D3560+1)*INDEX(ID!$M$35:$M$46,$B3560),0)","v":50},{"$f":"IF(I3560=\"w\",INDEX(ID!$N$8:$N$31,FBR!$D3560+1)*INDEX(ID!$N$35:$N$46,$B3560),0)","v":0},null,29.529981133623163,0,0,0]
[3553,5,29,0,149,22,"2014-05-29",5,"h",null,{"$f":"IF(I3563=\"h\",INDEX(ID!$K$8:$K$31,FBR!$D3563+1)*INDEX(ID!$K$35:$K$46,$B3563),0)","v":35},{"$f":"IF(I3563=\"w\",INDEX(ID!$L$8:$L$31,FBR!$D3563+1)*INDEX(ID!$L$35:$L$46,$B3563),0)","v":0},{"$f":"IF(I3563=\"h\",INDEX(ID!$M$8:$M$31,FBR!$D3563+1)*INDEX(ID!$M$35:$M$46,$B3563),0)","v":35},{"$f":"IF(I3563=\"w\",INDEX(ID!$N$8:$N$31,FBR!$D3563+1)*INDEX(ID!$N$35:$N$46,$B3563),0)","v":0},null,20.670986793536215,0,0,0]
[3556,5,29,3,149,22,"2014-05-29",5,"h",null,{"$f":"IF(I3566=\"h\",INDEX(ID!$K$8:$K$31,FBR!$D3566+1)*INDEX(ID!$K$35:$K$46,$B3566),0)","v":27},{"$f":"IF(I3566=\"w\",INDEX(ID!$L$8:$L$31,FBR!$D3566+1)*INDEX(ID!$L$35:$L$46,$B3566),0)","v":0},{"$f":"IF(I3566=\"h\",INDEX(ID!$M$8:$M$31,FBR!$D3566+1)*INDEX(ID!$M$35:$M$46,$B3566),0)","v":27},{"$f":"IF(I3566=\"w\",INDEX(ID!$N$8:$N$31,FBR!$D3566+1)*INDEX(ID!$N$35:$N$46,$B3566),0)","v":0},null,15.94618981215651,0,0,0]
[3560,5,29,7,149,22,"2014-05-29",5,"h",null,{"$f":"IF(I3570=\"h\",INDEX(ID!$K$8:$K$31,FBR!$D3570+1)*INDEX(ID!$K$35:$K$46,$B3570),0)","v":32},{"$f":"IF(I3570=\"w\",INDEX(ID!$L$8:$L$31,FBR!$D3570+1)*INDEX(ID!$L$35:$L$46,$B3570),0)","v":0},{"$f":"IF(I3570=\"h\",INDEX(ID!$M$8:$M$31,FBR!$D3570+1)*INDEX(ID!$M$35:$M$46,$B3570),0)","v":32},{"$f":"IF(I3570=\"w\",INDEX(ID!$N$8:$N$31,FBR!$D3570+1)*INDEX(ID!$N$35:$N$46,$B3570),0)","v":0},null,18.899187925518824,0,0,0]
[3561,5,29,8,149,22,"2014-05-29",5,"h",null,{"$f":"IF(I3571=\"h\",INDEX(ID!$K$8:$K$31,FBR!$D3571+1)*INDEX(ID!$K$35:$K$46,$B3571),0)","v":35},{"$f":"IF(I3571=\"w\",INDEX(ID!$L$8:$L$31,FBR!$D3571+1)*INDEX(ID!$L$35:$L$46,$B3571),0)","v":0},{"$f":"IF(I3571=\"h\",INDEX(ID!$M$8:$M$31,FBR!$D3571+1)*INDEX(ID!$M$35:$M$46,$B3571),0)","v":35},{"$f":"IF(I3571=\"w\",INDEX(ID!$N$8:$N$31,FBR!$D3571+1)*INDEX(ID!$N$35:$N$46,$B3571),0)","v":0},null,20.670986793536215,0,0,0]
[3567,5,29,14,149,22,"2014-05-29",5,"h",null,{"$f":"IF(I3577=\"h\",INDEX(ID!$K$8:$K$31,FBR!$D3577+1)*INDEX(ID!$K$35:$K$46,$B3577),0)","v":47},{"$f":"IF(I3577=\"w\",INDEX(ID!$L$8:$L$31,FBR!$D3577+1)*INDEX(ID!$L$35:$L$46,$B3577),0)","v":0},{"$f":"IF(I3577=\"h\",INDEX(ID!$M$8:$M$31,FBR!$D3577+1)*INDEX(ID!$M$35:$M$46,$B3577),0)","v":47},{"$f":"IF(I3577=\"w\",INDEX(ID!$N$8:$N$31,FBR!$D3577+1)*INDEX(ID!$N$35:$N$46,$B3577),0)","v":0},null,27.758182265605775,0,0,0]
[3568,5,29,15,149,22,"2014-05-29",5,"h",null,{"$f":"IF(I3578=\"h\",INDEX(ID!$K$8:$K$31,FBR!$D3578+1)*INDEX(ID!$K$35:$K$46,$B3578),0)","v":50},{"$f":"IF(I3578=\"w\",INDEX(ID!$L$8:$L$31,FBR!$D3578+1)*INDEX(ID!$L$35:$L$46,$B3578),0)","v":0},{"$f":"IF(I3578=\"h\",INDEX(ID!$M$8:$M$31,FBR!$D3578+1)*INDEX(ID!$M$35:$M$46,$B3578),0)","v":50},{"$f":"IF(I3578=\"w\",INDEX(ID!$N$8:$N$31,FBR!$D3578+1)*INDEX(ID!$N$35:$N$46,$B3578),0)","v":0},null,29.529981133623163,0,0,0]
[3571,5,29,18,149,22,"2014-05-29",5,"h",null,{"$f":"IF(I3581=\"h\",INDEX(ID!$K$8:$K$31,FBR!$D3581+1)*INDEX(ID!$K$35:$K$46,$B3581),0)","v":65},{"$f":"IF(I3581=\"w\",INDEX(ID!$L$8:$L$31,FBR!$D3581+1)*INDEX(ID!$L$35:$L$46,$B3581),0)","v":0},{"$f":"IF(I3581=\"h\",INDEX(ID!$M$8:$M$31,FBR!$D3581+1)*INDEX(ID!$M$35:$M$46,$B3581),0)","v":65},{"$f":"IF(I3581=\"w\",INDEX(ID!$N$8:$N$31,FBR!$D3581+1)*INDEX(ID!$N$35:$N$46,$B3581),0)","v":0},null,38.388975473710111,0,0,0]
[3575,5,29,22,149,22,"2014-05-29",5,"h",null,{"$f":"IF(I3585=\"h\",INDEX(ID!$K$8:$K$31,FBR!$D3585+1)*INDEX(ID!$K$35:$K$46,$B3585),0)","v":45},{"$f":"IF(I3585=\"w\",INDEX(ID!$L$8:$L$31,FBR!$D3585+1)*INDEX(ID!$L$35:$L$46,$B3585),0)","v":0},{"$f":"IF(I3585=\"h\",INDEX(ID!$M$8:$M$31,FBR!$D3585+1)*INDEX(ID!$M$35:$M$46,$B3585),0)","v":45},{"$f":"IF(I3585=\"w\",INDEX(ID!$N$8:$N$31,FBR!$D3585+1)*INDEX(ID!$N$35:$N$46,$B3585),0)","v":0},null,26.576983020260847,0,0,0]
[3578,5,30,1,150,22,"2014-05-30",6,"w",null,{"$f":"IF(I3588=\"h\",INDEX(ID!$K$8:$K$31,FBR!$D3588+1)*INDEX(ID!$K$35:$K$46,$B3588),0)","v":0},{"$f":"IF(I3588=\"w\",INDEX(ID!$L$8:$L$31,FBR!$D3588+1)*INDEX(ID!$L$35:$L$46,$B3588),0)","v":30},{"$f":"IF(I3588=\"h\",INDEX(ID!$M$8:$M$31,FBR!$D3588+1)*INDEX(ID!$M$35:$M$46,$B3588),0)","v":0},{"$f":"IF(I3588=\"w\",INDEX(ID!$N$8:$N$31,FBR!$D3588+1)*INDEX(ID!$N$35:$N$46,$B3588),0)","v":30},null,0,17.717988680173899,0,0]
[3581,5,30,4,150,22,"2014-05-30",6,"w",null,{"$f":"IF(I3591=\"h\",INDEX(ID!$K$8:$K$31,FBR!$D3591+1)*INDEX(ID!$K$35:$K$46,$B3591),0)","v":0},{"$f":"IF(I3591=\"w\",INDEX(ID!$L$8:$L$31,FBR!$D3591+1)*INDEX(ID!$L$35:$L$46,$B3591),0)","v":27},{"$f":"IF(I3591=\"h\",INDEX(ID!$M$8:$M$31,FBR!$D3591+1)*INDEX(ID!$M$35:$M$46,$B3591),0)","v":0},{"$f":"IF(I3591=\"w\",INDEX(ID!$N$8:$N$31,FBR!$D3591+1)*INDEX(ID!$N$35:$N$46,$B3591),0)","v":27},null,0,15.94618981215651,0,0]
[{"$f":"A3595+1","v":3586},5,30,9,150,22,{"$f":"DATE(2014,B3596,C3596)","v":"2014-05-30"},6,"w",null,{"$f":"IF(I3596=\"h\",INDEX(ID!$K$8:$K$31,FBR!$D3596+1)*INDEX(ID!$K$35:$K$46,$B3596),0)","v":0},{"$f":"IF(I3596=\"w\",INDEX(ID!$L$8:$L$31,FBR!$D3596+1)*INDEX(ID!$L$35:$L$46,$B3596),0)","v":38},{"$f":"IF(I3596=\"h\",INDEX(ID!$M$8:$M$31,FBR!$D3596+1)*INDEX(ID!$M$35:$M$46,$B3596),0)","v":0},{"$f":"IF(I3596=\"w\",INDEX(ID!$N$8:$N$31,FBR!$D3596+1)*INDEX(ID!$N$35:$N$46,$B3596),0)","v":38},null,0,22.442785661553604,0,0]
[3589,5,30,12,150,22,"2014-05-30",6,"w",null,{"$f":"IF(I3599=\"h\",INDEX(ID!$K$8:$K$31,FBR!$D3599+1)*INDEX(ID!$K$35:$K$46,$B3599),0)","v":0},{"$f":"IF(I3599=\"w\",INDEX(ID!$L$8:$L$31,FBR!$D3599+1)*INDEX(ID!$L$35:$L$46,$B3599),0)","v":43},{"$f":"IF(I3599=\"h\",INDEX(ID!$M$8:$M$31,FBR!$D3599+1)*INDEX(ID!$M$35:$M$46,$B3599),0)","v":0},{"$f":"IF(I3599=\"w\",INDEX(ID!$N$8:$N$31,FBR!$D3599+1)*INDEX(ID!$N$35:$N$46,$B3599),0)","v":43},null,0,25.395783774915923,0,0]
[3590,5,30,13,150,22,"2014-05-30",6,"w",null,{"$f":"IF(I3600=\"h\",INDEX(ID!$K$8:$K$31,FBR!$D3600+1)*INDEX(ID!$K$35:$K$46,$B3600),0)","v":0},{"$f":"IF(I3600=\"w\",INDEX(ID!$L$8:$L$31,FBR!$D3600+1)*INDEX(ID!$L$35:$L$46,$B3600),0)","v":44},{"$f":"IF(I3600=\"h\",INDEX(ID!$M$8:$M$31,FBR!$D3600+1)*INDEX(ID!$M$35:$M$46,$B3600),0)","v":0},{"$f":"IF(I3600=\"w\",INDEX(ID!$N$8:$N$31,FBR!$D3600+1)*INDEX(ID!$N$35:$N$46,$B3600),0)","v":44},null,0,25.986383397588384,0,0]
[3593,5,30,16,150,22,"2014-05-30",6,"w",null,{"$f":"IF(I3603=\"h\",INDEX(ID!$K$8:$K$31,FBR!$D3603+1)*INDEX(ID!$K$35:$K$46,$B3603),0)","v":0},{"$f":"IF(I3603=\"w\",INDEX(ID!$L$8:$L$31,FBR!$D3603+1)*INDEX(ID!$L$35:$L$46,$B3603),0)","v":53},{"$f":"IF(I3603=\"h\",INDEX(ID!$M$8:$M$31,FBR!$D3603+1)*INDEX(ID!$M$35:$M$46,$B3603),0)","v":0},{"$f":"IF(I3603=\"w\",INDEX(ID!$N$8:$N$31,FBR!$D3603+1)*INDEX(ID!$N$35:$N$46,$B3603),0)","v":53},null,0,31.301780001640555,0,0]
[3596,5,30,19,150,22,"2014-05-30",6,"w",null,{"$f":"IF(I3606=\"h\",INDEX(ID!$K$8:$K$31,FBR!$D3606+1)*INDEX(ID!$K$35:$K$46,$B3606),0)","v":0},{"$f":"IF(I3606=\"w\",INDEX(ID!$L$8:$L$31,FBR!$D3606+1)*INDEX(ID!$L$35:$L$46,$B3606),0)","v":60},{"$f":"IF(I3606=\"h\",INDEX(ID!$M$8:$M$31,FBR!$D3606+1)*INDEX(ID!$M$35:$M$46,$B3606),0)","v":0},{"$f":"IF(I3606=\"w\",INDEX(ID!$N$8:$N$31,FBR!$D3606+1)*INDEX(ID!$N$35:$N$46,$B3606),0)","v":60},null,0,35.435977360347799,0,0]
[3600,5,30,23,150,22,"2014-05-30",6,"w",null,{"$f":"IF(I3610=\"h\",INDEX(ID!$K$8:$K$31,FBR!$D3610+1)*INDEX(ID!$K$35:$K$46,$B3610),0)","v":0},{"$f":"IF(I3610=\"w\",INDEX(ID!$L$8:$L$31,FBR!$D3610+1)*INDEX(ID!$L$35:$L$46,$B3610),0)","v":40},{"$f":"IF(I3610=\"h\",INDEX(ID!$M$8:$M$31,FBR!$D3610+1)*INDEX(ID!$M$35:$M$46,$B3610),0)","v":0},{"$f":"IF(I3610=\"w\",INDEX(ID!$N$8:$N$31,FBR!$D3610+1)*INDEX(ID!$N$35:$N$46,$B3610),0)","v":40},null,0,23.623984906898531,0,0]
[3603,5,31,2,151,22,"2014-05-31",7,"w",null,{"$f":"IF(I3613=\"h\",INDEX(ID!$K$8:$K$31,FBR!$D3613+1)*INDEX(ID!$K$35:$K$46,$B3613),0)","v":0},{"$f":"IF(I3613=\"w\",INDEX(ID!$L$8:$L$31,FBR!$D3613+1)*INDEX(ID!$L$35:$L$46,$B3613),0)","v":28},{"$f":"IF(I3613=\"h\",INDEX(ID!$M$8:$M$31,FBR!$D3613+1)*INDEX(ID!$M$35:$M$46,$B3613),0)","v":0},{"$f":"IF(I3613=\"w\",INDEX(ID!$N$8:$N$31,FBR!$D3613+1)*INDEX(ID!$N$35:$N$46,$B3613),0)","v":28},null,0,16.536789434828972,0,0]
[3607,5,31,6,151,22,"2014-05-31",7,"w",null,{"$f":"IF(I3617=\"h\",INDEX(ID!$K$8:$K$31,FBR!$D3617+1)*INDEX(ID!$K$35:$K$46,$B3617),0)","v":0},{"$f":"IF(I3617=\"w\",INDEX(ID!$L$8:$L$31,FBR!$D3617+1)*INDEX(ID!$L$35:$L$46,$B3617),0)","v":29},{"$f":"IF(I3617=\"h\",INDEX(ID!$M$8:$M$31,FBR!$D3617+1)*INDEX(ID!$M$35:$M$46,$B3617),0)","v":0},{"$f":"IF(I3617=\"w\",INDEX(ID!$N$8:$N$31,FBR!$D3617+1)*INDEX(ID!$N$35:$N$46,$B3617),0)","v":29},null,0,17.127389057501436,0,0]
[3611,5,31,10,151,22,"2014-05-31",7,"w",null,{"$f":"IF(I3621=\"h\",INDEX(ID!$K$8:$K$31,FBR!$D3621+1)*INDEX(ID!$K$35:$K$46,$B3621),0)","v":0},{"$f":"IF(I3621=\"w\",INDEX(ID!$L$8:$L$31,FBR!$D3621+1)*INDEX(ID!$L$35:$L$46,$B3621),0)","v":40},{"$f":"IF(I3621=\"h\",INDEX(ID!$M$8:$M$31,FBR!$D3621+1)*INDEX(ID!$M$35:$M$46,$B3621),0)","v":0},{"$f":"IF(I3621=\"w\",INDEX(ID!$N$8:$N$31,FBR!$D3621+1)*INDEX(ID!$N$35:$N$46,$B3621),0)","v":40},null,0,23.623984906898531,0,0]
[3614,5,31,13,151,22,"2014-05-31",7,"w",null,{"$f":"IF(I3624=\"h\",INDEX(ID!$K$8:$K$31,FBR!$D3624+1)*INDEX(ID!$K$35:$K$46,$B3624),0)","v":0},{"$f":"IF(I3624=\"w\",INDEX(ID!$L$8:$L$31,FBR!$D3624+1)*INDEX(ID!$L$35:$L$46,$B3624),0)","v":44},{"$f":"IF(I3624=\"h\",INDEX(ID!$M$8:$M$31,FBR!$D3624+1)*INDEX(ID!$M$35:$M$46,$B3624),0)","v":0},{"$f":"IF(I3624=\"w\",INDEX(ID!$N$8:$N$31,FBR!$D3624+1)*INDEX(ID!$N$35:$N$46,$B3624),0)","v":44},null,0,25.986383397588384,0,0]
[3615,5,31,14,151,22,"2014-05-31",7,"w",null,{"$f":"IF(I3625=\"h\",INDEX(ID!$K$8:$K$31,FBR!$D3625+1)*INDEX(ID!$K$35:$K$46,$B3625),0)","v":0},{"$f":"IF(I3625=\"w\",INDEX(ID!$L$8:$L$31,FBR!$D3625+1)*INDEX(ID!$L$35:$L$46,$B3625),0)","v":47},{"$f":"IF(I3625=\"h\",INDEX(ID!$M$8:$M$31,FBR!$D3625+1)*INDEX(ID!$M$35:$M$46,$B3625),0)","v":0},{"$f":"IF(I3625=\"w\",INDEX(ID!$N$8:$N$31,FBR!$D3625+1)*INDEX(ID!$N$35:$N$46,$B3625),0)","v":47},null,0,27.758182265605775,0,0]
[3618,5,31,17,151,22,"2014-05-31",7,"w",null,{"$f":"IF(I3628=\"h\",INDEX(ID!$K$8:$K$31,FBR!$D3628+1)*INDEX(ID!$K$35:$K$46,$B3628),0)","v":0},{"$f":"IF(I3628=\"w\",INDEX(ID!$L$8:$L$31,FBR!$D3628+1)*INDEX(ID!$L$35:$L$46,$B3628),0)","v":62},{"$f":"IF(I3628=\"h\",INDEX(ID!$M$8:$M$31,FBR!$D3628+1)*INDEX(ID!$M$35:$M$46,$B3628),0)","v":0},{"$f":"IF(I3628=\"w\",INDEX(ID!$N$8:$N$31,FBR!$D3628+1)*INDEX(ID!$N$35:$N$46,$B3628),0)","v":62},null,0,36.617176605692727,0,0]
[3621,5,31,20,151,22,"2014-05-31",7,"w",null,{"$f":"IF(I3631=\"h\",INDEX(ID!$K$8:$K$31,FBR!$D3631+1)*INDEX(ID!$K$35:$K$46,$B3631),0)","v":0},{"$f":"IF(I3631=\"w\",INDEX(ID!$L$8:$L$31,FBR!$D3631+1)*INDEX(ID!$L$35:$L$46,$B3631),0)","v":53},{"$f":"IF(I3631=\"h\",INDEX(ID!$M$8:$M$31,FBR!$D3631+1)*INDEX(ID!$M$35:$M$46,$B3631),0)","v":0},{"$f":"IF(I3631=\"w\",INDEX(ID!$N$8:$N$31,FBR!$D3631+1)*INDEX(ID!$N$35:$N$46,$B3631),0)","v":53},null,0,31.301780001640555,0,0]
[3625,6,1,0,152,22,"2014-06-01",1,"h",null,{"$f":"IF(I3635=\"h\",INDEX(ID!$K$8:$K$31,FBR!$D3635+1)*INDEX(ID!$K$35:$K$46,$B3635),0)","v":35},{"$f":"IF(I3635=\"w\",INDEX(ID!$L$8:$L$31,FBR!$D3635+1)*INDEX(ID!$L$35:$L$46,$B3635),0)","v":0},{"$f":"IF(I3635=\"h\",INDEX(ID!$M$8:$M$31,FBR!$D3635+1)*INDEX(ID!$M$35:$M$46,$B3635),0)","v":35},{"$f":"IF(I3635=\"w\",INDEX(ID!$N$8:$N$31,FBR!$D3635+1)*INDEX(ID!$N$35:$N$46,$B3635),0)","v":0},null,20.670986793536215,0,0,0]
[3628,6,1,3,152,22,"2014-06-01",1,"h",null,{"$f":"IF(I3638=\"h\",INDEX(ID!$K$8:$K$31,FBR!$D3638+1)*INDEX(ID!$K$35:$K$46,$B3638),0)","v":27},{"$f":"IF(I3638=\"w\",INDEX(ID!$L$8:$L$31,FBR!$D3638+1)*INDEX(ID!$L$35:$L$46,$B3638),0)","v":0},{"$f":"IF(I3638=\"h\",INDEX(ID!$M$8:$M$31,FBR!$D3638+1)*INDEX(ID!$M$35:$M$46,$B3638),0)","v":27},{"$f":"IF(I3638=\"w\",INDEX(ID!$N$8:$N$31,FBR!$D3638+1)*INDEX(ID!$N$35:$N$46,$B3638),0)","v":0},null,15.94618981215651,0,0,0]
[3633,6,1,8,152,22,"2014-06-01",1,"h",null,{"$f":"IF(I3643=\"h\",INDEX(ID!$K$8:$K$31,FBR!$D3643+1)*INDEX(ID!$K$35:$K$46,$B3643),0)","v":35},{"$f":"IF(I3643=\"w\",INDEX(ID!$L$8:$L$31,FBR!$D3643+1)*INDEX(ID!$L$35:$L$46,$B3643),0)","v":0},{"$f":"IF(I3643=\"h\",INDEX(ID!$M$8:$M$31,FBR!$D3643+1)*INDEX(ID!$M$35:$M$46,$B3643),0)","v":35},{"$f":"IF(I3643=\"w\",INDEX(ID!$N$8:$N$31,FBR!$D3643+1)*INDEX(ID!$N$35:$N$46,$B3643),0)","v":0},null,20.670986793536215,0,0,0]
[3636,6,1,11,152,22,"2014-06-01",1,"h",null,{"$f":"IF(I3646=\"h\",INDEX(ID!$K$8:$K$31,FBR!$D3646+1)*INDEX(ID!$K$35:$K$46,$B3646),0)","v":42},{"$f":"IF(I3646=\"w\",INDEX(ID!$L$8:$L$31,FBR!$D3646+1)*INDEX(ID!$L$35:$L$46,$B3646),0)","v":0},{"$f":"IF(I3646=\"h\",INDEX(ID!$M$8:$M$31,FBR!$D3646+1)*INDEX(ID!$M$35:$M$46,$B3646),0)","v":42},{"$f":"IF(I3646=\"w\",INDEX(ID!$N$8:$N$31,FBR!$D3646+1)*INDEX(ID!$N$35:$N$46,$B3646),0)","v":0},null,24.805184152243459,0,0,0]
[3639,6,1,14,152,22,"2014-06-01",1,"h",null,{"$f":"IF(I3649=\"h\",INDEX(ID!$K$8:$K$31,FBR!$D3649+1)*INDEX(ID!$K$35:$K$46,$B3649),0)","v":47},{"$f":"IF(I3649=\"w\",INDEX(ID!$L$8:$L$31,FBR!$D3649+1)*INDEX(ID!$L$35:$L$46,$B3649),0)","v":0},{"$f":"IF(I3649=\"h\",INDEX(ID!$M$8:$M$31,FBR!$D3649+1)*INDEX(ID!$M$35:$M$46,$B3649),0)","v":47},{"$f":"IF(I3649=\"w\",INDEX(ID!$N$8:$N$31,FBR!$D3649+1)*INDEX(ID!$N$35:$N$46,$B3649),0)","v":0},null,27.758182265605775,0,0,0]
[3640,6,1,15,152,22,"2014-06-01",1,"h",null,{"$f":"IF(I3650=\"h\",INDEX(ID!$K$8:$K$31,FBR!$D3650+1)*INDEX(ID!$K$35:$K$46,$B3650),0)","v":50},{"$f":"IF(I3650=\"w\",INDEX(ID!$L$8:$L$31,FBR!$D3650+1)*INDEX(ID!$L$35:$L$46,$B3650),0)","v":0},{"$f":"IF(I3650=\"h\",INDEX(ID!$M$8:$M$31,FBR!$D3650+1)*INDEX(ID!$M$35:$M$46,$B3650),0)","v":50},{"$f":"IF(I3650=\"w\",INDEX(ID!$N$8:$N$31,FBR!$D3650+1)*INDEX(ID!$N$35:$N$46,$B3650),0)","v":0},null,29.529981133623163,0,0,0]
[3643,6,1,18,152,22,"2014-06-01",1,"h",null,{"$f":"IF(I3653=\"h\",INDEX(ID!$K$8:$K$31,FBR!$D3653+1)*INDEX(ID!$K$35:$K$46,$B3653),0)","v":65},{"$f":"IF(I3653=\"w\",INDEX(ID!$L$8:$L$31,FBR!$D3653+1)*INDEX(ID!$L$35:$L$46,$B3653),0)","v":0},{"$f":"IF(I3653=\"h\",INDEX(ID!$M$8:$M$31,FBR!$D3653+1)*INDEX(ID!$M$35:$M$46,$B3653),0)","v":65},{"$f":"IF(I3653=\"w\",INDEX(ID!$N$8:$N$31,FBR!$D3653+1)*INDEX(ID!$N$35:$N$46,$B3653),0)","v":0},null,38.388975473710111,0,0,0]
[3646,6,1,21,152,22,"2014-06-01",1,"h",null,{"$f":"IF(I3656=\"h\",INDEX(ID!$K$8:$K$31,FBR!$D3656+1)*INDEX(ID!$K$35:$K$46,$B3656),0)","v":50},{"$f":"IF(I3656=\"w\",INDEX(ID!$L$8:$L$31,FBR!$D3656+1)*INDEX(ID!$L$35:$L$46,$B3656),0)","v":0},{"$f":"IF(I3656=\"h\",INDEX(ID!$M$8:$M$31,FBR!$D3656+1)*INDEX(ID!$M$35:$M$46,$B3656),0)","v":50},{"$f":"IF(I3656=\"w\",INDEX(ID!$N$8:$N$31,FBR!$D3656+1)*INDEX(ID!$N$35:$N$46,$B3656),0)","v":0},null,29.529981133623163,0,0,0]
[3649,6,2,0,153,22,"2014-06-02",{"$f":"WEEKDAY(G3659)","v":2},{"$f":"IF(OR(H3659=6,H3659=7),\"w\",\"h\")","v":"h"},null,{"$f":"IF(I3659=\"h\",INDEX(ID!$K$8:$K$31,FBR!$D3659+1)*INDEX(ID!$K$35:$K$46,$B3659),0)","v":35},{"$f":"IF(I3659=\"w\",INDEX(ID!$L$8:$L$31,FBR!$D3659+1)*INDEX(ID!$L$35:$L$46,$B3659),0)","v":0},{"$f":"IF(I3659=\"h\",INDEX(ID!$M$8:$M$31,FBR!$D3659+1)*INDEX(ID!$M$35:$M$46,$B3659),0)","v":35},{"$f":"IF(I3659=\"w\",INDEX(ID!$N$8:$N$31,FBR!$D3659+1)*INDEX(ID!$N$35:$N$46,$B3659),0)","v":0},null,{"$f":"K3659*(indvforbrug*antalbrugere)/($K$8789+$L$8789)","v":20.670986793536215},{"$f":"L3659*indvforbrug*antalbrugere/($K$8789+$L$8789)","v":0},{"$f":"M3659*fællesforbrug/($M$8789+$N$8789)","v":0},{"$f":"N3659*fællesforbrug/($M$8789+$N$8789)","v":0}]
[3654,6,2,5,153,22,"2014-06-02",2,"h",null,{"$f":"IF(I3664=\"h\",INDEX(ID!$K$8:$K$31,FBR!$D3664+1)*INDEX(ID!$K$35:$K$46,$B3664),0)","v":27},{"$f":"IF(I3664=\"w\",INDEX(ID!$L$8:$L$31,FBR!$D3664+1)*INDEX(ID!$L$35:$L$46,$B3664),0)","v":0},{"$f":"IF(I3664=\"h\",INDEX(ID!$M$8:$M$31,FBR!$D3664+1)*INDEX(ID!$M$35:$M$46,$B3664),0)","v":27},{"$f":"IF(I3664=\"w\",INDEX(ID!$N$8:$N$31,FBR!$D3664+1)*INDEX(ID!$N$35:$N$46,$B3664),0)","v":0},null,15.94618981215651,0,0,0]
[3658,6,2,9,153,22,"2014-06-02",2,"h",null,{"$f":"IF(I3668=\"h\",INDEX(ID!$K$8:$K$31,FBR!$D3668+1)*INDEX(ID!$K$35:$K$46,$B3668),0)","v":38},{"$f":"IF(I3668=\"w\",INDEX(ID!$L$8:$L$31,FBR!$D3668+1)*INDEX(ID!$L$35:$L$46,$B3668),0)","v":0},{"$f":"IF(I3668=\"h\",INDEX(ID!$M$8:$M$31,FBR!$D3668+1)*INDEX(ID!$M$35:$M$46,$B3668),0)","v":38},{"$f":"IF(I3668=\"w\",INDEX(ID!$N$8:$N$31,FBR!$D3668+1)*INDEX(ID!$N$35:$N$46,$B3668),0)","v":0},null,22.442785661553604,0,0,0]
[3661,6,2,12,153,22,"2014-06-02",2,"h",null,{"$f":"IF(I3671=\"h\",INDEX(ID!$K$8:$K$31,FBR!$D3671+1)*INDEX(ID!$K$35:$K$46,$B3671),0)","v":43},{"$f":"IF(I3671=\"w\",INDEX(ID!$L$8:$L$31,FBR!$D3671+1)*INDEX(ID!$L$35:$L$46,$B3671),0)","v":0},{"$f":"IF(I3671=\"h\",INDEX(ID!$M$8:$M$31,FBR!$D3671+1)*INDEX(ID!$M$35:$M$46,$B3671),0)","v":43},{"$f":"IF(I3671=\"w\",INDEX(ID!$N$8:$N$31,FBR!$D3671+1)*INDEX(ID!$N$35:$N$46,$B3671),0)","v":0},null,25.395783774915923,0,0,0]
[3664,6,2,15,153,22,"2014-06-02",2,"h",null,{"$f":"IF(I3674=\"h\",INDEX(ID!$K$8:$K$31,FBR!$D3674+1)*INDEX(ID!$K$35:$K$46,$B3674),0)","v":50},{"$f":"IF(I3674=\"w\",INDEX(ID!$L$8:$L$31,FBR!$D3674+1)*INDEX(ID!$L$35:$L$46,$B3674),0)","v":0},{"$f":"IF(I3674=\"h\",INDEX(ID!$M$8:$M$31,FBR!$D3674+1)*INDEX(ID!$M$35:$M$46,$B3674),0)","v":50},{"$f":"IF(I3674=\"w\",INDEX(ID!$N$8:$N$31,FBR!$D3674+1)*INDEX(ID!$N$35:$N$46,$B3674),0)","v":0},null,29.529981133623163,0,0,0]
[3665,6,2,16,153,22,"2014-06-02",2,"h",null,{"$f":"IF(I3675=\"h\",INDEX(ID!$K$8:$K$31,FBR!$D3675+1)*INDEX(ID!$K$35:$K$46,$B3675),0)","v":53},{"$f":"IF(I3675=\"w\",INDEX(ID!$L$8:$L$31,FBR!$D3675+1)*INDEX(ID!$L$35:$L$46,$B3675),0)","v":0},{"$f":"IF(I3675=\"h\",INDEX(ID!$M$8:$M$31,FBR!$D3675+1)*INDEX(ID!$M$35:$M$46,$B3675),0)","v":53},{"$f":"IF(I3675=\"w\",INDEX(ID!$N$8:$N$31,FBR!$D3675+1)*INDEX(ID!$N$35:$N$46,$B3675),0)","v":0},null,31.301780001640555,0,0,0]
[3670,6,2,21,153,22,"2014-06-02",2,"h",null,{"$f":"IF(I3680=\"h\",INDEX(ID!$K$8:$K$31,FBR!$D3680+1)*INDEX(ID!$K$35:$K$46,$B3680),0)","v":50},{"$f":"IF(I3680=\"w\",INDEX(ID!$L$8:$L$31,FBR!$D3680+1)*INDEX(ID!$L$35:$L$46,$B3680),0)","v":0},{"$f":"IF(I3680=\"h\",INDEX(ID!$M$8:$M$31,FBR!$D3680+1)*INDEX(ID!$M$35:$M$46,$B3680),0)","v":50},{"$f":"IF(I3680=\"w\",INDEX(ID!$N$8:$N$31,FBR!$D3680+1)*INDEX(ID!$N$35:$N$46,$B3680),0)","v":0},null,29.529981133623163,0,0,0]
[3672,6,2,23,153,22,"2014-06-02",2,"h",null,{"$f":"IF(I3682=\"h\",INDEX(ID!$K$8:$K$31,FBR!$D3682+1)*INDEX(ID!$K$35:$K$46,$B3682),0)","v":40},{"$f":"IF(I3682=\"w\",INDEX(ID!$L$8:$L$31,FBR!$D3682+1)*INDEX(ID!$L$35:$L$46,$B3682),0)","v":0},{"$f":"IF(I3682=\"h\",INDEX(ID!$M$8:$M$31,FBR!$D3682+1)*INDEX(ID!$M$35:$M$46,$B3682),0)","v":40},{"$f":"IF(I3682=\"w\",INDEX(ID!$N$8:$N$31,FBR!$D3682+1)*INDEX(ID!$N$35:$N$46,$B3682),0)","v":0},null,23.623984906898531,0,0,0]
[3676,6,3,3,154,22,"2014-06-03",3,"h",null,{"$f":"IF(I3686=\"h\",INDEX(ID!$K$8:$K$31,FBR!$D3686+1)*INDEX(ID!$K$35:$K$46,$B3686),0)","v":27},{"$f":"IF(I3686=\"w\",INDEX(ID!$L$8:$L$31,FBR!$D3686+1)*INDEX(ID!$L$35:$L$46,$B3686),0)","v":0},{"$f":"IF(I3686=\"h\",INDEX(ID!$M$8:$M$31,FBR!$D3686+1)*INDEX(ID!$M$35:$M$46,$B3686),0)","v":27},{"$f":"IF(I3686=\"w\",INDEX(ID!$N$8:$N$31,FBR!$D3686+1)*INDEX(ID!$N$35:$N$46,$B3686),0)","v":0},null,15.94618981215651,0,0,0]
[3679,6,3,6,154,22,"2014-06-03",3,"h",null,{"$f":"IF(I3689=\"h\",INDEX(ID!$K$8:$K$31,FBR!$D3689+1)*INDEX(ID!$K$35:$K$46,$B3689),0)","v":29},{"$f":"IF(I3689=\"w\",INDEX(ID!$L$8:$L$31,FBR!$D3689+1)*INDEX(ID!$L$35:$L$46,$B3689),0)","v":0},{"$f":"IF(I3689=\"h\",INDEX(ID!$M$8:$M$31,FBR!$D3689+1)*INDEX(ID!$M$35:$M$46,$B3689),0)","v":29},{"$f":"IF(I3689=\"w\",INDEX(ID!$N$8:$N$31,FBR!$D3689+1)*INDEX(ID!$N$35:$N$46,$B3689),0)","v":0},null,17.127389057501436,0,0,0]
[3683,6,3,10,154,22,"2014-06-03",3,"h",null,{"$f":"IF(I3693=\"h\",INDEX(ID!$K$8:$K$31,FBR!$D3693+1)*INDEX(ID!$K$35:$K$46,$B3693),0)","v":40},{"$f":"IF(I3693=\"w\",INDEX(ID!$L$8:$L$31,FBR!$D3693+1)*INDEX(ID!$L$35:$L$46,$B3693),0)","v":0},{"$f":"IF(I3693=\"h\",INDEX(ID!$M$8:$M$31,FBR!$D3693+1)*INDEX(ID!$M$35:$M$46,$B3693),0)","v":40},{"$f":"IF(I3693=\"w\",INDEX(ID!$N$8:$N$31,FBR!$D3693+1)*INDEX(ID!$N$35:$N$46,$B3693),0)","v":0},null,23.623984906898531,0,0,0]
[3686,6,3,13,154,22,"2014-06-03",3,"h",null,{"$f":"IF(I3696=\"h\",INDEX(ID!$K$8:$K$31,FBR!$D3696+1)*INDEX(ID!$K$35:$K$46,$B3696),0)","v":44},{"$f":"IF(I3696=\"w\",INDEX(ID!$L$8:$L$31,FBR!$D3696+1)*INDEX(ID!$L$35:$L$46,$B3696),0)","v":0},{"$f":"IF(I3696=\"h\",INDEX(ID!$M$8:$M$31,FBR!$D3696+1)*INDEX(ID!$M$35:$M$46,$B3696),0)","v":44},{"$f":"IF(I3696=\"w\",INDEX(ID!$N$8:$N$31,FBR!$D3696+1)*INDEX(ID!$N$35:$N$46,$B3696),0)","v":0},null,25.986383397588384,0,0,0]
[3689,6,3,16,154,22,"2014-06-03",3,"h",null,{"$f":"IF(I3699=\"h\",INDEX(ID!$K$8:$K$31,FBR!$D3699+1)*INDEX(ID!$K$35:$K$46,$B3699),0)","v":53},{"$f":"IF(I3699=\"w\",INDEX(ID!$L$8:$L$31,FBR!$D3699+1)*INDEX(ID!$L$35:$L$46,$B3699),0)","v":0},{"$f":"IF(I3699=\"h\",INDEX(ID!$M$8:$M$31,FBR!$D3699+1)*INDEX(ID!$M$35:$M$46,$B3699),0)","v":53},{"$f":"IF(I3699=\"w\",INDEX(ID!$N$8:$N$31,FBR!$D3699+1)*INDEX(ID!$N$35:$N$46,$B3699),0)","v":0},null,31.301780001640555,0,0,0]
[3691,6,3,18,154,22,"2014-06-03",3,"h",null,{"$f":"IF(I3701=\"h\",INDEX(ID!$K$8:$K$31,FBR!$D3701+1)*INDEX(ID!$K$35:$K$46,$B3701),0)","v":65},{"$f":"IF(I3701=\"w\",INDEX(ID!$L$8:$L$31,FBR!$D3701+1)*INDEX(ID!$L$35:$L$46,$B3701),0)","v":0},{"$f":"IF(I3701=\"h\",INDEX(ID!$M$8:$M$31,FBR!$D3701+1)*INDEX(ID!$M$35:$M$46,$B3701),0)","v":65},{"$f":"IF(I3701=\"w\",INDEX(ID!$N$8:$N$31,FBR!$D3701+1)*INDEX(ID!$N$35:$N$46,$B3701),0)","v":0},null,38.388975473710111,0,0,0]
[3694,6,3,21,154,22,"2014-06-03",3,"h",null,{"$f":"IF(I3704=\"h\",INDEX(ID!$K$8:$K$31,FBR!$D3704+1)*INDEX(ID!$K$35:$K$46,$B3704),0)","v":50},{"$f":"IF(I3704=\"w\",INDEX(ID!$L$8:$L$31,FBR!$D3704+1)*INDEX(ID!$L$35:$L$46,$B3704),0)","v":0},{"$f":"IF(I3704=\"h\",INDEX(ID!$M$8:$M$31,FBR!$D3704+1)*INDEX(ID!$M$35:$M$46,$B3704),0)","v":50},{"$f":"IF(I3704=\"w\",INDEX(ID!$N$8:$N$31,FBR!$D3704+1)*INDEX(ID!$N$35:$N$46,$B3704),0)","v":0},null,29.529981133623163,0,0,0]
[3698,6,4,1,155,23,"2014-06-04",4,"h",null,{"$f":"IF(I3708=\"h\",INDEX(ID!$K$8:$K$31,FBR!$D3708+1)*INDEX(ID!$K$35:$K$46,$B3708),0)","v":30},{"$f":"IF(I3708=\"w\",INDEX(ID!$L$8:$L$31,FBR!$D3708+1)*INDEX(ID!$L$35:$L$46,$B3708),0)","v":0},{"$f":"IF(I3708=\"h\",INDEX(ID!$M$8:$M$31,FBR!$D3708+1)*INDEX(ID!$M$35:$M$46,$B3708),0)","v":30},{"$f":"IF(I3708=\"w\",INDEX(ID!$N$8:$N$31,FBR!$D3708+1)*INDEX(ID!$N$35:$N$46,$B3708),0)","v":0},null,17.717988680173899,0,0,0]
[3701,6,4,4,155,23,"2014-06-04",4,"h",null,{"$f":"IF(I3711=\"h\",INDEX(ID!$K$8:$K$31,FBR!$D3711+1)*INDEX(ID!$K$35:$K$46,$B3711),0)","v":27},{"$f":"IF(I3711=\"w\",INDEX(ID!$L$8:$L$31,FBR!$D3711+1)*INDEX(ID!$L$35:$L$46,$B3711),0)","v":0},{"$f":"IF(I3711=\"h\",INDEX(ID!$M$8:$M$31,FBR!$D3711+1)*INDEX(ID!$M$35:$M$46,$B3711),0)","v":27},{"$f":"IF(I3711=\"w\",INDEX(ID!$N$8:$N$31,FBR!$D3711+1)*INDEX(ID!$N$35:$N$46,$B3711),0)","v":0},null,15.94618981215651,0,0,0]
[3704,6,4,7,155,23,"2014-06-04",4,"h",null,{"$f":"IF(I3714=\"h\",INDEX(ID!$K$8:$K$31,FBR!$D3714+1)*INDEX(ID!$K$35:$K$46,$B3714),0)","v":32},{"$f":"IF(I3714=\"w\",INDEX(ID!$L$8:$L$31,FBR!$D3714+1)*INDEX(ID!$L$35:$L$46,$B3714),0)","v":0},{"$f":"IF(I3714=\"h\",INDEX(ID!$M$8:$M$31,FBR!$D3714+1)*INDEX(ID!$M$35:$M$46,$B3714),0)","v":32},{"$f":"IF(I3714=\"w\",INDEX(ID!$N$8:$N$31,FBR!$D3714+1)*INDEX(ID!$N$35:$N$46,$B3714),0)","v":0},null,18.899187925518824,0,0,0]
[3708,6,4,11,155,23,"2014-06-04",4,"h",null,{"$f":"IF(I3718=\"h\",INDEX(ID!$K$8:$K$31,FBR!$D3718+1)*INDEX(ID!$K$35:$K$46,$B3718),0)","v":42},{"$f":"IF(I3718=\"w\",INDEX(ID!$L$8:$L$31,FBR!$D3718+1)*INDEX(ID!$L$35:$L$46,$B3718),0)","v":0},{"$f":"IF(I3718=\"h\",INDEX(ID!$M$8:$M$31,FBR!$D3718+1)*INDEX(ID!$M$35:$M$46,$B3718),0)","v":42},{"$f":"IF(I3718=\"w\",INDEX(ID!$N$8:$N$31,FBR!$D3718+1)*INDEX(ID!$N$35:$N$46,$B3718),0)","v":0},null,24.805184152243459,0,0,0]
[3711,6,4,14,155,23,"2014-06-04",4,"h",null,{"$f":"IF(I3721=\"h\",INDEX(ID!$K$8:$K$31,FBR!$D3721+1)*INDEX(ID!$K$35:$K$46,$B3721),0)","v":47},{"$f":"IF(I3721=\"w\",INDEX(ID!$L$8:$L$31,FBR!$D3721+1)*INDEX(ID!$L$35:$L$46,$B3721),0)","v":0},{"$f":"IF(I3721=\"h\",INDEX(ID!$M$8:$M$31,FBR!$D3721+1)*INDEX(ID!$M$35:$M$46,$B3721),0)","v":47},{"$f":"IF(I3721=\"w\",INDEX(ID!$N$8:$N$31,FBR!$D3721+1)*INDEX(ID!$N$35:$N$46,$B3721),0)","v":0},null,27.758182265605775,0,0,0]
[3712,6,4,15,155,23,"2014-06-04",4,"h",null,{"$f":"IF(I3722=\"h\",INDEX(ID!$K$8:$K$31,FBR!$D3722+1)*INDEX(ID!$K$35:$K$46,$B3722),0)","v":50},{"$f":"IF(I3722=\"w\",INDEX(ID!$L$8:$L$31,FBR!$D3722+1)*INDEX(ID!$L$35:$L$46,$B3722),0)","v":0},{"$f":"IF(I3722=\"h\",INDEX(ID!$M$8:$M$31,FBR!$D3722+1)*INDEX(ID!$M$35:$M$46,$B3722),0)","v":50},{"$f":"IF(I3722=\"w\",INDEX(ID!$N$8:$N$31,FBR!$D3722+1)*INDEX(ID!$N$35:$N$46,$B3722),0)","v":0},null,29.529981133623163,0,0,0]
[3716,6,4,19,155,23,"2014-06-04",4,"h",null,{"$f":"IF(I3726=\"h\",INDEX(ID!$K$8:$K$31,FBR!$D3726+1)*INDEX(ID!$K$35:$K$46,$B3726),0)","v":60},{"$f":"IF(I3726=\"w\",INDEX(ID!$L$8:$L$31,FBR!$D3726+1)*INDEX(ID!$L$35:$L$46,$B3726),0)","v":0},{"$f":"IF(I3726=\"h\",INDEX(ID!$M$8:$M$31,FBR!$D3726+1)*INDEX(ID!$M$35:$M$46,$B3726),0)","v":60},{"$f":"IF(I3726=\"w\",INDEX(ID!$N$8:$N$31,FBR!$D3726+1)*INDEX(ID!$N$35:$N$46,$B3726),0)","v":0},null,35.435977360347799,0,0,0]
[3719,6,4,22,155,23,"2014-06-04",4,"h",null,{"$f":"IF(I3729=\"h\",INDEX(ID!$K$8:$K$31,FBR!$D3729+1)*INDEX(ID!$K$35:$K$46,$B3729),0)","v":45},{"$f":"IF(I3729=\"w\",INDEX(ID!$L$8:$L$31,FBR!$D3729+1)*INDEX(ID!$L$35:$L$46,$B3729),0)","v":0},{"$f":"IF(I3729=\"h\",INDEX(ID!$M$8:$M$31,FBR!$D3729+1)*INDEX(ID!$M$35:$M$46,$B3729),0)","v":45},{"$f":"IF(I3729=\"w\",INDEX(ID!$N$8:$N$31,FBR!$D3729+1)*INDEX(ID!$N$35:$N$46,$B3729),0)","v":0},null,26.576983020260847,0,0,0]
[3723,6,5,2,156,23,"2014-06-05",5,"h",null,{"$f":"IF(I3733=\"h\",INDEX(ID!$K$8:$K$31,FBR!$D3733+1)*INDEX(ID!$K$35:$K$46,$B3733),0)","v":28},{"$f":"IF(I3733=\"w\",INDEX(ID!$L$8:$L$31,FBR!$D3733+1)*INDEX(ID!$L$35:$L$46,$B3733),0)","v":0},{"$f":"IF(I3733=\"h\",INDEX(ID!$M$8:$M$31,FBR!$D3733+1)*INDEX(ID!$M$35:$M$46,$B3733),0)","v":28},{"$f":"IF(I3733=\"w\",INDEX(ID!$N$8:$N$31,FBR!$D3733+1)*INDEX(ID!$N$35:$N$46,$B3733),0)","v":0},null,16.536789434828972,0,0,0]
[3726,6,5,5,156,23,"2014-06-05",5,"h",null,{"$f":"IF(I3736=\"h\",INDEX(ID!$K$8:$K$31,FBR!$D3736+1)*INDEX(ID!$K$35:$K$46,$B3736),0)","v":27},{"$f":"IF(I3736=\"w\",INDEX(ID!$L$8:$L$31,FBR!$D3736+1)*INDEX(ID!$L$35:$L$46,$B3736),0)","v":0},{"$f":"IF(I3736=\"h\",INDEX(ID!$M$8:$M$31,FBR!$D3736+1)*INDEX(ID!$M$35:$M$46,$B3736),0)","v":27},{"$f":"IF(I3736=\"w\",INDEX(ID!$N$8:$N$31,FBR!$D3736+1)*INDEX(ID!$N$35:$N$46,$B3736),0)","v":0},null,15.94618981215651,0,0,0]
[3729,6,5,8,156,23,"2014-06-05",5,"h",null,{"$f":"IF(I3739=\"h\",INDEX(ID!$K$8:$K$31,FBR!$D3739+1)*INDEX(ID!$K$35:$K$46,$B3739),0)","v":35},{"$f":"IF(I3739=\"w\",INDEX(ID!$L$8:$L$31,FBR!$D3739+1)*INDEX(ID!$L$35:$L$46,$B3739),0)","v":0},{"$f":"IF(I3739=\"h\",INDEX(ID!$M$8:$M$31,FBR!$D3739+1)*INDEX(ID!$M$35:$M$46,$B3739),0)","v":35},{"$f":"IF(I3739=\"w\",INDEX(ID!$N$8:$N$31,FBR!$D3739+1)*INDEX(ID!$N$35:$N$46,$B3739),0)","v":0},null,20.670986793536215,0,0,0]
[3733,6,5,12,156,23,"2014-06-05",5,"h",null,{"$f":"IF(I3743=\"h\",INDEX(ID!$K$8:$K$31,FBR!$D3743+1)*INDEX(ID!$K$35:$K$46,$B3743),0)","v":43},{"$f":"IF(I3743=\"w\",INDEX(ID!$L$8:$L$31,FBR!$D3743+1)*INDEX(ID!$L$35:$L$46,$B3743),0)","v":0},{"$f":"IF(I3743=\"h\",INDEX(ID!$M$8:$M$31,FBR!$D3743+1)*INDEX(ID!$M$35:$M$46,$B3743),0)","v":43},{"$f":"IF(I3743=\"w\",INDEX(ID!$N$8:$N$31,FBR!$D3743+1)*INDEX(ID!$N$35:$N$46,$B3743),0)","v":0},null,25.395783774915923,0,0,0]
[3737,6,5,16,156,23,"2014-06-05",5,"h",null,{"$f":"IF(I3747=\"h\",INDEX(ID!$K$8:$K$31,FBR!$D3747+1)*INDEX(ID!$K$35:$K$46,$B3747),0)","v":53},{"$f":"IF(I3747=\"w\",INDEX(ID!$L$8:$L$31,FBR!$D3747+1)*INDEX(ID!$L$35:$L$46,$B3747),0)","v":0},{"$f":"IF(I3747=\"h\",INDEX(ID!$M$8:$M$31,FBR!$D3747+1)*INDEX(ID!$M$35:$M$46,$B3747),0)","v":53},{"$f":"IF(I3747=\"w\",INDEX(ID!$N$8:$N$31,FBR!$D3747+1)*INDEX(ID!$N$35:$N$46,$B3747),0)","v":0},null,31.301780001640555,0,0,0]
[3740,6,5,19,156,23,"2014-06-05",5,"h",null,{"$f":"IF(I3750=\"h\",INDEX(ID!$K$8:$K$31,FBR!$D3750+1)*INDEX(ID!$K$35:$K$46,$B3750),0)","v":60},{"$f":"IF(I3750=\"w\",INDEX(ID!$L$8:$L$31,FBR!$D3750+1)*INDEX(ID!$L$35:$L$46,$B3750),0)","v":0},{"$f":"IF(I3750=\"h\",INDEX(ID!$M$8:$M$31,FBR!$D3750+1)*INDEX(ID!$M$35:$M$46,$B3750),0)","v":60},{"$f":"IF(I3750=\"w\",INDEX(ID!$N$8:$N$31,FBR!$D3750+1)*INDEX(ID!$N$35:$N$46,$B3750),0)","v":0},null,35.435977360347799,0,0,0]
[3741,6,5,20,156,23,"2014-06-05",5,"h",null,{"$f":"IF(I3751=\"h\",INDEX(ID!$K$8:$K$31,FBR!$D3751+1)*INDEX(ID!$K$35:$K$46,$B3751),0)","v":53},{"$f":"IF(I3751=\"w\",INDEX(ID!$L$8:$L$31,FBR!$D3751+1)*INDEX(ID!$L$35:$L$46,$B3751),0)","v":0},{"$f":"IF(I3751=\"h\",INDEX(ID!$M$8:$M$31,FBR!$D3751+1)*INDEX(ID!$M$35:$M$46,$B3751),0)","v":53},{"$f":"IF(I3751=\"w\",INDEX(ID!$N$8:$N$31,FBR!$D3751+1)*INDEX(ID!$N$35:$N$46,$B3751),0)","v":0},null,31.301780001640555,0,0,0]
[3744,6,5,23,156,23,"2014-06-05",5,"h",null,{"$f":"IF(I3754=\"h\",INDEX(ID!$K$8:$K$31,FBR!$D3754+1)*INDEX(ID!$K$35:$K$46,$B3754),0)","v":40},{"$f":"IF(I3754=\"w\",INDEX(ID!$L$8:$L$31,FBR!$D3754+1)*INDEX(ID!$L$35:$L$46,$B3754),0)","v":0},{"$f":"IF(I3754=\"h\",INDEX(ID!$M$8:$M$31,FBR!$D3754+1)*INDEX(ID!$M$35:$M$46,$B3754),0)","v":40},{"$f":"IF(I3754=\"w\",INDEX(ID!$N$8:$N$31,FBR!$D3754+1)*INDEX(ID!$N$35:$N$46,$B3754),0)","v":0},null,23.623984906898531,0,0,0]
[3748,6,6,3,157,23,"2014-06-06",6,"w",null,{"$f":"IF(I3758=\"h\",INDEX(ID!$K$8:$K$31,FBR!$D3758+1)*INDEX(ID!$K$35:$K$46,$B3758),0)","v":0},{"$f":"IF(I3758=\"w\",INDEX(ID!$L$8:$L$31,FBR!$D3758+1)*INDEX(ID!$L$35:$L$46,$B3758),0)","v":27},{"$f":"IF(I3758=\"h\",INDEX(ID!$M$8:$M$31,FBR!$D3758+1)*INDEX(ID!$M$35:$M$46,$B3758),0)","v":0},{"$f":"IF(I3758=\"w\",INDEX(ID!$N$8:$N$31,FBR!$D3758+1)*INDEX(ID!$N$35:$N$46,$B3758),0)","v":27},null,0,15.94618981215651,0,0]
[3751,6,6,6,157,23,"2014-06-06",6,"w",null,{"$f":"IF(I3761=\"h\",INDEX(ID!$K$8:$K$31,FBR!$D3761+1)*INDEX(ID!$K$35:$K$46,$B3761),0)","v":0},{"$f":"IF(I3761=\"w\",INDEX(ID!$L$8:$L$31,FBR!$D3761+1)*INDEX(ID!$L$35:$L$46,$B3761),0)","v":29},{"$f":"IF(I3761=\"h\",INDEX(ID!$M$8:$M$31,FBR!$D3761+1)*INDEX(ID!$M$35:$M$46,$B3761),0)","v":0},{"$f":"IF(I3761=\"w\",INDEX(ID!$N$8:$N$31,FBR!$D3761+1)*INDEX(ID!$N$35:$N$46,$B3761),0)","v":29},null,0,17.127389057501436,0,0]
[3754,6,6,9,157,{"$f":"F3596+1","v":23},"2014-06-06",6,"w",null,{"$f":"IF(I3764=\"h\",INDEX(ID!$K$8:$K$31,FBR!$D3764+1)*INDEX(ID!$K$35:$K$46,$B3764),0)","v":0},{"$f":"IF(I3764=\"w\",INDEX(ID!$L$8:$L$31,FBR!$D3764+1)*INDEX(ID!$L$35:$L$46,$B3764),0)","v":38},{"$f":"IF(I3764=\"h\",INDEX(ID!$M$8:$M$31,FBR!$D3764+1)*INDEX(ID!$M$35:$M$46,$B3764),0)","v":0},{"$f":"IF(I3764=\"w\",INDEX(ID!$N$8:$N$31,FBR!$D3764+1)*INDEX(ID!$N$35:$N$46,$B3764),0)","v":38},null,0,22.442785661553604,0,0]
[3759,6,6,14,157,23,"2014-06-06",6,"w",null,{"$f":"IF(I3769=\"h\",INDEX(ID!$K$8:$K$31,FBR!$D3769+1)*INDEX(ID!$K$35:$K$46,$B3769),0)","v":0},{"$f":"IF(I3769=\"w\",INDEX(ID!$L$8:$L$31,FBR!$D3769+1)*INDEX(ID!$L$35:$L$46,$B3769),0)","v":47},{"$f":"IF(I3769=\"h\",INDEX(ID!$M$8:$M$31,FBR!$D3769+1)*INDEX(ID!$M$35:$M$46,$B3769),0)","v":0},{"$f":"IF(I3769=\"w\",INDEX(ID!$N$8:$N$31,FBR!$D3769+1)*INDEX(ID!$N$35:$N$46,$B3769),0)","v":47},null,0,27.758182265605775,0,0]
[3762,6,6,17,157,23,"2014-06-06",6,"w",null,{"$f":"IF(I3772=\"h\",INDEX(ID!$K$8:$K$31,FBR!$D3772+1)*INDEX(ID!$K$35:$K$46,$B3772),0)","v":0},{"$f":"IF(I3772=\"w\",INDEX(ID!$L$8:$L$31,FBR!$D3772+1)*INDEX(ID!$L$35:$L$46,$B3772),0)","v":62},{"$f":"IF(I3772=\"h\",INDEX(ID!$M$8:$M$31,FBR!$D3772+1)*INDEX(ID!$M$35:$M$46,$B3772),0)","v":0},{"$f":"IF(I3772=\"w\",INDEX(ID!$N$8:$N$31,FBR!$D3772+1)*INDEX(ID!$N$35:$N$46,$B3772),0)","v":62},null,0,36.617176605692727,0,0]
[3763,6,6,18,157,23,"2014-06-06",6,"w",null,{"$f":"IF(I3773=\"h\",INDEX(ID!$K$8:$K$31,FBR!$D3773+1)*INDEX(ID!$K$35:$K$46,$B3773),0)","v":0},{"$f":"IF(I3773=\"w\",INDEX(ID!$L$8:$L$31,FBR!$D3773+1)*INDEX(ID!$L$35:$L$46,$B3773),0)","v":65},{"$f":"IF(I3773=\"h\",INDEX(ID!$M$8:$M$31,FBR!$D3773+1)*INDEX(ID!$M$35:$M$46,$B3773),0)","v":0},{"$f":"IF(I3773=\"w\",INDEX(ID!$N$8:$N$31,FBR!$D3773+1)*INDEX(ID!$N$35:$N$46,$B3773),0)","v":65},null,0,38.388975473710111,0,0]
[3766,6,6,21,157,23,"2014-06-06",6,"w",null,{"$f":"IF(I3776=\"h\",INDEX(ID!$K$8:$K$31,FBR!$D3776+1)*INDEX(ID!$K$35:$K$46,$B3776),0)","v":0},{"$f":"IF(I3776=\"w\",INDEX(ID!$L$8:$L$31,FBR!$D3776+1)*INDEX(ID!$L$35:$L$46,$B3776),0)","v":50},{"$f":"IF(I3776=\"h\",INDEX(ID!$M$8:$M$31,FBR!$D3776+1)*INDEX(ID!$M$35:$M$46,$B3776),0)","v":0},{"$f":"IF(I3776=\"w\",INDEX(ID!$N$8:$N$31,FBR!$D3776+1)*INDEX(ID!$N$35:$N$46,$B3776),0)","v":50},null,0,29.529981133623163,0,0]
[3769,6,7,0,158,23,"2014-06-07",7,"w",null,{"$f":"IF(I3779=\"h\",INDEX(ID!$K$8:$K$31,FBR!$D3779+1)*INDEX(ID!$K$35:$K$46,$B3779),0)","v":0},{"$f":"IF(I3779=\"w\",INDEX(ID!$L$8:$L$31,FBR!$D3779+1)*INDEX(ID!$L$35:$L$46,$B3779),0)","v":35},{"$f":"IF(I3779=\"h\",INDEX(ID!$M$8:$M$31,FBR!$D3779+1)*INDEX(ID!$M$35:$M$46,$B3779),0)","v":0},{"$f":"IF(I3779=\"w\",INDEX(ID!$N$8:$N$31,FBR!$D3779+1)*INDEX(ID!$N$35:$N$46,$B3779),0)","v":35},null,0,20.670986793536215,0,0]
[3773,6,7,4,158,23,"2014-06-07",7,"w",null,{"$f":"IF(I3783=\"h\",INDEX(ID!$K$8:$K$31,FBR!$D3783+1)*INDEX(ID!$K$35:$K$46,$B3783),0)","v":0},{"$f":"IF(I3783=\"w\",INDEX(ID!$L$8:$L$31,FBR!$D3783+1)*INDEX(ID!$L$35:$L$46,$B3783),0)","v":27},{"$f":"IF(I3783=\"h\",INDEX(ID!$M$8:$M$31,FBR!$D3783+1)*INDEX(ID!$M$35:$M$46,$B3783),0)","v":0},{"$f":"IF(I3783=\"w\",INDEX(ID!$N$8:$N$31,FBR!$D3783+1)*INDEX(ID!$N$35:$N$46,$B3783),0)","v":27},null,0,15.94618981215651,0,0]
[3775,6,7,6,158,23,"2014-06-07",7,"w",null,{"$f":"IF(I3785=\"h\",INDEX(ID!$K$8:$K$31,FBR!$D3785+1)*INDEX(ID!$K$35:$K$46,$B3785),0)","v":0},{"$f":"IF(I3785=\"w\",INDEX(ID!$L$8:$L$31,FBR!$D3785+1)*INDEX(ID!$L$35:$L$46,$B3785),0)","v":29},{"$f":"IF(I3785=\"h\",INDEX(ID!$M$8:$M$31,FBR!$D3785+1)*INDEX(ID!$M$35:$M$46,$B3785),0)","v":0},{"$f":"IF(I3785=\"w\",INDEX(ID!$N$8:$N$31,FBR!$D3785+1)*INDEX(ID!$N$35:$N$46,$B3785),0)","v":29},null,0,17.127389057501436,0,0]
[3780,6,7,11,158,23,"2014-06-07",7,"w",null,{"$f":"IF(I3790=\"h\",INDEX(ID!$K$8:$K$31,FBR!$D3790+1)*INDEX(ID!$K$35:$K$46,$B3790),0)","v":0},{"$f":"IF(I3790=\"w\",INDEX(ID!$L$8:$L$31,FBR!$D3790+1)*INDEX(ID!$L$35:$L$46,$B3790),0)","v":42},{"$f":"IF(I3790=\"h\",INDEX(ID!$M$8:$M$31,FBR!$D3790+1)*INDEX(ID!$M$35:$M$46,$B3790),0)","v":0},{"$f":"IF(I3790=\"w\",INDEX(ID!$N$8:$N$31,FBR!$D3790+1)*INDEX(ID!$N$35:$N$46,$B3790),0)","v":42},null,0,24.805184152243459,0,0]
[3784,6,7,15,158,23,"2014-06-07",7,"w",null,{"$f":"IF(I3794=\"h\",INDEX(ID!$K$8:$K$31,FBR!$D3794+1)*INDEX(ID!$K$35:$K$46,$B3794),0)","v":0},{"$f":"IF(I3794=\"w\",INDEX(ID!$L$8:$L$31,FBR!$D3794+1)*INDEX(ID!$L$35:$L$46,$B3794),0)","v":50},{"$f":"IF(I3794=\"h\",INDEX(ID!$M$8:$M$31,FBR!$D3794+1)*INDEX(ID!$M$35:$M$46,$B3794),0)","v":0},{"$f":"IF(I3794=\"w\",INDEX(ID!$N$8:$N$31,FBR!$D3794+1)*INDEX(ID!$N$35:$N$46,$B3794),0)","v":50},null,0,29.529981133623163,0,0]
[3787,6,7,18,158,23,"2014-06-07",7,"w",null,{"$f":"IF(I3797=\"h\",INDEX(ID!$K$8:$K$31,FBR!$D3797+1)*INDEX(ID!$K$35:$K$46,$B3797),0)","v":0},{"$f":"IF(I3797=\"w\",INDEX(ID!$L$8:$L$31,FBR!$D3797+1)*INDEX(ID!$L$35:$L$46,$B3797),0)","v":65},{"$f":"IF(I3797=\"h\",INDEX(ID!$M$8:$M$31,FBR!$D3797+1)*INDEX(ID!$M$35:$M$46,$B3797),0)","v":0},{"$f":"IF(I3797=\"w\",INDEX(ID!$N$8:$N$31,FBR!$D3797+1)*INDEX(ID!$N$35:$N$46,$B3797),0)","v":65},null,0,38.388975473710111,0,0]
[3788,6,7,19,158,23,"2014-06-07",7,"w",null,{"$f":"IF(I3798=\"h\",INDEX(ID!$K$8:$K$31,FBR!$D3798+1)*INDEX(ID!$K$35:$K$46,$B3798),0)","v":0},{"$f":"IF(I3798=\"w\",INDEX(ID!$L$8:$L$31,FBR!$D3798+1)*INDEX(ID!$L$35:$L$46,$B3798),0)","v":60},{"$f":"IF(I3798=\"h\",INDEX(ID!$M$8:$M$31,FBR!$D3798+1)*INDEX(ID!$M$35:$M$46,$B3798),0)","v":0},{"$f":"IF(I3798=\"w\",INDEX(ID!$N$8:$N$31,FBR!$D3798+1)*INDEX(ID!$N$35:$N$46,$B3798),0)","v":60},null,0,35.435977360347799,0,0]
[3791,6,7,22,158,23,"2014-06-07",7,"w",null,{"$f":"IF(I3801=\"h\",INDEX(ID!$K$8:$K$31,FBR!$D3801+1)*INDEX(ID!$K$35:$K$46,$B3801),0)","v":0},{"$f":"IF(I3801=\"w\",INDEX(ID!$L$8:$L$31,FBR!$D3801+1)*INDEX(ID!$L$35:$L$46,$B3801),0)","v":45},{"$f":"IF(I3801=\"h\",INDEX(ID!$M$8:$M$31,FBR!$D3801+1)*INDEX(ID!$M$35:$M$46,$B3801),0)","v":0},{"$f":"IF(I3801=\"w\",INDEX(ID!$N$8:$N$31,FBR!$D3801+1)*INDEX(ID!$N$35:$N$46,$B3801),0)","v":45},null,0,26.576983020260847,0,0]
[3794,6,8,1,159,23,"2014-06-08",1,"h",null,{"$f":"IF(I3804=\"h\",INDEX(ID!$K$8:$K$31,FBR!$D3804+1)*INDEX(ID!$K$35:$K$46,$B3804),0)","v":30},{"$f":"IF(I3804=\"w\",INDEX(ID!$L$8:$L$31,FBR!$D3804+1)*INDEX(ID!$L$35:$L$46,$B3804),0)","v":0},{"$f":"IF(I3804=\"h\",INDEX(ID!$M$8:$M$31,FBR!$D3804+1)*INDEX(ID!$M$35:$M$46,$B3804),0)","v":30},{"$f":"IF(I3804=\"w\",INDEX(ID!$N$8:$N$31,FBR!$D3804+1)*INDEX(ID!$N$35:$N$46,$B3804),0)","v":0},null,17.717988680173899,0,0,0]
[3800,6,8,7,159,23,"2014-06-08",1,"h",null,{"$f":"IF(I3810=\"h\",INDEX(ID!$K$8:$K$31,FBR!$D3810+1)*INDEX(ID!$K$35:$K$46,$B3810),0)","v":32},{"$f":"IF(I3810=\"w\",INDEX(ID!$L$8:$L$31,FBR!$D3810+1)*INDEX(ID!$L$35:$L$46,$B3810),0)","v":0},{"$f":"IF(I3810=\"h\",INDEX(ID!$M$8:$M$31,FBR!$D3810+1)*INDEX(ID!$M$35:$M$46,$B3810),0)","v":32},{"$f":"IF(I3810=\"w\",INDEX(ID!$N$8:$N$31,FBR!$D3810+1)*INDEX(ID!$N$35:$N$46,$B3810),0)","v":0},null,18.899187925518824,0,0,0]
[3802,6,8,9,{"$f":"E3788+1","v":159},23,"2014-06-08",1,"h",null,{"$f":"IF(I3812=\"h\",INDEX(ID!$K$8:$K$31,FBR!$D3812+1)*INDEX(ID!$K$35:$K$46,$B3812),0)","v":38},{"$f":"IF(I3812=\"w\",INDEX(ID!$L$8:$L$31,FBR!$D3812+1)*INDEX(ID!$L$35:$L$46,$B3812),0)","v":0},{"$f":"IF(I3812=\"h\",INDEX(ID!$M$8:$M$31,FBR!$D3812+1)*INDEX(ID!$M$35:$M$46,$B3812),0)","v":38},{"$f":"IF(I3812=\"w\",INDEX(ID!$N$8:$N$31,FBR!$D3812+1)*INDEX(ID!$N$35:$N$46,$B3812),0)","v":0},null,22.442785661553604,0,0,0]
[3806,6,8,13,159,23,"2014-06-08",1,"h",null,{"$f":"IF(I3816=\"h\",INDEX(ID!$K$8:$K$31,FBR!$D3816+1)*INDEX(ID!$K$35:$K$46,$B3816),0)","v":44},{"$f":"IF(I3816=\"w\",INDEX(ID!$L$8:$L$31,FBR!$D3816+1)*INDEX(ID!$L$35:$L$46,$B3816),0)","v":0},{"$f":"IF(I3816=\"h\",INDEX(ID!$M$8:$M$31,FBR!$D3816+1)*INDEX(ID!$M$35:$M$46,$B3816),0)","v":44},{"$f":"IF(I3816=\"w\",INDEX(ID!$N$8:$N$31,FBR!$D3816+1)*INDEX(ID!$N$35:$N$46,$B3816),0)","v":0},null,25.986383397588384,0,0,0]
[3809,6,8,16,159,23,"2014-06-08",1,"h",null,{"$f":"IF(I3819=\"h\",INDEX(ID!$K$8:$K$31,FBR!$D3819+1)*INDEX(ID!$K$35:$K$46,$B3819),0)","v":53},{"$f":"IF(I3819=\"w\",INDEX(ID!$L$8:$L$31,FBR!$D3819+1)*INDEX(ID!$L$35:$L$46,$B3819),0)","v":0},{"$f":"IF(I3819=\"h\",INDEX(ID!$M$8:$M$31,FBR!$D3819+1)*INDEX(ID!$M$35:$M$46,$B3819),0)","v":53},{"$f":"IF(I3819=\"w\",INDEX(ID!$N$8:$N$31,FBR!$D3819+1)*INDEX(ID!$N$35:$N$46,$B3819),0)","v":0},null,31.301780001640555,0,0,0]
[3812,6,8,19,159,23,"2014-06-08",1,"h",null,{"$f":"IF(I3822=\"h\",INDEX(ID!$K$8:$K$31,FBR!$D3822+1)*INDEX(ID!$K$35:$K$46,$B3822),0)","v":60},{"$f":"IF(I3822=\"w\",INDEX(ID!$L$8:$L$31,FBR!$D3822+1)*INDEX(ID!$L$35:$L$46,$B3822),0)","v":0},{"$f":"IF(I3822=\"h\",INDEX(ID!$M$8:$M$31,FBR!$D3822+1)*INDEX(ID!$M$35:$M$46,$B3822),0)","v":60},{"$f":"IF(I3822=\"w\",INDEX(ID!$N$8:$N$31,FBR!$D3822+1)*INDEX(ID!$N$35:$N$46,$B3822),0)","v":0},null,35.435977360347799,0,0,0]
[3813,6,8,20,159,23,"2014-06-08",1,"h",null,{"$f":"IF(I3823=\"h\",INDEX(ID!$K$8:$K$31,FBR!$D3823+1)*INDEX(ID!$K$35:$K$46,$B3823),0)","v":53},{"$f":"IF(I3823=\"w\",INDEX(ID!$L$8:$L$31,FBR!$D3823+1)*INDEX(ID!$L$35:$L$46,$B3823),0)","v":0},{"$f":"IF(I3823=\"h\",INDEX(ID!$M$8:$M$31,FBR!$D3823+1)*INDEX(ID!$M$35:$M$46,$B3823),0)","v":53},{"$f":"IF(I3823=\"w\",INDEX(ID!$N$8:$N$31,FBR!$D3823+1)*INDEX(ID!$N$35:$N$46,$B3823),0)","v":0},null,31.301780001640555,0,0,0]
[3816,6,8,23,159,23,"2014-06-08",1,"h",null,{"$f":"IF(I3826=\"h\",INDEX(ID!$K$8:$K$31,FBR!$D3826+1)*INDEX(ID!$K$35:$K$46,$B3826),0)","v":40},{"$f":"IF(I3826=\"w\",INDEX(ID!$L$8:$L$31,FBR!$D3826+1)*INDEX(ID!$L$35:$L$46,$B3826),0)","v":0},{"$f":"IF(I3826=\"h\",INDEX(ID!$M$8:$M$31,FBR!$D3826+1)*INDEX(ID!$M$35:$M$46,$B3826),0)","v":40},{"$f":"IF(I3826=\"w\",INDEX(ID!$N$8:$N$31,FBR!$D3826+1)*INDEX(ID!$N$35:$N$46,$B3826),0)","v":0},null,23.623984906898531,0,0,0]
[3821,6,9,4,160,23,"2014-06-09",2,"h",null,{"$f":"IF(I3831=\"h\",INDEX(ID!$K$8:$K$31,FBR!$D3831+1)*INDEX(ID!$K$35:$K$46,$B3831),0)","v":27},{"$f":"IF(I3831=\"w\",INDEX(ID!$L$8:$L$31,FBR!$D3831+1)*INDEX(ID!$L$35:$L$46,$B3831),0)","v":0},{"$f":"IF(I3831=\"h\",INDEX(ID!$M$8:$M$31,FBR!$D3831+1)*INDEX(ID!$M$35:$M$46,$B3831),0)","v":27},{"$f":"IF(I3831=\"w\",INDEX(ID!$N$8:$N$31,FBR!$D3831+1)*INDEX(ID!$N$35:$N$46,$B3831),0)","v":0},null,15.94618981215651,0,0,0]
[3824,6,9,7,160,23,"2014-06-09",2,"h",null,{"$f":"IF(I3834=\"h\",INDEX(ID!$K$8:$K$31,FBR!$D3834+1)*INDEX(ID!$K$35:$K$46,$B3834),0)","v":32},{"$f":"IF(I3834=\"w\",INDEX(ID!$L$8:$L$31,FBR!$D3834+1)*INDEX(ID!$L$35:$L$46,$B3834),0)","v":0},{"$f":"IF(I3834=\"h\",INDEX(ID!$M$8:$M$31,FBR!$D3834+1)*INDEX(ID!$M$35:$M$46,$B3834),0)","v":32},{"$f":"IF(I3834=\"w\",INDEX(ID!$N$8:$N$31,FBR!$D3834+1)*INDEX(ID!$N$35:$N$46,$B3834),0)","v":0},null,18.899187925518824,0,0,0]
[3827,6,9,10,160,23,"2014-06-09",2,"h",null,{"$f":"IF(I3837=\"h\",INDEX(ID!$K$8:$K$31,FBR!$D3837+1)*INDEX(ID!$K$35:$K$46,$B3837),0)","v":40},{"$f":"IF(I3837=\"w\",INDEX(ID!$L$8:$L$31,FBR!$D3837+1)*INDEX(ID!$L$35:$L$46,$B3837),0)","v":0},{"$f":"IF(I3837=\"h\",INDEX(ID!$M$8:$M$31,FBR!$D3837+1)*INDEX(ID!$M$35:$M$46,$B3837),0)","v":40},{"$f":"IF(I3837=\"w\",INDEX(ID!$N$8:$N$31,FBR!$D3837+1)*INDEX(ID!$N$35:$N$46,$B3837),0)","v":0},null,23.623984906898531,0,0,0]
[3831,6,9,14,160,23,"2014-06-09",2,"h",null,{"$f":"IF(I3841=\"h\",INDEX(ID!$K$8:$K$31,FBR!$D3841+1)*INDEX(ID!$K$35:$K$46,$B3841),0)","v":47},{"$f":"IF(I3841=\"w\",INDEX(ID!$L$8:$L$31,FBR!$D3841+1)*INDEX(ID!$L$35:$L$46,$B3841),0)","v":0},{"$f":"IF(I3841=\"h\",INDEX(ID!$M$8:$M$31,FBR!$D3841+1)*INDEX(ID!$M$35:$M$46,$B3841),0)","v":47},{"$f":"IF(I3841=\"w\",INDEX(ID!$N$8:$N$31,FBR!$D3841+1)*INDEX(ID!$N$35:$N$46,$B3841),0)","v":0},null,27.758182265605775,0,0,0]
[3834,6,9,17,160,23,"2014-06-09",2,"h",null,{"$f":"IF(I3844=\"h\",INDEX(ID!$K$8:$K$31,FBR!$D3844+1)*INDEX(ID!$K$35:$K$46,$B3844),0)","v":62},{"$f":"IF(I3844=\"w\",INDEX(ID!$L$8:$L$31,FBR!$D3844+1)*INDEX(ID!$L$35:$L$46,$B3844),0)","v":0},{"$f":"IF(I3844=\"h\",INDEX(ID!$M$8:$M$31,FBR!$D3844+1)*INDEX(ID!$M$35:$M$46,$B3844),0)","v":62},{"$f":"IF(I3844=\"w\",INDEX(ID!$N$8:$N$31,FBR!$D3844+1)*INDEX(ID!$N$35:$N$46,$B3844),0)","v":0},null,36.617176605692727,0,0,0]
[3837,6,9,20,160,23,"2014-06-09",2,"h",null,{"$f":"IF(I3847=\"h\",INDEX(ID!$K$8:$K$31,FBR!$D3847+1)*INDEX(ID!$K$35:$K$46,$B3847),0)","v":53},{"$f":"IF(I3847=\"w\",INDEX(ID!$L$8:$L$31,FBR!$D3847+1)*INDEX(ID!$L$35:$L$46,$B3847),0)","v":0},{"$f":"IF(I3847=\"h\",INDEX(ID!$M$8:$M$31,FBR!$D3847+1)*INDEX(ID!$M$35:$M$46,$B3847),0)","v":53},{"$f":"IF(I3847=\"w\",INDEX(ID!$N$8:$N$31,FBR!$D3847+1)*INDEX(ID!$N$35:$N$46,$B3847),0)","v":0},null,31.301780001640555,0,0,0]
[3838,6,9,21,160,23,"2014-06-09",2,"h",null,{"$f":"IF(I3848=\"h\",INDEX(ID!$K$8:$K$31,FBR!$D3848+1)*INDEX(ID!$K$35:$K$46,$B3848),0)","v":50},{"$f":"IF(I3848=\"w\",INDEX(ID!$L$8:$L$31,FBR!$D3848+1)*INDEX(ID!$L$35:$L$46,$B3848),0)","v":0},{"$f":"IF(I3848=\"h\",INDEX(ID!$M$8:$M$31,FBR!$D3848+1)*INDEX(ID!$M$35:$M$46,$B3848),0)","v":50},{"$f":"IF(I3848=\"w\",INDEX(ID!$N$8:$N$31,FBR!$D3848+1)*INDEX(ID!$N$35:$N$46,$B3848),0)","v":0},null,29.529981133623163,0,0,0]
[{"$f":"A3851+1","v":3842},6,10,1,161,23,{"$f":"DATE(2014,B3852,C3852)","v":"2014-06-10"},3,"h",null,{"$f":"IF(I3852=\"h\",INDEX(ID!$K$8:$K$31,FBR!$D3852+1)*INDEX(ID!$K$35:$K$46,$B3852),0)","v":30},{"$f":"IF(I3852=\"w\",INDEX(ID!$L$8:$L$31,FBR!$D3852+1)*INDEX(ID!$L$35:$L$46,$B3852),0)","v":0},{"$f":"IF(I3852=\"h\",INDEX(ID!$M$8:$M$31,FBR!$D3852+1)*INDEX(ID!$M$35:$M$46,$B3852),0)","v":30},{"$f":"IF(I3852=\"w\",INDEX(ID!$N$8:$N$31,FBR!$D3852+1)*INDEX(ID!$N$35:$N$46,$B3852),0)","v":0},null,17.717988680173899,0,0,0]
[3845,6,10,4,161,23,"2014-06-10",3,"h",null,{"$f":"IF(I3855=\"h\",INDEX(ID!$K$8:$K$31,FBR!$D3855+1)*INDEX(ID!$K$35:$K$46,$B3855),0)","v":27},{"$f":"IF(I3855=\"w\",INDEX(ID!$L$8:$L$31,FBR!$D3855+1)*INDEX(ID!$L$35:$L$46,$B3855),0)","v":0},{"$f":"IF(I3855=\"h\",INDEX(ID!$M$8:$M$31,FBR!$D3855+1)*INDEX(ID!$M$35:$M$46,$B3855),0)","v":27},{"$f":"IF(I3855=\"w\",INDEX(ID!$N$8:$N$31,FBR!$D3855+1)*INDEX(ID!$N$35:$N$46,$B3855),0)","v":0},null,15.94618981215651,0,0,0]
[3849,6,10,8,161,23,"2014-06-10",3,"h",null,{"$f":"IF(I3859=\"h\",INDEX(ID!$K$8:$K$31,FBR!$D3859+1)*INDEX(ID!$K$35:$K$46,$B3859),0)","v":35},{"$f":"IF(I3859=\"w\",INDEX(ID!$L$8:$L$31,FBR!$D3859+1)*INDEX(ID!$L$35:$L$46,$B3859),0)","v":0},{"$f":"IF(I3859=\"h\",INDEX(ID!$M$8:$M$31,FBR!$D3859+1)*INDEX(ID!$M$35:$M$46,$B3859),0)","v":35},{"$f":"IF(I3859=\"w\",INDEX(ID!$N$8:$N$31,FBR!$D3859+1)*INDEX(ID!$N$35:$N$46,$B3859),0)","v":0},null,20.670986793536215,0,0,0]
[3852,6,10,11,161,23,"2014-06-10",3,"h",null,{"$f":"IF(I3862=\"h\",INDEX(ID!$K$8:$K$31,FBR!$D3862+1)*INDEX(ID!$K$35:$K$46,$B3862),0)","v":42},{"$f":"IF(I3862=\"w\",INDEX(ID!$L$8:$L$31,FBR!$D3862+1)*INDEX(ID!$L$35:$L$46,$B3862),0)","v":0},{"$f":"IF(I3862=\"h\",INDEX(ID!$M$8:$M$31,FBR!$D3862+1)*INDEX(ID!$M$35:$M$46,$B3862),0)","v":42},{"$f":"IF(I3862=\"w\",INDEX(ID!$N$8:$N$31,FBR!$D3862+1)*INDEX(ID!$N$35:$N$46,$B3862),0)","v":0},null,24.805184152243459,0,0,0]
[3856,6,10,15,161,23,"2014-06-10",3,"h",null,{"$f":"IF(I3866=\"h\",INDEX(ID!$K$8:$K$31,FBR!$D3866+1)*INDEX(ID!$K$35:$K$46,$B3866),0)","v":50},{"$f":"IF(I3866=\"w\",INDEX(ID!$L$8:$L$31,FBR!$D3866+1)*INDEX(ID!$L$35:$L$46,$B3866),0)","v":0},{"$f":"IF(I3866=\"h\",INDEX(ID!$M$8:$M$31,FBR!$D3866+1)*INDEX(ID!$M$35:$M$46,$B3866),0)","v":50},{"$f":"IF(I3866=\"w\",INDEX(ID!$N$8:$N$31,FBR!$D3866+1)*INDEX(ID!$N$35:$N$46,$B3866),0)","v":0},null,29.529981133623163,0,0,0]
[3859,6,10,18,161,23,"2014-06-10",3,"h",null,{"$f":"IF(I3869=\"h\",INDEX(ID!$K$8:$K$31,FBR!$D3869+1)*INDEX(ID!$K$35:$K$46,$B3869),0)","v":65},{"$f":"IF(I3869=\"w\",INDEX(ID!$L$8:$L$31,FBR!$D3869+1)*INDEX(ID!$L$35:$L$46,$B3869),0)","v":0},{"$f":"IF(I3869=\"h\",INDEX(ID!$M$8:$M$31,FBR!$D3869+1)*INDEX(ID!$M$35:$M$46,$B3869),0)","v":65},{"$f":"IF(I3869=\"w\",INDEX(ID!$N$8:$N$31,FBR!$D3869+1)*INDEX(ID!$N$35:$N$46,$B3869),0)","v":0},null,38.388975473710111,0,0,0]
[3863,6,10,22,161,23,"2014-06-10",3,"h",null,{"$f":"IF(I3873=\"h\",INDEX(ID!$K$8:$K$31,FBR!$D3873+1)*INDEX(ID!$K$35:$K$46,$B3873),0)","v":45},{"$f":"IF(I3873=\"w\",INDEX(ID!$L$8:$L$31,FBR!$D3873+1)*INDEX(ID!$L$35:$L$46,$B3873),0)","v":0},{"$f":"IF(I3873=\"h\",INDEX(ID!$M$8:$M$31,FBR!$D3873+1)*INDEX(ID!$M$35:$M$46,$B3873),0)","v":45},{"$f":"IF(I3873=\"w\",INDEX(ID!$N$8:$N$31,FBR!$D3873+1)*INDEX(ID!$N$35:$N$46,$B3873),0)","v":0},null,26.576983020260847,0,0,0]
[3864,6,10,23,161,23,"2014-06-10",3,"h",null,{"$f":"IF(I3874=\"h\",INDEX(ID!$K$8:$K$31,FBR!$D3874+1)*INDEX(ID!$K$35:$K$46,$B3874),0)","v":40},{"$f":"IF(I3874=\"w\",INDEX(ID!$L$8:$L$31,FBR!$D3874+1)*INDEX(ID!$L$35:$L$46,$B3874),0)","v":0},{"$f":"IF(I3874=\"h\",INDEX(ID!$M$8:$M$31,FBR!$D3874+1)*INDEX(ID!$M$35:$M$46,$B3874),0)","v":40},{"$f":"IF(I3874=\"w\",INDEX(ID!$N$8:$N$31,FBR!$D3874+1)*INDEX(ID!$N$35:$N$46,$B3874),0)","v":0},null,23.623984906898531,0,0,0]
[3867,6,11,2,162,24,"2014-06-11",4,"h",null,{"$f":"IF(I3877=\"h\",INDEX(ID!$K$8:$K$31,FBR!$D3877+1)*INDEX(ID!$K$35:$K$46,$B3877),0)","v":28},{"$f":"IF(I3877=\"w\",INDEX(ID!$L$8:$L$31,FBR!$D3877+1)*INDEX(ID!$L$35:$L$46,$B3877),0)","v":0},{"$f":"IF(I3877=\"h\",INDEX(ID!$M$8:$M$31,FBR!$D3877+1)*INDEX(ID!$M$35:$M$46,$B3877),0)","v":28},{"$f":"IF(I3877=\"w\",INDEX(ID!$N$8:$N$31,FBR!$D3877+1)*INDEX(ID!$N$35:$N$46,$B3877),0)","v":0},null,16.536789434828972,0,0,0]
[3871,6,11,6,162,24,"2014-06-11",4,"h",null,{"$f":"IF(I3881=\"h\",INDEX(ID!$K$8:$K$31,FBR!$D3881+1)*INDEX(ID!$K$35:$K$46,$B3881),0)","v":29},{"$f":"IF(I3881=\"w\",INDEX(ID!$L$8:$L$31,FBR!$D3881+1)*INDEX(ID!$L$35:$L$46,$B3881),0)","v":0},{"$f":"IF(I3881=\"h\",INDEX(ID!$M$8:$M$31,FBR!$D3881+1)*INDEX(ID!$M$35:$M$46,$B3881),0)","v":29},{"$f":"IF(I3881=\"w\",INDEX(ID!$N$8:$N$31,FBR!$D3881+1)*INDEX(ID!$N$35:$N$46,$B3881),0)","v":0},null,17.127389057501436,0,0,0]
[3874,6,11,9,162,24,"2014-06-11",4,"h",null,{"$f":"IF(I3884=\"h\",INDEX(ID!$K$8:$K$31,FBR!$D3884+1)*INDEX(ID!$K$35:$K$46,$B3884),0)","v":38},{"$f":"IF(I3884=\"w\",INDEX(ID!$L$8:$L$31,FBR!$D3884+1)*INDEX(ID!$L$35:$L$46,$B3884),0)","v":0},{"$f":"IF(I3884=\"h\",INDEX(ID!$M$8:$M$31,FBR!$D3884+1)*INDEX(ID!$M$35:$M$46,$B3884),0)","v":38},{"$f":"IF(I3884=\"w\",INDEX(ID!$N$8:$N$31,FBR!$D3884+1)*INDEX(ID!$N$35:$N$46,$B3884),0)","v":0},null,22.442785661553604,0,0,0]
[3877,6,11,12,162,24,"2014-06-11",4,"h",null,{"$f":"IF(I3887=\"h\",INDEX(ID!$K$8:$K$31,FBR!$D3887+1)*INDEX(ID!$K$35:$K$46,$B3887),0)","v":43},{"$f":"IF(I3887=\"w\",INDEX(ID!$L$8:$L$31,FBR!$D3887+1)*INDEX(ID!$L$35:$L$46,$B3887),0)","v":0},{"$f":"IF(I3887=\"h\",INDEX(ID!$M$8:$M$31,FBR!$D3887+1)*INDEX(ID!$M$35:$M$46,$B3887),0)","v":43},{"$f":"IF(I3887=\"w\",INDEX(ID!$N$8:$N$31,FBR!$D3887+1)*INDEX(ID!$N$35:$N$46,$B3887),0)","v":0},null,25.395783774915923,0,0,0]
[3881,6,11,16,162,24,"2014-06-11",4,"h",null,{"$f":"IF(I3891=\"h\",INDEX(ID!$K$8:$K$31,FBR!$D3891+1)*INDEX(ID!$K$35:$K$46,$B3891),0)","v":53},{"$f":"IF(I3891=\"w\",INDEX(ID!$L$8:$L$31,FBR!$D3891+1)*INDEX(ID!$L$35:$L$46,$B3891),0)","v":0},{"$f":"IF(I3891=\"h\",INDEX(ID!$M$8:$M$31,FBR!$D3891+1)*INDEX(ID!$M$35:$M$46,$B3891),0)","v":53},{"$f":"IF(I3891=\"w\",INDEX(ID!$N$8:$N$31,FBR!$D3891+1)*INDEX(ID!$N$35:$N$46,$B3891),0)","v":0},null,31.301780001640555,0,0,0]
[3884,6,11,19,162,24,"2014-06-11",4,"h",null,{"$f":"IF(I3894=\"h\",INDEX(ID!$K$8:$K$31,FBR!$D3894+1)*INDEX(ID!$K$35:$K$46,$B3894),0)","v":60},{"$f":"IF(I3894=\"w\",INDEX(ID!$L$8:$L$31,FBR!$D3894+1)*INDEX(ID!$L$35:$L$46,$B3894),0)","v":0},{"$f":"IF(I3894=\"h\",INDEX(ID!$M$8:$M$31,FBR!$D3894+1)*INDEX(ID!$M$35:$M$46,$B3894),0)","v":60},{"$f":"IF(I3894=\"w\",INDEX(ID!$N$8:$N$31,FBR!$D3894+1)*INDEX(ID!$N$35:$N$46,$B3894),0)","v":0},null,35.435977360347799,0,0,0]
[3888,6,11,23,162,24,"2014-06-11",4,"h",null,{"$f":"IF(I3898=\"h\",INDEX(ID!$K$8:$K$31,FBR!$D3898+1)*INDEX(ID!$K$35:$K$46,$B3898),0)","v":40},{"$f":"IF(I3898=\"w\",INDEX(ID!$L$8:$L$31,FBR!$D3898+1)*INDEX(ID!$L$35:$L$46,$B3898),0)","v":0},{"$f":"IF(I3898=\"h\",INDEX(ID!$M$8:$M$31,FBR!$D3898+1)*INDEX(ID!$M$35:$M$46,$B3898),0)","v":40},{"$f":"IF(I3898=\"w\",INDEX(ID!$N$8:$N$31,FBR!$D3898+1)*INDEX(ID!$N$35:$N$46,$B3898),0)","v":0},null,23.623984906898531,0,0,0]
[3889,6,12,0,163,24,"2014-06-12",5,"h",null,{"$f":"IF(I3899=\"h\",INDEX(ID!$K$8:$K$31,FBR!$D3899+1)*INDEX(ID!$K$35:$K$46,$B3899),0)","v":35},{"$f":"IF(I3899=\"w\",INDEX(ID!$L$8:$L$31,FBR!$D3899+1)*INDEX(ID!$L$35:$L$46,$B3899),0)","v":0},{"$f":"IF(I3899=\"h\",INDEX(ID!$M$8:$M$31,FBR!$D3899+1)*INDEX(ID!$M$35:$M$46,$B3899),0)","v":35},{"$f":"IF(I3899=\"w\",INDEX(ID!$N$8:$N$31,FBR!$D3899+1)*INDEX(ID!$N$35:$N$46,$B3899),0)","v":0},null,20.670986793536215,0,0,0]
[3892,6,12,3,163,24,"2014-06-12",5,"h",null,{"$f":"IF(I3902=\"h\",INDEX(ID!$K$8:$K$31,FBR!$D3902+1)*INDEX(ID!$K$35:$K$46,$B3902),0)","v":27},{"$f":"IF(I3902=\"w\",INDEX(ID!$L$8:$L$31,FBR!$D3902+1)*INDEX(ID!$L$35:$L$46,$B3902),0)","v":0},{"$f":"IF(I3902=\"h\",INDEX(ID!$M$8:$M$31,FBR!$D3902+1)*INDEX(ID!$M$35:$M$46,$B3902),0)","v":27},{"$f":"IF(I3902=\"w\",INDEX(ID!$N$8:$N$31,FBR!$D3902+1)*INDEX(ID!$N$35:$N$46,$B3902),0)","v":0},null,15.94618981215651,0,0,0]
[3896,6,12,7,163,24,"2014-06-12",5,"h",null,{"$f":"IF(I3906=\"h\",INDEX(ID!$K$8:$K$31,FBR!$D3906+1)*INDEX(ID!$K$35:$K$46,$B3906),0)","v":32},{"$f":"IF(I3906=\"w\",INDEX(ID!$L$8:$L$31,FBR!$D3906+1)*INDEX(ID!$L$35:$L$46,$B3906),0)","v":0},{"$f":"IF(I3906=\"h\",INDEX(ID!$M$8:$M$31,FBR!$D3906+1)*INDEX(ID!$M$35:$M$46,$B3906),0)","v":32},{"$f":"IF(I3906=\"w\",INDEX(ID!$N$8:$N$31,FBR!$D3906+1)*INDEX(ID!$N$35:$N$46,$B3906),0)","v":0},null,18.899187925518824,0,0,0]
[3899,6,12,10,163,24,"2014-06-12",5,"h",null,{"$f":"IF(I3909=\"h\",INDEX(ID!$K$8:$K$31,FBR!$D3909+1)*INDEX(ID!$K$35:$K$46,$B3909),0)","v":40},{"$f":"IF(I3909=\"w\",INDEX(ID!$L$8:$L$31,FBR!$D3909+1)*INDEX(ID!$L$35:$L$46,$B3909),0)","v":0},{"$f":"IF(I3909=\"h\",INDEX(ID!$M$8:$M$31,FBR!$D3909+1)*INDEX(ID!$M$35:$M$46,$B3909),0)","v":40},{"$f":"IF(I3909=\"w\",INDEX(ID!$N$8:$N$31,FBR!$D3909+1)*INDEX(ID!$N$35:$N$46,$B3909),0)","v":0},null,23.623984906898531,0,0,0]
[3902,6,12,13,163,24,"2014-06-12",5,"h",null,{"$f":"IF(I3912=\"h\",INDEX(ID!$K$8:$K$31,FBR!$D3912+1)*INDEX(ID!$K$35:$K$46,$B3912),0)","v":44},{"$f":"IF(I3912=\"w\",INDEX(ID!$L$8:$L$31,FBR!$D3912+1)*INDEX(ID!$L$35:$L$46,$B3912),0)","v":0},{"$f":"IF(I3912=\"h\",INDEX(ID!$M$8:$M$31,FBR!$D3912+1)*INDEX(ID!$M$35:$M$46,$B3912),0)","v":44},{"$f":"IF(I3912=\"w\",INDEX(ID!$N$8:$N$31,FBR!$D3912+1)*INDEX(ID!$N$35:$N$46,$B3912),0)","v":0},null,25.986383397588384,0,0,0]
[3905,6,12,16,163,24,"2014-06-12",{"$f":"WEEKDAY(G3915)","v":5},{"$f":"IF(OR(H3915=6,H3915=7),\"w\",\"h\")","v":"h"},null,{"$f":"IF(I3915=\"h\",INDEX(ID!$K$8:$K$31,FBR!$D3915+1)*INDEX(ID!$K$35:$K$46,$B3915),0)","v":53},{"$f":"IF(I3915=\"w\",INDEX(ID!$L$8:$L$31,FBR!$D3915+1)*INDEX(ID!$L$35:$L$46,$B3915),0)","v":0},{"$f":"IF(I3915=\"h\",INDEX(ID!$M$8:$M$31,FBR!$D3915+1)*INDEX(ID!$M$35:$M$46,$B3915),0)","v":53},{"$f":"IF(I3915=\"w\",INDEX(ID!$N$8:$N$31,FBR!$D3915+1)*INDEX(ID!$N$35:$N$46,$B3915),0)","v":0},null,{"$f":"K3915*(indvforbrug*antalbrugere)/($K$8789+$L$8789)","v":31.301780001640555},{"$f":"L3915*indvforbrug*antalbrugere/($K$8789+$L$8789)","v":0},{"$f":"M3915*fællesforbrug/($M$8789+$N$8789)","v":0},{"$f":"N3915*fællesforbrug/($M$8789+$N$8789)","v":0}]
[3910,6,12,21,163,24,"2014-06-12",5,"h",null,{"$f":"IF(I3920=\"h\",INDEX(ID!$K$8:$K$31,FBR!$D3920+1)*INDEX(ID!$K$35:$K$46,$B3920),0)","v":50},{"$f":"IF(I3920=\"w\",INDEX(ID!$L$8:$L$31,FBR!$D3920+1)*INDEX(ID!$L$35:$L$46,$B3920),0)","v":0},{"$f":"IF(I3920=\"h\",INDEX(ID!$M$8:$M$31,FBR!$D3920+1)*INDEX(ID!$M$35:$M$46,$B3920),0)","v":50},{"$f":"IF(I3920=\"w\",INDEX(ID!$N$8:$N$31,FBR!$D3920+1)*INDEX(ID!$N$35:$N$46,$B3920),0)","v":0},null,29.529981133623163,0,0,0]
[3913,6,13,0,164,24,"2014-06-13",6,"w",null,{"$f":"IF(I3923=\"h\",INDEX(ID!$K$8:$K$31,FBR!$D3923+1)*INDEX(ID!$K$35:$K$46,$B3923),0)","v":0},{"$f":"IF(I3923=\"w\",INDEX(ID!$L$8:$L$31,FBR!$D3923+1)*INDEX(ID!$L$35:$L$46,$B3923),0)","v":35},{"$f":"IF(I3923=\"h\",INDEX(ID!$M$8:$M$31,FBR!$D3923+1)*INDEX(ID!$M$35:$M$46,$B3923),0)","v":0},{"$f":"IF(I3923=\"w\",INDEX(ID!$N$8:$N$31,FBR!$D3923+1)*INDEX(ID!$N$35:$N$46,$B3923),0)","v":35},null,0,20.670986793536215,0,0]
[3914,6,13,1,164,24,"2014-06-13",6,"w",null,{"$f":"IF(I3924=\"h\",INDEX(ID!$K$8:$K$31,FBR!$D3924+1)*INDEX(ID!$K$35:$K$46,$B3924),0)","v":0},{"$f":"IF(I3924=\"w\",INDEX(ID!$L$8:$L$31,FBR!$D3924+1)*INDEX(ID!$L$35:$L$46,$B3924),0)","v":30},{"$f":"IF(I3924=\"h\",INDEX(ID!$M$8:$M$31,FBR!$D3924+1)*INDEX(ID!$M$35:$M$46,$B3924),0)","v":0},{"$f":"IF(I3924=\"w\",INDEX(ID!$N$8:$N$31,FBR!$D3924+1)*INDEX(ID!$N$35:$N$46,$B3924),0)","v":30},null,0,17.717988680173899,0,0]
[3917,6,13,4,164,24,"2014-06-13",6,"w",null,{"$f":"IF(I3927=\"h\",INDEX(ID!$K$8:$K$31,FBR!$D3927+1)*INDEX(ID!$K$35:$K$46,$B3927),0)","v":0},{"$f":"IF(I3927=\"w\",INDEX(ID!$L$8:$L$31,FBR!$D3927+1)*INDEX(ID!$L$35:$L$46,$B3927),0)","v":27},{"$f":"IF(I3927=\"h\",INDEX(ID!$M$8:$M$31,FBR!$D3927+1)*INDEX(ID!$M$35:$M$46,$B3927),0)","v":0},{"$f":"IF(I3927=\"w\",INDEX(ID!$N$8:$N$31,FBR!$D3927+1)*INDEX(ID!$N$35:$N$46,$B3927),0)","v":27},null,0,15.94618981215651,0,0]
[3921,6,13,8,164,24,"2014-06-13",6,"w",null,{"$f":"IF(I3931=\"h\",INDEX(ID!$K$8:$K$31,FBR!$D3931+1)*INDEX(ID!$K$35:$K$46,$B3931),0)","v":0},{"$f":"IF(I3931=\"w\",INDEX(ID!$L$8:$L$31,FBR!$D3931+1)*INDEX(ID!$L$35:$L$46,$B3931),0)","v":35},{"$f":"IF(I3931=\"h\",INDEX(ID!$M$8:$M$31,FBR!$D3931+1)*INDEX(ID!$M$35:$M$46,$B3931),0)","v":0},{"$f":"IF(I3931=\"w\",INDEX(ID!$N$8:$N$31,FBR!$D3931+1)*INDEX(ID!$N$35:$N$46,$B3931),0)","v":35},null,0,20.670986793536215,0,0]
[3926,6,13,13,164,24,"2014-06-13",6,"w",null,{"$f":"IF(I3936=\"h\",INDEX(ID!$K$8:$K$31,FBR!$D3936+1)*INDEX(ID!$K$35:$K$46,$B3936),0)","v":0},{"$f":"IF(I3936=\"w\",INDEX(ID!$L$8:$L$31,FBR!$D3936+1)*INDEX(ID!$L$35:$L$46,$B3936),0)","v":44},{"$f":"IF(I3936=\"h\",INDEX(ID!$M$8:$M$31,FBR!$D3936+1)*INDEX(ID!$M$35:$M$46,$B3936),0)","v":0},{"$f":"IF(I3936=\"w\",INDEX(ID!$N$8:$N$31,FBR!$D3936+1)*INDEX(ID!$N$35:$N$46,$B3936),0)","v":44},null,0,25.986383397588384,0,0]
[3928,6,13,15,164,24,"2014-06-13",6,"w",null,{"$f":"IF(I3938=\"h\",INDEX(ID!$K$8:$K$31,FBR!$D3938+1)*INDEX(ID!$K$35:$K$46,$B3938),0)","v":0},{"$f":"IF(I3938=\"w\",INDEX(ID!$L$8:$L$31,FBR!$D3938+1)*INDEX(ID!$L$35:$L$46,$B3938),0)","v":50},{"$f":"IF(I3938=\"h\",INDEX(ID!$M$8:$M$31,FBR!$D3938+1)*INDEX(ID!$M$35:$M$46,$B3938),0)","v":0},{"$f":"IF(I3938=\"w\",INDEX(ID!$N$8:$N$31,FBR!$D3938+1)*INDEX(ID!$N$35:$N$46,$B3938),0)","v":50},null,0,29.529981133623163,0,0]
[3932,6,13,19,164,24,"2014-06-13",6,"w",null,{"$f":"IF(I3942=\"h\",INDEX(ID!$K$8:$K$31,FBR!$D3942+1)*INDEX(ID!$K$35:$K$46,$B3942),0)","v":0},{"$f":"IF(I3942=\"w\",INDEX(ID!$L$8:$L$31,FBR!$D3942+1)*INDEX(ID!$L$35:$L$46,$B3942),0)","v":60},{"$f":"IF(I3942=\"h\",INDEX(ID!$M$8:$M$31,FBR!$D3942+1)*INDEX(ID!$M$35:$M$46,$B3942),0)","v":0},{"$f":"IF(I3942=\"w\",INDEX(ID!$N$8:$N$31,FBR!$D3942+1)*INDEX(ID!$N$35:$N$46,$B3942),0)","v":60},null,0,35.435977360347799,0,0]
[3935,6,13,22,164,24,"2014-06-13",6,"w",null,{"$f":"IF(I3945=\"h\",INDEX(ID!$K$8:$K$31,FBR!$D3945+1)*INDEX(ID!$K$35:$K$46,$B3945),0)","v":0},{"$f":"IF(I3945=\"w\",INDEX(ID!$L$8:$L$31,FBR!$D3945+1)*INDEX(ID!$L$35:$L$46,$B3945),0)","v":45},{"$f":"IF(I3945=\"h\",INDEX(ID!$M$8:$M$31,FBR!$D3945+1)*INDEX(ID!$M$35:$M$46,$B3945),0)","v":0},{"$f":"IF(I3945=\"w\",INDEX(ID!$N$8:$N$31,FBR!$D3945+1)*INDEX(ID!$N$35:$N$46,$B3945),0)","v":45},null,0,26.576983020260847,0,0]
[3936,6,13,23,164,24,"2014-06-13",6,"w",null,{"$f":"IF(I3946=\"h\",INDEX(ID!$K$8:$K$31,FBR!$D3946+1)*INDEX(ID!$K$35:$K$46,$B3946),0)","v":0},{"$f":"IF(I3946=\"w\",INDEX(ID!$L$8:$L$31,FBR!$D3946+1)*INDEX(ID!$L$35:$L$46,$B3946),0)","v":40},{"$f":"IF(I3946=\"h\",INDEX(ID!$M$8:$M$31,FBR!$D3946+1)*INDEX(ID!$M$35:$M$46,$B3946),0)","v":0},{"$f":"IF(I3946=\"w\",INDEX(ID!$N$8:$N$31,FBR!$D3946+1)*INDEX(ID!$N$35:$N$46,$B3946),0)","v":40},null,0,23.623984906898531,0,0]
[3939,6,14,2,165,24,"2014-06-14",7,"w",null,{"$f":"IF(I3949=\"h\",INDEX(ID!$K$8:$K$31,FBR!$D3949+1)*INDEX(ID!$K$35:$K$46,$B3949),0)","v":0},{"$f":"IF(I3949=\"w\",INDEX(ID!$L$8:$L$31,FBR!$D3949+1)*INDEX(ID!$L$35:$L$46,$B3949),0)","v":28},{"$f":"IF(I3949=\"h\",INDEX(ID!$M$8:$M$31,FBR!$D3949+1)*INDEX(ID!$M$35:$M$46,$B3949),0)","v":0},{"$f":"IF(I3949=\"w\",INDEX(ID!$N$8:$N$31,FBR!$D3949+1)*INDEX(ID!$N$35:$N$46,$B3949),0)","v":28},null,0,16.536789434828972,0,0]
[3942,6,14,5,165,24,"2014-06-14",7,"w",null,{"$f":"IF(I3952=\"h\",INDEX(ID!$K$8:$K$31,FBR!$D3952+1)*INDEX(ID!$K$35:$K$46,$B3952),0)","v":0},{"$f":"IF(I3952=\"w\",INDEX(ID!$L$8:$L$31,FBR!$D3952+1)*INDEX(ID!$L$35:$L$46,$B3952),0)","v":27},{"$f":"IF(I3952=\"h\",INDEX(ID!$M$8:$M$31,FBR!$D3952+1)*INDEX(ID!$M$35:$M$46,$B3952),0)","v":0},{"$f":"IF(I3952=\"w\",INDEX(ID!$N$8:$N$31,FBR!$D3952+1)*INDEX(ID!$N$35:$N$46,$B3952),0)","v":27},null,0,15.94618981215651,0,0]
[3947,6,14,10,165,24,"2014-06-14",7,"w",null,{"$f":"IF(I3957=\"h\",INDEX(ID!$K$8:$K$31,FBR!$D3957+1)*INDEX(ID!$K$35:$K$46,$B3957),0)","v":0},{"$f":"IF(I3957=\"w\",INDEX(ID!$L$8:$L$31,FBR!$D3957+1)*INDEX(ID!$L$35:$L$46,$B3957),0)","v":40},{"$f":"IF(I3957=\"h\",INDEX(ID!$M$8:$M$31,FBR!$D3957+1)*INDEX(ID!$M$35:$M$46,$B3957),0)","v":0},{"$f":"IF(I3957=\"w\",INDEX(ID!$N$8:$N$31,FBR!$D3957+1)*INDEX(ID!$N$35:$N$46,$B3957),0)","v":40},null,0,23.623984906898531,0,0]
[3950,6,14,13,165,24,"2014-06-14",7,"w",null,{"$f":"IF(I3960=\"h\",INDEX(ID!$K$8:$K$31,FBR!$D3960+1)*INDEX(ID!$K$35:$K$46,$B3960),0)","v":0},{"$f":"IF(I3960=\"w\",INDEX(ID!$L$8:$L$31,FBR!$D3960+1)*INDEX(ID!$L$35:$L$46,$B3960),0)","v":44},{"$f":"IF(I3960=\"h\",INDEX(ID!$M$8:$M$31,FBR!$D3960+1)*INDEX(ID!$M$35:$M$46,$B3960),0)","v":0},{"$f":"IF(I3960=\"w\",INDEX(ID!$N$8:$N$31,FBR!$D3960+1)*INDEX(ID!$N$35:$N$46,$B3960),0)","v":44},null,0,25.986383397588384,0,0]
[3953,6,14,16,165,24,"2014-06-14",7,"w",null,{"$f":"IF(I3963=\"h\",INDEX(ID!$K$8:$K$31,FBR!$D3963+1)*INDEX(ID!$K$35:$K$46,$B3963),0)","v":0},{"$f":"IF(I3963=\"w\",INDEX(ID!$L$8:$L$31,FBR!$D3963+1)*INDEX(ID!$L$35:$L$46,$B3963),0)","v":53},{"$f":"IF(I3963=\"h\",INDEX(ID!$M$8:$M$31,FBR!$D3963+1)*INDEX(ID!$M$35:$M$46,$B3963),0)","v":0},{"$f":"IF(I3963=\"w\",INDEX(ID!$N$8:$N$31,FBR!$D3963+1)*INDEX(ID!$N$35:$N$46,$B3963),0)","v":53},null,0,31.301780001640555,0,0]
[3957,6,14,20,165,24,"2014-06-14",7,"w",null,{"$f":"IF(I3967=\"h\",INDEX(ID!$K$8:$K$31,FBR!$D3967+1)*INDEX(ID!$K$35:$K$46,$B3967),0)","v":0},{"$f":"IF(I3967=\"w\",INDEX(ID!$L$8:$L$31,FBR!$D3967+1)*INDEX(ID!$L$35:$L$46,$B3967),0)","v":53},{"$f":"IF(I3967=\"h\",INDEX(ID!$M$8:$M$31,FBR!$D3967+1)*INDEX(ID!$M$35:$M$46,$B3967),0)","v":0},{"$f":"IF(I3967=\"w\",INDEX(ID!$N$8:$N$31,FBR!$D3967+1)*INDEX(ID!$N$35:$N$46,$B3967),0)","v":53},null,0,31.301780001640555,0,0]
[3960,6,14,23,165,24,"2014-06-14",7,"w",null,{"$f":"IF(I3970=\"h\",INDEX(ID!$K$8:$K$31,FBR!$D3970+1)*INDEX(ID!$K$35:$K$46,$B3970),0)","v":0},{"$f":"IF(I3970=\"w\",INDEX(ID!$L$8:$L$31,FBR!$D3970+1)*INDEX(ID!$L$35:$L$46,$B3970),0)","v":40},{"$f":"IF(I3970=\"h\",INDEX(ID!$M$8:$M$31,FBR!$D3970+1)*INDEX(ID!$M$35:$M$46,$B3970),0)","v":0},{"$f":"IF(I3970=\"w\",INDEX(ID!$N$8:$N$31,FBR!$D3970+1)*INDEX(ID!$N$35:$N$46,$B3970),0)","v":40},null,0,23.623984906898531,0,0]
[3961,6,15,0,166,24,"2014-06-15",1,"h",null,{"$f":"IF(I3971=\"h\",INDEX(ID!$K$8:$K$31,FBR!$D3971+1)*INDEX(ID!$K$35:$K$46,$B3971),0)","v":35},{"$f":"IF(I3971=\"w\",INDEX(ID!$L$8:$L$31,FBR!$D3971+1)*INDEX(ID!$L$35:$L$46,$B3971),0)","v":0},{"$f":"IF(I3971=\"h\",INDEX(ID!$M$8:$M$31,FBR!$D3971+1)*INDEX(ID!$M$35:$M$46,$B3971),0)","v":35},{"$f":"IF(I3971=\"w\",INDEX(ID!$N$8:$N$31,FBR!$D3971+1)*INDEX(ID!$N$35:$N$46,$B3971),0)","v":0},null,20.670986793536215,0,0,0]
[3964,6,15,3,166,24,"2014-06-15",1,"h",null,{"$f":"IF(I3974=\"h\",INDEX(ID!$K$8:$K$31,FBR!$D3974+1)*INDEX(ID!$K$35:$K$46,$B3974),0)","v":27},{"$f":"IF(I3974=\"w\",INDEX(ID!$L$8:$L$31,FBR!$D3974+1)*INDEX(ID!$L$35:$L$46,$B3974),0)","v":0},{"$f":"IF(I3974=\"h\",INDEX(ID!$M$8:$M$31,FBR!$D3974+1)*INDEX(ID!$M$35:$M$46,$B3974),0)","v":27},{"$f":"IF(I3974=\"w\",INDEX(ID!$N$8:$N$31,FBR!$D3974+1)*INDEX(ID!$N$35:$N$46,$B3974),0)","v":0},null,15.94618981215651,0,0,0]
[3968,6,15,7,166,24,"2014-06-15",1,"h",null,{"$f":"IF(I3978=\"h\",INDEX(ID!$K$8:$K$31,FBR!$D3978+1)*INDEX(ID!$K$35:$K$46,$B3978),0)","v":32},{"$f":"IF(I3978=\"w\",INDEX(ID!$L$8:$L$31,FBR!$D3978+1)*INDEX(ID!$L$35:$L$46,$B3978),0)","v":0},{"$f":"IF(I3978=\"h\",INDEX(ID!$M$8:$M$31,FBR!$D3978+1)*INDEX(ID!$M$35:$M$46,$B3978),0)","v":32},{"$f":"IF(I3978=\"w\",INDEX(ID!$N$8:$N$31,FBR!$D3978+1)*INDEX(ID!$N$35:$N$46,$B3978),0)","v":0},null,18.899187925518824,0,0,0]
[3972,6,15,11,166,24,"2014-06-15",1,"h",null,{"$f":"IF(I3982=\"h\",INDEX(ID!$K$8:$K$31,FBR!$D3982+1)*INDEX(ID!$K$35:$K$46,$B3982),0)","v":42},{"$f":"IF(I3982=\"w\",INDEX(ID!$L$8:$L$31,FBR!$D3982+1)*INDEX(ID!$L$35:$L$46,$B3982),0)","v":0},{"$f":"IF(I3982=\"h\",INDEX(ID!$M$8:$M$31,FBR!$D3982+1)*INDEX(ID!$M$35:$M$46,$B3982),0)","v":42},{"$f":"IF(I3982=\"w\",INDEX(ID!$N$8:$N$31,FBR!$D3982+1)*INDEX(ID!$N$35:$N$46,$B3982),0)","v":0},null,24.805184152243459,0,0,0]
[3975,6,15,14,166,24,"2014-06-15",1,"h",null,{"$f":"IF(I3985=\"h\",INDEX(ID!$K$8:$K$31,FBR!$D3985+1)*INDEX(ID!$K$35:$K$46,$B3985),0)","v":47},{"$f":"IF(I3985=\"w\",INDEX(ID!$L$8:$L$31,FBR!$D3985+1)*INDEX(ID!$L$35:$L$46,$B3985),0)","v":0},{"$f":"IF(I3985=\"h\",INDEX(ID!$M$8:$M$31,FBR!$D3985+1)*INDEX(ID!$M$35:$M$46,$B3985),0)","v":47},{"$f":"IF(I3985=\"w\",INDEX(ID!$N$8:$N$31,FBR!$D3985+1)*INDEX(ID!$N$35:$N$46,$B3985),0)","v":0},null,27.758182265605775,0,0,0]
[3979,6,15,18,166,24,"2014-06-15",1,"h",null,{"$f":"IF(I3989=\"h\",INDEX(ID!$K$8:$K$31,FBR!$D3989+1)*INDEX(ID!$K$35:$K$46,$B3989),0)","v":65},{"$f":"IF(I3989=\"w\",INDEX(ID!$L$8:$L$31,FBR!$D3989+1)*INDEX(ID!$L$35:$L$46,$B3989),0)","v":0},{"$f":"IF(I3989=\"h\",INDEX(ID!$M$8:$M$31,FBR!$D3989+1)*INDEX(ID!$M$35:$M$46,$B3989),0)","v":65},{"$f":"IF(I3989=\"w\",INDEX(ID!$N$8:$N$31,FBR!$D3989+1)*INDEX(ID!$N$35:$N$46,$B3989),0)","v":0},null,38.388975473710111,0,0,0]
[3982,6,15,21,166,24,"2014-06-15",1,"h",null,{"$f":"IF(I3992=\"h\",INDEX(ID!$K$8:$K$31,FBR!$D3992+1)*INDEX(ID!$K$35:$K$46,$B3992),0)","v":50},{"$f":"IF(I3992=\"w\",INDEX(ID!$L$8:$L$31,FBR!$D3992+1)*INDEX(ID!$L$35:$L$46,$B3992),0)","v":0},{"$f":"IF(I3992=\"h\",INDEX(ID!$M$8:$M$31,FBR!$D3992+1)*INDEX(ID!$M$35:$M$46,$B3992),0)","v":50},{"$f":"IF(I3992=\"w\",INDEX(ID!$N$8:$N$31,FBR!$D3992+1)*INDEX(ID!$N$35:$N$46,$B3992),0)","v":0},null,29.529981133623163,0,0,0]
[3985,6,16,0,167,24,"2014-06-16",2,"h",null,{"$f":"IF(I3995=\"h\",INDEX(ID!$K$8:$K$31,FBR!$D3995+1)*INDEX(ID!$K$35:$K$46,$B3995),0)","v":35},{"$f":"IF(I3995=\"w\",INDEX(ID!$L$8:$L$31,FBR!$D3995+1)*INDEX(ID!$L$35:$L$46,$B3995),0)","v":0},{"$f":"IF(I3995=\"h\",INDEX(ID!$M$8:$M$31,FBR!$D3995+1)*INDEX(ID!$M$35:$M$46,$B3995),0)","v":35},{"$f":"IF(I3995=\"w\",INDEX(ID!$N$8:$N$31,FBR!$D3995+1)*INDEX(ID!$N$35:$N$46,$B3995),0)","v":0},null,20.670986793536215,0,0,0]
[3986,6,16,1,167,24,"2014-06-16",2,"h",null,{"$f":"IF(I3996=\"h\",INDEX(ID!$K$8:$K$31,FBR!$D3996+1)*INDEX(ID!$K$35:$K$46,$B3996),0)","v":30},{"$f":"IF(I3996=\"w\",INDEX(ID!$L$8:$L$31,FBR!$D3996+1)*INDEX(ID!$L$35:$L$46,$B3996),0)","v":0},{"$f":"IF(I3996=\"h\",INDEX(ID!$M$8:$M$31,FBR!$D3996+1)*INDEX(ID!$M$35:$M$46,$B3996),0)","v":30},{"$f":"IF(I3996=\"w\",INDEX(ID!$N$8:$N$31,FBR!$D3996+1)*INDEX(ID!$N$35:$N$46,$B3996),0)","v":0},null,17.717988680173899,0,0,0]
[3989,6,16,4,167,24,"2014-06-16",2,"h",null,{"$f":"IF(I3999=\"h\",INDEX(ID!$K$8:$K$31,FBR!$D3999+1)*INDEX(ID!$K$35:$K$46,$B3999),0)","v":27},{"$f":"IF(I3999=\"w\",INDEX(ID!$L$8:$L$31,FBR!$D3999+1)*INDEX(ID!$L$35:$L$46,$B3999),0)","v":0},{"$f":"IF(I3999=\"h\",INDEX(ID!$M$8:$M$31,FBR!$D3999+1)*INDEX(ID!$M$35:$M$46,$B3999),0)","v":27},{"$f":"IF(I3999=\"w\",INDEX(ID!$N$8:$N$31,FBR!$D3999+1)*INDEX(ID!$N$35:$N$46,$B3999),0)","v":0},null,15.94618981215651,0,0,0]
[3993,6,16,8,167,24,"2014-06-16",2,"h",null,{"$f":"IF(I4003=\"h\",INDEX(ID!$K$8:$K$31,FBR!$D4003+1)*INDEX(ID!$K$35:$K$46,$B4003),0)","v":35},{"$f":"IF(I4003=\"w\",INDEX(ID!$L$8:$L$31,FBR!$D4003+1)*INDEX(ID!$L$35:$L$46,$B4003),0)","v":0},{"$f":"IF(I4003=\"h\",INDEX(ID!$M$8:$M$31,FBR!$D4003+1)*INDEX(ID!$M$35:$M$46,$B4003),0)","v":35},{"$f":"IF(I4003=\"w\",INDEX(ID!$N$8:$N$31,FBR!$D4003+1)*INDEX(ID!$N$35:$N$46,$B4003),0)","v":0},null,20.670986793536215,0,0,0]
[3997,6,16,12,167,24,"2014-06-16",2,"h",null,{"$f":"IF(I4007=\"h\",INDEX(ID!$K$8:$K$31,FBR!$D4007+1)*INDEX(ID!$K$35:$K$46,$B4007),0)","v":43},{"$f":"IF(I4007=\"w\",INDEX(ID!$L$8:$L$31,FBR!$D4007+1)*INDEX(ID!$L$35:$L$46,$B4007),0)","v":0},{"$f":"IF(I4007=\"h\",INDEX(ID!$M$8:$M$31,FBR!$D4007+1)*INDEX(ID!$M$35:$M$46,$B4007),0)","v":43},{"$f":"IF(I4007=\"w\",INDEX(ID!$N$8:$N$31,FBR!$D4007+1)*INDEX(ID!$N$35:$N$46,$B4007),0)","v":0},null,25.395783774915923,0,0,0]
[4000,6,16,15,167,24,"2014-06-16",2,"h",null,{"$f":"IF(I4010=\"h\",INDEX(ID!$K$8:$K$31,FBR!$D4010+1)*INDEX(ID!$K$35:$K$46,$B4010),0)","v":50},{"$f":"IF(I4010=\"w\",INDEX(ID!$L$8:$L$31,FBR!$D4010+1)*INDEX(ID!$L$35:$L$46,$B4010),0)","v":0},{"$f":"IF(I4010=\"h\",INDEX(ID!$M$8:$M$31,FBR!$D4010+1)*INDEX(ID!$M$35:$M$46,$B4010),0)","v":50},{"$f":"IF(I4010=\"w\",INDEX(ID!$N$8:$N$31,FBR!$D4010+1)*INDEX(ID!$N$35:$N$46,$B4010),0)","v":0},null,29.529981133623163,0,0,0]
[4004,6,16,19,167,24,"2014-06-16",2,"h",null,{"$f":"IF(I4014=\"h\",INDEX(ID!$K$8:$K$31,FBR!$D4014+1)*INDEX(ID!$K$35:$K$46,$B4014),0)","v":60},{"$f":"IF(I4014=\"w\",INDEX(ID!$L$8:$L$31,FBR!$D4014+1)*INDEX(ID!$L$35:$L$46,$B4014),0)","v":0},{"$f":"IF(I4014=\"h\",INDEX(ID!$M$8:$M$31,FBR!$D4014+1)*INDEX(ID!$M$35:$M$46,$B4014),0)","v":60},{"$f":"IF(I4014=\"w\",INDEX(ID!$N$8:$N$31,FBR!$D4014+1)*INDEX(ID!$N$35:$N$46,$B4014),0)","v":0},null,35.435977360347799,0,0,0]
[4007,6,16,22,167,24,"2014-06-16",2,"h",null,{"$f":"IF(I4017=\"h\",INDEX(ID!$K$8:$K$31,FBR!$D4017+1)*INDEX(ID!$K$35:$K$46,$B4017),0)","v":45},{"$f":"IF(I4017=\"w\",INDEX(ID!$L$8:$L$31,FBR!$D4017+1)*INDEX(ID!$L$35:$L$46,$B4017),0)","v":0},{"$f":"IF(I4017=\"h\",INDEX(ID!$M$8:$M$31,FBR!$D4017+1)*INDEX(ID!$M$35:$M$46,$B4017),0)","v":45},{"$f":"IF(I4017=\"w\",INDEX(ID!$N$8:$N$31,FBR!$D4017+1)*INDEX(ID!$N$35:$N$46,$B4017),0)","v":0},null,26.576983020260847,0,0,0]
[4010,6,17,1,168,{"$f":"F3852+1","v":24},"2014-06-17",3,"h",null,{"$f":"IF(I4020=\"h\",INDEX(ID!$K$8:$K$31,FBR!$D4020+1)*INDEX(ID!$K$35:$K$46,$B4020),0)","v":30},{"$f":"IF(I4020=\"w\",INDEX(ID!$L$8:$L$31,FBR!$D4020+1)*INDEX(ID!$L$35:$L$46,$B4020),0)","v":0},{"$f":"IF(I4020=\"h\",INDEX(ID!$M$8:$M$31,FBR!$D4020+1)*INDEX(ID!$M$35:$M$46,$B4020),0)","v":30},{"$f":"IF(I4020=\"w\",INDEX(ID!$N$8:$N$31,FBR!$D4020+1)*INDEX(ID!$N$35:$N$46,$B4020),0)","v":0},null,17.717988680173899,0,0,0]
[4012,6,17,3,168,24,"2014-06-17",3,"h",null,{"$f":"IF(I4022=\"h\",INDEX(ID!$K$8:$K$31,FBR!$D4022+1)*INDEX(ID!$K$35:$K$46,$B4022),0)","v":27},{"$f":"IF(I4022=\"w\",INDEX(ID!$L$8:$L$31,FBR!$D4022+1)*INDEX(ID!$L$35:$L$46,$B4022),0)","v":0},{"$f":"IF(I4022=\"h\",INDEX(ID!$M$8:$M$31,FBR!$D4022+1)*INDEX(ID!$M$35:$M$46,$B4022),0)","v":27},{"$f":"IF(I4022=\"w\",INDEX(ID!$N$8:$N$31,FBR!$D4022+1)*INDEX(ID!$N$35:$N$46,$B4022),0)","v":0},null,15.94618981215651,0,0,0]
[4015,6,17,6,168,24,"2014-06-17",3,"h",null,{"$f":"IF(I4025=\"h\",INDEX(ID!$K$8:$K$31,FBR!$D4025+1)*INDEX(ID!$K$35:$K$46,$B4025),0)","v":29},{"$f":"IF(I4025=\"w\",INDEX(ID!$L$8:$L$31,FBR!$D4025+1)*INDEX(ID!$L$35:$L$46,$B4025),0)","v":0},{"$f":"IF(I4025=\"h\",INDEX(ID!$M$8:$M$31,FBR!$D4025+1)*INDEX(ID!$M$35:$M$46,$B4025),0)","v":29},{"$f":"IF(I4025=\"w\",INDEX(ID!$N$8:$N$31,FBR!$D4025+1)*INDEX(ID!$N$35:$N$46,$B4025),0)","v":0},null,17.127389057501436,0,0,0]
[4018,6,17,9,168,24,"2014-06-17",3,"h",null,{"$f":"IF(I4028=\"h\",INDEX(ID!$K$8:$K$31,FBR!$D4028+1)*INDEX(ID!$K$35:$K$46,$B4028),0)","v":38},{"$f":"IF(I4028=\"w\",INDEX(ID!$L$8:$L$31,FBR!$D4028+1)*INDEX(ID!$L$35:$L$46,$B4028),0)","v":0},{"$f":"IF(I4028=\"h\",INDEX(ID!$M$8:$M$31,FBR!$D4028+1)*INDEX(ID!$M$35:$M$46,$B4028),0)","v":38},{"$f":"IF(I4028=\"w\",INDEX(ID!$N$8:$N$31,FBR!$D4028+1)*INDEX(ID!$N$35:$N$46,$B4028),0)","v":0},null,22.442785661553604,0,0,0]
[4022,6,17,13,168,24,"2014-06-17",3,"h",null,{"$f":"IF(I4032=\"h\",INDEX(ID!$K$8:$K$31,FBR!$D4032+1)*INDEX(ID!$K$35:$K$46,$B4032),0)","v":44},{"$f":"IF(I4032=\"w\",INDEX(ID!$L$8:$L$31,FBR!$D4032+1)*INDEX(ID!$L$35:$L$46,$B4032),0)","v":0},{"$f":"IF(I4032=\"h\",INDEX(ID!$M$8:$M$31,FBR!$D4032+1)*INDEX(ID!$M$35:$M$46,$B4032),0)","v":44},{"$f":"IF(I4032=\"w\",INDEX(ID!$N$8:$N$31,FBR!$D4032+1)*INDEX(ID!$N$35:$N$46,$B4032),0)","v":0},null,25.986383397588384,0,0,0]
[4025,6,17,16,168,24,"2014-06-17",3,"h",null,{"$f":"IF(I4035=\"h\",INDEX(ID!$K$8:$K$31,FBR!$D4035+1)*INDEX(ID!$K$35:$K$46,$B4035),0)","v":53},{"$f":"IF(I4035=\"w\",INDEX(ID!$L$8:$L$31,FBR!$D4035+1)*INDEX(ID!$L$35:$L$46,$B4035),0)","v":0},{"$f":"IF(I4035=\"h\",INDEX(ID!$M$8:$M$31,FBR!$D4035+1)*INDEX(ID!$M$35:$M$46,$B4035),0)","v":53},{"$f":"IF(I4035=\"w\",INDEX(ID!$N$8:$N$31,FBR!$D4035+1)*INDEX(ID!$N$35:$N$46,$B4035),0)","v":0},null,31.301780001640555,0,0,0]
[4029,6,17,20,168,24,"2014-06-17",3,"h",null,{"$f":"IF(I4039=\"h\",INDEX(ID!$K$8:$K$31,FBR!$D4039+1)*INDEX(ID!$K$35:$K$46,$B4039),0)","v":53},{"$f":"IF(I4039=\"w\",INDEX(ID!$L$8:$L$31,FBR!$D4039+1)*INDEX(ID!$L$35:$L$46,$B4039),0)","v":0},{"$f":"IF(I4039=\"h\",INDEX(ID!$M$8:$M$31,FBR!$D4039+1)*INDEX(ID!$M$35:$M$46,$B4039),0)","v":53},{"$f":"IF(I4039=\"w\",INDEX(ID!$N$8:$N$31,FBR!$D4039+1)*INDEX(ID!$N$35:$N$46,$B4039),0)","v":0},null,31.301780001640555,0,0,0]
[4031,6,17,22,168,24,"2014-06-17",3,"h",null,{"$f":"IF(I4041=\"h\",INDEX(ID!$K$8:$K$31,FBR!$D4041+1)*INDEX(ID!$K$35:$K$46,$B4041),0)","v":45},{"$f":"IF(I4041=\"w\",INDEX(ID!$L$8:$L$31,FBR!$D4041+1)*INDEX(ID!$L$35:$L$46,$B4041),0)","v":0},{"$f":"IF(I4041=\"h\",INDEX(ID!$M$8:$M$31,FBR!$D4041+1)*INDEX(ID!$M$35:$M$46,$B4041),0)","v":45},{"$f":"IF(I4041=\"w\",INDEX(ID!$N$8:$N$31,FBR!$D4041+1)*INDEX(ID!$N$35:$N$46,$B4041),0)","v":0},null,26.576983020260847,0,0,0]
[4036,6,18,3,169,25,"2014-06-18",4,"h",null,{"$f":"IF(I4046=\"h\",INDEX(ID!$K$8:$K$31,FBR!$D4046+1)*INDEX(ID!$K$35:$K$46,$B4046),0)","v":27},{"$f":"IF(I4046=\"w\",INDEX(ID!$L$8:$L$31,FBR!$D4046+1)*INDEX(ID!$L$35:$L$46,$B4046),0)","v":0},{"$f":"IF(I4046=\"h\",INDEX(ID!$M$8:$M$31,FBR!$D4046+1)*INDEX(ID!$M$35:$M$46,$B4046),0)","v":27},{"$f":"IF(I4046=\"w\",INDEX(ID!$N$8:$N$31,FBR!$D4046+1)*INDEX(ID!$N$35:$N$46,$B4046),0)","v":0},null,15.94618981215651,0,0,0]
[4037,6,18,4,169,25,"2014-06-18",4,"h",null,{"$f":"IF(I4047=\"h\",INDEX(ID!$K$8:$K$31,FBR!$D4047+1)*INDEX(ID!$K$35:$K$46,$B4047),0)","v":27},{"$f":"IF(I4047=\"w\",INDEX(ID!$L$8:$L$31,FBR!$D4047+1)*INDEX(ID!$L$35:$L$46,$B4047),0)","v":0},{"$f":"IF(I4047=\"h\",INDEX(ID!$M$8:$M$31,FBR!$D4047+1)*INDEX(ID!$M$35:$M$46,$B4047),0)","v":27},{"$f":"IF(I4047=\"w\",INDEX(ID!$N$8:$N$31,FBR!$D4047+1)*INDEX(ID!$N$35:$N$46,$B4047),0)","v":0},null,15.94618981215651,0,0,0]
[4040,6,18,7,169,25,"2014-06-18",4,"h",null,{"$f":"IF(I4050=\"h\",INDEX(ID!$K$8:$K$31,FBR!$D4050+1)*INDEX(ID!$K$35:$K$46,$B4050),0)","v":32},{"$f":"IF(I4050=\"w\",INDEX(ID!$L$8:$L$31,FBR!$D4050+1)*INDEX(ID!$L$35:$L$46,$B4050),0)","v":0},{"$f":"IF(I4050=\"h\",INDEX(ID!$M$8:$M$31,FBR!$D4050+1)*INDEX(ID!$M$35:$M$46,$B4050),0)","v":32},{"$f":"IF(I4050=\"w\",INDEX(ID!$N$8:$N$31,FBR!$D4050+1)*INDEX(ID!$N$35:$N$46,$B4050),0)","v":0},null,18.899187925518824,0,0,0]
[4044,6,18,11,169,25,"2014-06-18",4,"h",null,{"$f":"IF(I4054=\"h\",INDEX(ID!$K$8:$K$31,FBR!$D4054+1)*INDEX(ID!$K$35:$K$46,$B4054),0)","v":42},{"$f":"IF(I4054=\"w\",INDEX(ID!$L$8:$L$31,FBR!$D4054+1)*INDEX(ID!$L$35:$L$46,$B4054),0)","v":0},{"$f":"IF(I4054=\"h\",INDEX(ID!$M$8:$M$31,FBR!$D4054+1)*INDEX(ID!$M$35:$M$46,$B4054),0)","v":42},{"$f":"IF(I4054=\"w\",INDEX(ID!$N$8:$N$31,FBR!$D4054+1)*INDEX(ID!$N$35:$N$46,$B4054),0)","v":0},null,24.805184152243459,0,0,0]
[4047,6,18,14,169,25,"2014-06-18",4,"h",null,{"$f":"IF(I4057=\"h\",INDEX(ID!$K$8:$K$31,FBR!$D4057+1)*INDEX(ID!$K$35:$K$46,$B4057),0)","v":47},{"$f":"IF(I4057=\"w\",INDEX(ID!$L$8:$L$31,FBR!$D4057+1)*INDEX(ID!$L$35:$L$46,$B4057),0)","v":0},{"$f":"IF(I4057=\"h\",INDEX(ID!$M$8:$M$31,FBR!$D4057+1)*INDEX(ID!$M$35:$M$46,$B4057),0)","v":47},{"$f":"IF(I4057=\"w\",INDEX(ID!$N$8:$N$31,FBR!$D4057+1)*INDEX(ID!$N$35:$N$46,$B4057),0)","v":0},null,27.758182265605775,0,0,0]
[4050,6,18,17,169,25,"2014-06-18",4,"h",null,{"$f":"IF(I4060=\"h\",INDEX(ID!$K$8:$K$31,FBR!$D4060+1)*INDEX(ID!$K$35:$K$46,$B4060),0)","v":62},{"$f":"IF(I4060=\"w\",INDEX(ID!$L$8:$L$31,FBR!$D4060+1)*INDEX(ID!$L$35:$L$46,$B4060),0)","v":0},{"$f":"IF(I4060=\"h\",INDEX(ID!$M$8:$M$31,FBR!$D4060+1)*INDEX(ID!$M$35:$M$46,$B4060),0)","v":62},{"$f":"IF(I4060=\"w\",INDEX(ID!$N$8:$N$31,FBR!$D4060+1)*INDEX(ID!$N$35:$N$46,$B4060),0)","v":0},null,36.617176605692727,0,0,0]
[4052,6,18,19,169,25,"2014-06-18",4,"h",null,{"$f":"IF(I4062=\"h\",INDEX(ID!$K$8:$K$31,FBR!$D4062+1)*INDEX(ID!$K$35:$K$46,$B4062),0)","v":60},{"$f":"IF(I4062=\"w\",INDEX(ID!$L$8:$L$31,FBR!$D4062+1)*INDEX(ID!$L$35:$L$46,$B4062),0)","v":0},{"$f":"IF(I4062=\"h\",INDEX(ID!$M$8:$M$31,FBR!$D4062+1)*INDEX(ID!$M$35:$M$46,$B4062),0)","v":60},{"$f":"IF(I4062=\"w\",INDEX(ID!$N$8:$N$31,FBR!$D4062+1)*INDEX(ID!$N$35:$N$46,$B4062),0)","v":0},null,35.435977360347799,0,0,0]
[4058,6,19,1,{"$f":"E4044+1","v":170},25,"2014-06-19",5,"h",null,{"$f":"IF(I4068=\"h\",INDEX(ID!$K$8:$K$31,FBR!$D4068+1)*INDEX(ID!$K$35:$K$46,$B4068),0)","v":30},{"$f":"IF(I4068=\"w\",INDEX(ID!$L$8:$L$31,FBR!$D4068+1)*INDEX(ID!$L$35:$L$46,$B4068),0)","v":0},{"$f":"IF(I4068=\"h\",INDEX(ID!$M$8:$M$31,FBR!$D4068+1)*INDEX(ID!$M$35:$M$46,$B4068),0)","v":30},{"$f":"IF(I4068=\"w\",INDEX(ID!$N$8:$N$31,FBR!$D4068+1)*INDEX(ID!$N$35:$N$46,$B4068),0)","v":0},null,17.717988680173899,0,0,0]
[4061,6,19,4,170,25,"2014-06-19",5,"h",null,{"$f":"IF(I4071=\"h\",INDEX(ID!$K$8:$K$31,FBR!$D4071+1)*INDEX(ID!$K$35:$K$46,$B4071),0)","v":27},{"$f":"IF(I4071=\"w\",INDEX(ID!$L$8:$L$31,FBR!$D4071+1)*INDEX(ID!$L$35:$L$46,$B4071),0)","v":0},{"$f":"IF(I4071=\"h\",INDEX(ID!$M$8:$M$31,FBR!$D4071+1)*INDEX(ID!$M$35:$M$46,$B4071),0)","v":27},{"$f":"IF(I4071=\"w\",INDEX(ID!$N$8:$N$31,FBR!$D4071+1)*INDEX(ID!$N$35:$N$46,$B4071),0)","v":0},null,15.94618981215651,0,0,0]
[4062,6,19,5,170,25,"2014-06-19",5,"h",null,{"$f":"IF(I4072=\"h\",INDEX(ID!$K$8:$K$31,FBR!$D4072+1)*INDEX(ID!$K$35:$K$46,$B4072),0)","v":27},{"$f":"IF(I4072=\"w\",INDEX(ID!$L$8:$L$31,FBR!$D4072+1)*INDEX(ID!$L$35:$L$46,$B4072),0)","v":0},{"$f":"IF(I4072=\"h\",INDEX(ID!$M$8:$M$31,FBR!$D4072+1)*INDEX(ID!$M$35:$M$46,$B4072),0)","v":27},{"$f":"IF(I4072=\"w\",INDEX(ID!$N$8:$N$31,FBR!$D4072+1)*INDEX(ID!$N$35:$N$46,$B4072),0)","v":0},null,15.94618981215651,0,0,0]
[4065,6,19,8,170,25,"2014-06-19",5,"h",null,{"$f":"IF(I4075=\"h\",INDEX(ID!$K$8:$K$31,FBR!$D4075+1)*INDEX(ID!$K$35:$K$46,$B4075),0)","v":35},{"$f":"IF(I4075=\"w\",INDEX(ID!$L$8:$L$31,FBR!$D4075+1)*INDEX(ID!$L$35:$L$46,$B4075),0)","v":0},{"$f":"IF(I4075=\"h\",INDEX(ID!$M$8:$M$31,FBR!$D4075+1)*INDEX(ID!$M$35:$M$46,$B4075),0)","v":35},{"$f":"IF(I4075=\"w\",INDEX(ID!$N$8:$N$31,FBR!$D4075+1)*INDEX(ID!$N$35:$N$46,$B4075),0)","v":0},null,20.670986793536215,0,0,0]
[4069,6,19,12,170,25,"2014-06-19",5,"h",null,{"$f":"IF(I4079=\"h\",INDEX(ID!$K$8:$K$31,FBR!$D4079+1)*INDEX(ID!$K$35:$K$46,$B4079),0)","v":43},{"$f":"IF(I4079=\"w\",INDEX(ID!$L$8:$L$31,FBR!$D4079+1)*INDEX(ID!$L$35:$L$46,$B4079),0)","v":0},{"$f":"IF(I4079=\"h\",INDEX(ID!$M$8:$M$31,FBR!$D4079+1)*INDEX(ID!$M$35:$M$46,$B4079),0)","v":43},{"$f":"IF(I4079=\"w\",INDEX(ID!$N$8:$N$31,FBR!$D4079+1)*INDEX(ID!$N$35:$N$46,$B4079),0)","v":0},null,25.395783774915923,0,0,0]
[4072,6,19,15,170,25,"2014-06-19",5,"h",null,{"$f":"IF(I4082=\"h\",INDEX(ID!$K$8:$K$31,FBR!$D4082+1)*INDEX(ID!$K$35:$K$46,$B4082),0)","v":50},{"$f":"IF(I4082=\"w\",INDEX(ID!$L$8:$L$31,FBR!$D4082+1)*INDEX(ID!$L$35:$L$46,$B4082),0)","v":0},{"$f":"IF(I4082=\"h\",INDEX(ID!$M$8:$M$31,FBR!$D4082+1)*INDEX(ID!$M$35:$M$46,$B4082),0)","v":50},{"$f":"IF(I4082=\"w\",INDEX(ID!$N$8:$N$31,FBR!$D4082+1)*INDEX(ID!$N$35:$N$46,$B4082),0)","v":0},null,29.529981133623163,0,0,0]
[4077,6,19,20,170,25,"2014-06-19",5,"h",null,{"$f":"IF(I4087=\"h\",INDEX(ID!$K$8:$K$31,FBR!$D4087+1)*INDEX(ID!$K$35:$K$46,$B4087),0)","v":53},{"$f":"IF(I4087=\"w\",INDEX(ID!$L$8:$L$31,FBR!$D4087+1)*INDEX(ID!$L$35:$L$46,$B4087),0)","v":0},{"$f":"IF(I4087=\"h\",INDEX(ID!$M$8:$M$31,FBR!$D4087+1)*INDEX(ID!$M$35:$M$46,$B4087),0)","v":53},{"$f":"IF(I4087=\"w\",INDEX(ID!$N$8:$N$31,FBR!$D4087+1)*INDEX(ID!$N$35:$N$46,$B4087),0)","v":0},null,31.301780001640555,0,0,0]
[4080,6,19,23,170,25,"2014-06-19",5,"h",null,{"$f":"IF(I4090=\"h\",INDEX(ID!$K$8:$K$31,FBR!$D4090+1)*INDEX(ID!$K$35:$K$46,$B4090),0)","v":40},{"$f":"IF(I4090=\"w\",INDEX(ID!$L$8:$L$31,FBR!$D4090+1)*INDEX(ID!$L$35:$L$46,$B4090),0)","v":0},{"$f":"IF(I4090=\"h\",INDEX(ID!$M$8:$M$31,FBR!$D4090+1)*INDEX(ID!$M$35:$M$46,$B4090),0)","v":40},{"$f":"IF(I4090=\"w\",INDEX(ID!$N$8:$N$31,FBR!$D4090+1)*INDEX(ID!$N$35:$N$46,$B4090),0)","v":0},null,23.623984906898531,0,0,0]
[4083,6,20,2,171,25,"2014-06-20",6,"w",null,{"$f":"IF(I4093=\"h\",INDEX(ID!$K$8:$K$31,FBR!$D4093+1)*INDEX(ID!$K$35:$K$46,$B4093),0)","v":0},{"$f":"IF(I4093=\"w\",INDEX(ID!$L$8:$L$31,FBR!$D4093+1)*INDEX(ID!$L$35:$L$46,$B4093),0)","v":28},{"$f":"IF(I4093=\"h\",INDEX(ID!$M$8:$M$31,FBR!$D4093+1)*INDEX(ID!$M$35:$M$46,$B4093),0)","v":0},{"$f":"IF(I4093=\"w\",INDEX(ID!$N$8:$N$31,FBR!$D4093+1)*INDEX(ID!$N$35:$N$46,$B4093),0)","v":28},null,0,16.536789434828972,0,0]
[4084,6,20,3,171,25,"2014-06-20",6,"w",null,{"$f":"IF(I4094=\"h\",INDEX(ID!$K$8:$K$31,FBR!$D4094+1)*INDEX(ID!$K$35:$K$46,$B4094),0)","v":0},{"$f":"IF(I4094=\"w\",INDEX(ID!$L$8:$L$31,FBR!$D4094+1)*INDEX(ID!$L$35:$L$46,$B4094),0)","v":27},{"$f":"IF(I4094=\"h\",INDEX(ID!$M$8:$M$31,FBR!$D4094+1)*INDEX(ID!$M$35:$M$46,$B4094),0)","v":0},{"$f":"IF(I4094=\"w\",INDEX(ID!$N$8:$N$31,FBR!$D4094+1)*INDEX(ID!$N$35:$N$46,$B4094),0)","v":27},null,0,15.94618981215651,0,0]
[4087,6,20,6,171,25,"2014-06-20",6,"w",null,{"$f":"IF(I4097=\"h\",INDEX(ID!$K$8:$K$31,FBR!$D4097+1)*INDEX(ID!$K$35:$K$46,$B4097),0)","v":0},{"$f":"IF(I4097=\"w\",INDEX(ID!$L$8:$L$31,FBR!$D4097+1)*INDEX(ID!$L$35:$L$46,$B4097),0)","v":29},{"$f":"IF(I4097=\"h\",INDEX(ID!$M$8:$M$31,FBR!$D4097+1)*INDEX(ID!$M$35:$M$46,$B4097),0)","v":0},{"$f":"IF(I4097=\"w\",INDEX(ID!$N$8:$N$31,FBR!$D4097+1)*INDEX(ID!$N$35:$N$46,$B4097),0)","v":29},null,0,17.127389057501436,0,0]
[4090,6,20,9,171,25,"2014-06-20",6,"w",null,{"$f":"IF(I4100=\"h\",INDEX(ID!$K$8:$K$31,FBR!$D4100+1)*INDEX(ID!$K$35:$K$46,$B4100),0)","v":0},{"$f":"IF(I4100=\"w\",INDEX(ID!$L$8:$L$31,FBR!$D4100+1)*INDEX(ID!$L$35:$L$46,$B4100),0)","v":38},{"$f":"IF(I4100=\"h\",INDEX(ID!$M$8:$M$31,FBR!$D4100+1)*INDEX(ID!$M$35:$M$46,$B4100),0)","v":0},{"$f":"IF(I4100=\"w\",INDEX(ID!$N$8:$N$31,FBR!$D4100+1)*INDEX(ID!$N$35:$N$46,$B4100),0)","v":38},null,0,22.442785661553604,0,0]
[4094,6,20,13,171,25,"2014-06-20",6,"w",null,{"$f":"IF(I4104=\"h\",INDEX(ID!$K$8:$K$31,FBR!$D4104+1)*INDEX(ID!$K$35:$K$46,$B4104),0)","v":0},{"$f":"IF(I4104=\"w\",INDEX(ID!$L$8:$L$31,FBR!$D4104+1)*INDEX(ID!$L$35:$L$46,$B4104),0)","v":44},{"$f":"IF(I4104=\"h\",INDEX(ID!$M$8:$M$31,FBR!$D4104+1)*INDEX(ID!$M$35:$M$46,$B4104),0)","v":0},{"$f":"IF(I4104=\"w\",INDEX(ID!$N$8:$N$31,FBR!$D4104+1)*INDEX(ID!$N$35:$N$46,$B4104),0)","v":44},null,0,25.986383397588384,0,0]
[{"$f":"A4107+1","v":4098},6,20,17,171,25,{"$f":"DATE(2014,B4108,C4108)","v":"2014-06-20"},6,"w",null,{"$f":"IF(I4108=\"h\",INDEX(ID!$K$8:$K$31,FBR!$D4108+1)*INDEX(ID!$K$35:$K$46,$B4108),0)","v":0},{"$f":"IF(I4108=\"w\",INDEX(ID!$L$8:$L$31,FBR!$D4108+1)*INDEX(ID!$L$35:$L$46,$B4108),0)","v":62},{"$f":"IF(I4108=\"h\",INDEX(ID!$M$8:$M$31,FBR!$D4108+1)*INDEX(ID!$M$35:$M$46,$B4108),0)","v":0},{"$f":"IF(I4108=\"w\",INDEX(ID!$N$8:$N$31,FBR!$D4108+1)*INDEX(ID!$N$35:$N$46,$B4108),0)","v":62},null,0,36.617176605692727,0,0]
[4101,6,20,20,171,25,"2014-06-20",6,"w",null,{"$f":"IF(I4111=\"h\",INDEX(ID!$K$8:$K$31,FBR!$D4111+1)*INDEX(ID!$K$35:$K$46,$B4111),0)","v":0},{"$f":"IF(I4111=\"w\",INDEX(ID!$L$8:$L$31,FBR!$D4111+1)*INDEX(ID!$L$35:$L$46,$B4111),0)","v":53},{"$f":"IF(I4111=\"h\",INDEX(ID!$M$8:$M$31,FBR!$D4111+1)*INDEX(ID!$M$35:$M$46,$B4111),0)","v":0},{"$f":"IF(I4111=\"w\",INDEX(ID!$N$8:$N$31,FBR!$D4111+1)*INDEX(ID!$N$35:$N$46,$B4111),0)","v":53},null,0,31.301780001640555,0,0]
[4105,6,21,0,172,25,"2014-06-21",7,"w",null,{"$f":"IF(I4115=\"h\",INDEX(ID!$K$8:$K$31,FBR!$D4115+1)*INDEX(ID!$K$35:$K$46,$B4115),0)","v":0},{"$f":"IF(I4115=\"w\",INDEX(ID!$L$8:$L$31,FBR!$D4115+1)*INDEX(ID!$L$35:$L$46,$B4115),0)","v":35},{"$f":"IF(I4115=\"h\",INDEX(ID!$M$8:$M$31,FBR!$D4115+1)*INDEX(ID!$M$35:$M$46,$B4115),0)","v":0},{"$f":"IF(I4115=\"w\",INDEX(ID!$N$8:$N$31,FBR!$D4115+1)*INDEX(ID!$N$35:$N$46,$B4115),0)","v":35},null,0,20.670986793536215,0,0]
[4108,6,21,3,172,25,"2014-06-21",7,"w",null,{"$f":"IF(I4118=\"h\",INDEX(ID!$K$8:$K$31,FBR!$D4118+1)*INDEX(ID!$K$35:$K$46,$B4118),0)","v":0},{"$f":"IF(I4118=\"w\",INDEX(ID!$L$8:$L$31,FBR!$D4118+1)*INDEX(ID!$L$35:$L$46,$B4118),0)","v":27},{"$f":"IF(I4118=\"h\",INDEX(ID!$M$8:$M$31,FBR!$D4118+1)*INDEX(ID!$M$35:$M$46,$B4118),0)","v":0},{"$f":"IF(I4118=\"w\",INDEX(ID!$N$8:$N$31,FBR!$D4118+1)*INDEX(ID!$N$35:$N$46,$B4118),0)","v":27},null,0,15.94618981215651,0,0]
[4109,6,21,4,172,25,"2014-06-21",7,"w",null,{"$f":"IF(I4119=\"h\",INDEX(ID!$K$8:$K$31,FBR!$D4119+1)*INDEX(ID!$K$35:$K$46,$B4119),0)","v":0},{"$f":"IF(I4119=\"w\",INDEX(ID!$L$8:$L$31,FBR!$D4119+1)*INDEX(ID!$L$35:$L$46,$B4119),0)","v":27},{"$f":"IF(I4119=\"h\",INDEX(ID!$M$8:$M$31,FBR!$D4119+1)*INDEX(ID!$M$35:$M$46,$B4119),0)","v":0},{"$f":"IF(I4119=\"w\",INDEX(ID!$N$8:$N$31,FBR!$D4119+1)*INDEX(ID!$N$35:$N$46,$B4119),0)","v":27},null,0,15.94618981215651,0,0]
[4112,6,21,7,172,25,"2014-06-21",7,"w",null,{"$f":"IF(I4122=\"h\",INDEX(ID!$K$8:$K$31,FBR!$D4122+1)*INDEX(ID!$K$35:$K$46,$B4122),0)","v":0},{"$f":"IF(I4122=\"w\",INDEX(ID!$L$8:$L$31,FBR!$D4122+1)*INDEX(ID!$L$35:$L$46,$B4122),0)","v":32},{"$f":"IF(I4122=\"h\",INDEX(ID!$M$8:$M$31,FBR!$D4122+1)*INDEX(ID!$M$35:$M$46,$B4122),0)","v":0},{"$f":"IF(I4122=\"w\",INDEX(ID!$N$8:$N$31,FBR!$D4122+1)*INDEX(ID!$N$35:$N$46,$B4122),0)","v":32},null,0,18.899187925518824,0,0]
[4115,6,21,10,172,25,"2014-06-21",7,"w",null,{"$f":"IF(I4125=\"h\",INDEX(ID!$K$8:$K$31,FBR!$D4125+1)*INDEX(ID!$K$35:$K$46,$B4125),0)","v":0},{"$f":"IF(I4125=\"w\",INDEX(ID!$L$8:$L$31,FBR!$D4125+1)*INDEX(ID!$L$35:$L$46,$B4125),0)","v":40},{"$f":"IF(I4125=\"h\",INDEX(ID!$M$8:$M$31,FBR!$D4125+1)*INDEX(ID!$M$35:$M$46,$B4125),0)","v":0},{"$f":"IF(I4125=\"w\",INDEX(ID!$N$8:$N$31,FBR!$D4125+1)*INDEX(ID!$N$35:$N$46,$B4125),0)","v":40},null,0,23.623984906898531,0,0]
[4120,6,21,15,172,25,"2014-06-21",7,"w",null,{"$f":"IF(I4130=\"h\",INDEX(ID!$K$8:$K$31,FBR!$D4130+1)*INDEX(ID!$K$35:$K$46,$B4130),0)","v":0},{"$f":"IF(I4130=\"w\",INDEX(ID!$L$8:$L$31,FBR!$D4130+1)*INDEX(ID!$L$35:$L$46,$B4130),0)","v":50},{"$f":"IF(I4130=\"h\",INDEX(ID!$M$8:$M$31,FBR!$D4130+1)*INDEX(ID!$M$35:$M$46,$B4130),0)","v":0},{"$f":"IF(I4130=\"w\",INDEX(ID!$N$8:$N$31,FBR!$D4130+1)*INDEX(ID!$N$35:$N$46,$B4130),0)","v":50},null,0,29.529981133623163,0,0]
[4123,6,21,18,172,25,"2014-06-21",7,"w",null,{"$f":"IF(I4133=\"h\",INDEX(ID!$K$8:$K$31,FBR!$D4133+1)*INDEX(ID!$K$35:$K$46,$B4133),0)","v":0},{"$f":"IF(I4133=\"w\",INDEX(ID!$L$8:$L$31,FBR!$D4133+1)*INDEX(ID!$L$35:$L$46,$B4133),0)","v":65},{"$f":"IF(I4133=\"h\",INDEX(ID!$M$8:$M$31,FBR!$D4133+1)*INDEX(ID!$M$35:$M$46,$B4133),0)","v":0},{"$f":"IF(I4133=\"w\",INDEX(ID!$N$8:$N$31,FBR!$D4133+1)*INDEX(ID!$N$35:$N$46,$B4133),0)","v":65},null,0,38.388975473710111,0,0]
[4126,6,21,21,172,25,"2014-06-21",7,"w",null,{"$f":"IF(I4136=\"h\",INDEX(ID!$K$8:$K$31,FBR!$D4136+1)*INDEX(ID!$K$35:$K$46,$B4136),0)","v":0},{"$f":"IF(I4136=\"w\",INDEX(ID!$L$8:$L$31,FBR!$D4136+1)*INDEX(ID!$L$35:$L$46,$B4136),0)","v":50},{"$f":"IF(I4136=\"h\",INDEX(ID!$M$8:$M$31,FBR!$D4136+1)*INDEX(ID!$M$35:$M$46,$B4136),0)","v":0},{"$f":"IF(I4136=\"w\",INDEX(ID!$N$8:$N$31,FBR!$D4136+1)*INDEX(ID!$N$35:$N$46,$B4136),0)","v":50},null,0,29.529981133623163,0,0]
[4130,6,22,1,173,25,"2014-06-22",1,"h",null,{"$f":"IF(I4140=\"h\",INDEX(ID!$K$8:$K$31,FBR!$D4140+1)*INDEX(ID!$K$35:$K$46,$B4140),0)","v":30},{"$f":"IF(I4140=\"w\",INDEX(ID!$L$8:$L$31,FBR!$D4140+1)*INDEX(ID!$L$35:$L$46,$B4140),0)","v":0},{"$f":"IF(I4140=\"h\",INDEX(ID!$M$8:$M$31,FBR!$D4140+1)*INDEX(ID!$M$35:$M$46,$B4140),0)","v":30},{"$f":"IF(I4140=\"w\",INDEX(ID!$N$8:$N$31,FBR!$D4140+1)*INDEX(ID!$N$35:$N$46,$B4140),0)","v":0},null,17.717988680173899,0,0,0]
[4133,6,22,4,173,25,"2014-06-22",1,"h",null,{"$f":"IF(I4143=\"h\",INDEX(ID!$K$8:$K$31,FBR!$D4143+1)*INDEX(ID!$K$35:$K$46,$B4143),0)","v":27},{"$f":"IF(I4143=\"w\",INDEX(ID!$L$8:$L$31,FBR!$D4143+1)*INDEX(ID!$L$35:$L$46,$B4143),0)","v":0},{"$f":"IF(I4143=\"h\",INDEX(ID!$M$8:$M$31,FBR!$D4143+1)*INDEX(ID!$M$35:$M$46,$B4143),0)","v":27},{"$f":"IF(I4143=\"w\",INDEX(ID!$N$8:$N$31,FBR!$D4143+1)*INDEX(ID!$N$35:$N$46,$B4143),0)","v":0},null,15.94618981215651,0,0,0]
[4134,6,22,5,173,25,"2014-06-22",1,"h",null,{"$f":"IF(I4144=\"h\",INDEX(ID!$K$8:$K$31,FBR!$D4144+1)*INDEX(ID!$K$35:$K$46,$B4144),0)","v":27},{"$f":"IF(I4144=\"w\",INDEX(ID!$L$8:$L$31,FBR!$D4144+1)*INDEX(ID!$L$35:$L$46,$B4144),0)","v":0},{"$f":"IF(I4144=\"h\",INDEX(ID!$M$8:$M$31,FBR!$D4144+1)*INDEX(ID!$M$35:$M$46,$B4144),0)","v":27},{"$f":"IF(I4144=\"w\",INDEX(ID!$N$8:$N$31,FBR!$D4144+1)*INDEX(ID!$N$35:$N$46,$B4144),0)","v":0},null,15.94618981215651,0,0,0]
[4140,6,22,11,173,25,"2014-06-22",1,"h",null,{"$f":"IF(I4150=\"h\",INDEX(ID!$K$8:$K$31,FBR!$D4150+1)*INDEX(ID!$K$35:$K$46,$B4150),0)","v":42},{"$f":"IF(I4150=\"w\",INDEX(ID!$L$8:$L$31,FBR!$D4150+1)*INDEX(ID!$L$35:$L$46,$B4150),0)","v":0},{"$f":"IF(I4150=\"h\",INDEX(ID!$M$8:$M$31,FBR!$D4150+1)*INDEX(ID!$M$35:$M$46,$B4150),0)","v":42},{"$f":"IF(I4150=\"w\",INDEX(ID!$N$8:$N$31,FBR!$D4150+1)*INDEX(ID!$N$35:$N$46,$B4150),0)","v":0},null,24.805184152243459,0,0,0]
[4141,6,22,12,173,25,"2014-06-22",1,"h",null,{"$f":"IF(I4151=\"h\",INDEX(ID!$K$8:$K$31,FBR!$D4151+1)*INDEX(ID!$K$35:$K$46,$B4151),0)","v":43},{"$f":"IF(I4151=\"w\",INDEX(ID!$L$8:$L$31,FBR!$D4151+1)*INDEX(ID!$L$35:$L$46,$B4151),0)","v":0},{"$f":"IF(I4151=\"h\",INDEX(ID!$M$8:$M$31,FBR!$D4151+1)*INDEX(ID!$M$35:$M$46,$B4151),0)","v":43},{"$f":"IF(I4151=\"w\",INDEX(ID!$N$8:$N$31,FBR!$D4151+1)*INDEX(ID!$N$35:$N$46,$B4151),0)","v":0},null,25.395783774915923,0,0,0]
[4145,6,22,16,173,25,"2014-06-22",1,"h",null,{"$f":"IF(I4155=\"h\",INDEX(ID!$K$8:$K$31,FBR!$D4155+1)*INDEX(ID!$K$35:$K$46,$B4155),0)","v":53},{"$f":"IF(I4155=\"w\",INDEX(ID!$L$8:$L$31,FBR!$D4155+1)*INDEX(ID!$L$35:$L$46,$B4155),0)","v":0},{"$f":"IF(I4155=\"h\",INDEX(ID!$M$8:$M$31,FBR!$D4155+1)*INDEX(ID!$M$35:$M$46,$B4155),0)","v":53},{"$f":"IF(I4155=\"w\",INDEX(ID!$N$8:$N$31,FBR!$D4155+1)*INDEX(ID!$N$35:$N$46,$B4155),0)","v":0},null,31.301780001640555,0,0,0]
[4148,6,22,19,173,25,"2014-06-22",1,"h",null,{"$f":"IF(I4158=\"h\",INDEX(ID!$K$8:$K$31,FBR!$D4158+1)*INDEX(ID!$K$35:$K$46,$B4158),0)","v":60},{"$f":"IF(I4158=\"w\",INDEX(ID!$L$8:$L$31,FBR!$D4158+1)*INDEX(ID!$L$35:$L$46,$B4158),0)","v":0},{"$f":"IF(I4158=\"h\",INDEX(ID!$M$8:$M$31,FBR!$D4158+1)*INDEX(ID!$M$35:$M$46,$B4158),0)","v":60},{"$f":"IF(I4158=\"w\",INDEX(ID!$N$8:$N$31,FBR!$D4158+1)*INDEX(ID!$N$35:$N$46,$B4158),0)","v":0},null,35.435977360347799,0,0,0]
[4152,6,22,23,173,25,"2014-06-22",1,"h",null,{"$f":"IF(I4162=\"h\",INDEX(ID!$K$8:$K$31,FBR!$D4162+1)*INDEX(ID!$K$35:$K$46,$B4162),0)","v":40},{"$f":"IF(I4162=\"w\",INDEX(ID!$L$8:$L$31,FBR!$D4162+1)*INDEX(ID!$L$35:$L$46,$B4162),0)","v":0},{"$f":"IF(I4162=\"h\",INDEX(ID!$M$8:$M$31,FBR!$D4162+1)*INDEX(ID!$M$35:$M$46,$B4162),0)","v":40},{"$f":"IF(I4162=\"w\",INDEX(ID!$N$8:$N$31,FBR!$D4162+1)*INDEX(ID!$N$35:$N$46,$B4162),0)","v":0},null,23.623984906898531,0,0,0]
[4155,6,23,2,174,25,"2014-06-23",2,"h",null,{"$f":"IF(I4165=\"h\",INDEX(ID!$K$8:$K$31,FBR!$D4165+1)*INDEX(ID!$K$35:$K$46,$B4165),0)","v":28},{"$f":"IF(I4165=\"w\",INDEX(ID!$L$8:$L$31,FBR!$D4165+1)*INDEX(ID!$L$35:$L$46,$B4165),0)","v":0},{"$f":"IF(I4165=\"h\",INDEX(ID!$M$8:$M$31,FBR!$D4165+1)*INDEX(ID!$M$35:$M$46,$B4165),0)","v":28},{"$f":"IF(I4165=\"w\",INDEX(ID!$N$8:$N$31,FBR!$D4165+1)*INDEX(ID!$N$35:$N$46,$B4165),0)","v":0},null,16.536789434828972,0,0,0]
[4158,6,23,5,174,25,"2014-06-23",2,"h",null,{"$f":"IF(I4168=\"h\",INDEX(ID!$K$8:$K$31,FBR!$D4168+1)*INDEX(ID!$K$35:$K$46,$B4168),0)","v":27},{"$f":"IF(I4168=\"w\",INDEX(ID!$L$8:$L$31,FBR!$D4168+1)*INDEX(ID!$L$35:$L$46,$B4168),0)","v":0},{"$f":"IF(I4168=\"h\",INDEX(ID!$M$8:$M$31,FBR!$D4168+1)*INDEX(ID!$M$35:$M$46,$B4168),0)","v":27},{"$f":"IF(I4168=\"w\",INDEX(ID!$N$8:$N$31,FBR!$D4168+1)*INDEX(ID!$N$35:$N$46,$B4168),0)","v":0},null,15.94618981215651,0,0,0]
[4161,6,23,8,174,25,"2014-06-23",{"$f":"WEEKDAY(G4171)","v":2},{"$f":"IF(OR(H4171=6,H4171=7),\"w\",\"h\")","v":"h"},null,{"$f":"IF(I4171=\"h\",INDEX(ID!$K$8:$K$31,FBR!$D4171+1)*INDEX(ID!$K$35:$K$46,$B4171),0)","v":35},{"$f":"IF(I4171=\"w\",INDEX(ID!$L$8:$L$31,FBR!$D4171+1)*INDEX(ID!$L$35:$L$46,$B4171),0)","v":0},{"$f":"IF(I4171=\"h\",INDEX(ID!$M$8:$M$31,FBR!$D4171+1)*INDEX(ID!$M$35:$M$46,$B4171),0)","v":35},{"$f":"IF(I4171=\"w\",INDEX(ID!$N$8:$N$31,FBR!$D4171+1)*INDEX(ID!$N$35:$N$46,$B4171),0)","v":0},null,{"$f":"K4171*(indvforbrug*antalbrugere)/($K$8789+$L$8789)","v":20.670986793536215},{"$f":"L4171*indvforbrug*antalbrugere/($K$8789+$L$8789)","v":0},{"$f":"M4171*fællesforbrug/($M$8789+$N$8789)","v":0},{"$f":"N4171*fællesforbrug/($M$8789+$N$8789)","v":0}]
[4163,6,23,10,174,25,"2014-06-23",2,"h",null,{"$f":"IF(I4173=\"h\",INDEX(ID!$K$8:$K$31,FBR!$D4173+1)*INDEX(ID!$K$35:$K$46,$B4173),0)","v":40},{"$f":"IF(I4173=\"w\",INDEX(ID!$L$8:$L$31,FBR!$D4173+1)*INDEX(ID!$L$35:$L$46,$B4173),0)","v":0},{"$f":"IF(I4173=\"h\",INDEX(ID!$M$8:$M$31,FBR!$D4173+1)*INDEX(ID!$M$35:$M$46,$B4173),0)","v":40},{"$f":"IF(I4173=\"w\",INDEX(ID!$N$8:$N$31,FBR!$D4173+1)*INDEX(ID!$N$35:$N$46,$B4173),0)","v":0},null,23.623984906898531,0,0,0]
[4166,6,23,13,174,25,"2014-06-23",2,"h",null,{"$f":"IF(I4176=\"h\",INDEX(ID!$K$8:$K$31,FBR!$D4176+1)*INDEX(ID!$K$35:$K$46,$B4176),0)","v":44},{"$f":"IF(I4176=\"w\",INDEX(ID!$L$8:$L$31,FBR!$D4176+1)*INDEX(ID!$L$35:$L$46,$B4176),0)","v":0},{"$f":"IF(I4176=\"h\",INDEX(ID!$M$8:$M$31,FBR!$D4176+1)*INDEX(ID!$M$35:$M$46,$B4176),0)","v":44},{"$f":"IF(I4176=\"w\",INDEX(ID!$N$8:$N$31,FBR!$D4176+1)*INDEX(ID!$N$35:$N$46,$B4176),0)","v":0},null,25.986383397588384,0,0,0]
[4170,6,23,17,174,25,"2014-06-23",2,"h",null,{"$f":"IF(I4180=\"h\",INDEX(ID!$K$8:$K$31,FBR!$D4180+1)*INDEX(ID!$K$35:$K$46,$B4180),0)","v":62},{"$f":"IF(I4180=\"w\",INDEX(ID!$L$8:$L$31,FBR!$D4180+1)*INDEX(ID!$L$35:$L$46,$B4180),0)","v":0},{"$f":"IF(I4180=\"h\",INDEX(ID!$M$8:$M$31,FBR!$D4180+1)*INDEX(ID!$M$35:$M$46,$B4180),0)","v":62},{"$f":"IF(I4180=\"w\",INDEX(ID!$N$8:$N$31,FBR!$D4180+1)*INDEX(ID!$N$35:$N$46,$B4180),0)","v":0},null,36.617176605692727,0,0,0]
[4173,6,23,20,174,25,"2014-06-23",2,"h",null,{"$f":"IF(I4183=\"h\",INDEX(ID!$K$8:$K$31,FBR!$D4183+1)*INDEX(ID!$K$35:$K$46,$B4183),0)","v":53},{"$f":"IF(I4183=\"w\",INDEX(ID!$L$8:$L$31,FBR!$D4183+1)*INDEX(ID!$L$35:$L$46,$B4183),0)","v":0},{"$f":"IF(I4183=\"h\",INDEX(ID!$M$8:$M$31,FBR!$D4183+1)*INDEX(ID!$M$35:$M$46,$B4183),0)","v":53},{"$f":"IF(I4183=\"w\",INDEX(ID!$N$8:$N$31,FBR!$D4183+1)*INDEX(ID!$N$35:$N$46,$B4183),0)","v":0},null,31.301780001640555,0,0,0]
[4177,6,24,0,175,25,"2014-06-24",3,"h",null,{"$f":"IF(I4187=\"h\",INDEX(ID!$K$8:$K$31,FBR!$D4187+1)*INDEX(ID!$K$35:$K$46,$B4187),0)","v":35},{"$f":"IF(I4187=\"w\",INDEX(ID!$L$8:$L$31,FBR!$D4187+1)*INDEX(ID!$L$35:$L$46,$B4187),0)","v":0},{"$f":"IF(I4187=\"h\",INDEX(ID!$M$8:$M$31,FBR!$D4187+1)*INDEX(ID!$M$35:$M$46,$B4187),0)","v":35},{"$f":"IF(I4187=\"w\",INDEX(ID!$N$8:$N$31,FBR!$D4187+1)*INDEX(ID!$N$35:$N$46,$B4187),0)","v":0},null,20.670986793536215,0,0,0]
[4178,6,24,1,175,25,"2014-06-24",3,"h",null,{"$f":"IF(I4188=\"h\",INDEX(ID!$K$8:$K$31,FBR!$D4188+1)*INDEX(ID!$K$35:$K$46,$B4188),0)","v":30},{"$f":"IF(I4188=\"w\",INDEX(ID!$L$8:$L$31,FBR!$D4188+1)*INDEX(ID!$L$35:$L$46,$B4188),0)","v":0},{"$f":"IF(I4188=\"h\",INDEX(ID!$M$8:$M$31,FBR!$D4188+1)*INDEX(ID!$M$35:$M$46,$B4188),0)","v":30},{"$f":"IF(I4188=\"w\",INDEX(ID!$N$8:$N$31,FBR!$D4188+1)*INDEX(ID!$N$35:$N$46,$B4188),0)","v":0},null,17.717988680173899,0,0,0]
[4184,6,24,7,175,25,"2014-06-24",3,"h",null,{"$f":"IF(I4194=\"h\",INDEX(ID!$K$8:$K$31,FBR!$D4194+1)*INDEX(ID!$K$35:$K$46,$B4194),0)","v":32},{"$f":"IF(I4194=\"w\",INDEX(ID!$L$8:$L$31,FBR!$D4194+1)*INDEX(ID!$L$35:$L$46,$B4194),0)","v":0},{"$f":"IF(I4194=\"h\",INDEX(ID!$M$8:$M$31,FBR!$D4194+1)*INDEX(ID!$M$35:$M$46,$B4194),0)","v":32},{"$f":"IF(I4194=\"w\",INDEX(ID!$N$8:$N$31,FBR!$D4194+1)*INDEX(ID!$N$35:$N$46,$B4194),0)","v":0},null,18.899187925518824,0,0,0]
[4185,6,24,8,175,25,"2014-06-24",3,"h",null,{"$f":"IF(I4195=\"h\",INDEX(ID!$K$8:$K$31,FBR!$D4195+1)*INDEX(ID!$K$35:$K$46,$B4195),0)","v":35},{"$f":"IF(I4195=\"w\",INDEX(ID!$L$8:$L$31,FBR!$D4195+1)*INDEX(ID!$L$35:$L$46,$B4195),0)","v":0},{"$f":"IF(I4195=\"h\",INDEX(ID!$M$8:$M$31,FBR!$D4195+1)*INDEX(ID!$M$35:$M$46,$B4195),0)","v":35},{"$f":"IF(I4195=\"w\",INDEX(ID!$N$8:$N$31,FBR!$D4195+1)*INDEX(ID!$N$35:$N$46,$B4195),0)","v":0},null,20.670986793536215,0,0,0]
[4188,6,24,11,175,25,"2014-06-24",3,"h",null,{"$f":"IF(I4198=\"h\",INDEX(ID!$K$8:$K$31,FBR!$D4198+1)*INDEX(ID!$K$35:$K$46,$B4198),0)","v":42},{"$f":"IF(I4198=\"w\",INDEX(ID!$L$8:$L$31,FBR!$D4198+1)*INDEX(ID!$L$35:$L$46,$B4198),0)","v":0},{"$f":"IF(I4198=\"h\",INDEX(ID!$M$8:$M$31,FBR!$D4198+1)*INDEX(ID!$M$35:$M$46,$B4198),0)","v":42},{"$f":"IF(I4198=\"w\",INDEX(ID!$N$8:$N$31,FBR!$D4198+1)*INDEX(ID!$N$35:$N$46,$B4198),0)","v":0},null,24.805184152243459,0,0,0]
[4191,6,24,14,175,25,"2014-06-24",3,"h",null,{"$f":"IF(I4201=\"h\",INDEX(ID!$K$8:$K$31,FBR!$D4201+1)*INDEX(ID!$K$35:$K$46,$B4201),0)","v":47},{"$f":"IF(I4201=\"w\",INDEX(ID!$L$8:$L$31,FBR!$D4201+1)*INDEX(ID!$L$35:$L$46,$B4201),0)","v":0},{"$f":"IF(I4201=\"h\",INDEX(ID!$M$8:$M$31,FBR!$D4201+1)*INDEX(ID!$M$35:$M$46,$B4201),0)","v":47},{"$f":"IF(I4201=\"w\",INDEX(ID!$N$8:$N$31,FBR!$D4201+1)*INDEX(ID!$N$35:$N$46,$B4201),0)","v":0},null,27.758182265605775,0,0,0]
[4195,6,24,18,175,25,"2014-06-24",3,"h",null,{"$f":"IF(I4205=\"h\",INDEX(ID!$K$8:$K$31,FBR!$D4205+1)*INDEX(ID!$K$35:$K$46,$B4205),0)","v":65},{"$f":"IF(I4205=\"w\",INDEX(ID!$L$8:$L$31,FBR!$D4205+1)*INDEX(ID!$L$35:$L$46,$B4205),0)","v":0},{"$f":"IF(I4205=\"h\",INDEX(ID!$M$8:$M$31,FBR!$D4205+1)*INDEX(ID!$M$35:$M$46,$B4205),0)","v":65},{"$f":"IF(I4205=\"w\",INDEX(ID!$N$8:$N$31,FBR!$D4205+1)*INDEX(ID!$N$35:$N$46,$B4205),0)","v":0},null,38.388975473710111,0,0,0]
[4198,6,24,21,175,25,"2014-06-24",3,"h",null,{"$f":"IF(I4208=\"h\",INDEX(ID!$K$8:$K$31,FBR!$D4208+1)*INDEX(ID!$K$35:$K$46,$B4208),0)","v":50},{"$f":"IF(I4208=\"w\",INDEX(ID!$L$8:$L$31,FBR!$D4208+1)*INDEX(ID!$L$35:$L$46,$B4208),0)","v":0},{"$f":"IF(I4208=\"h\",INDEX(ID!$M$8:$M$31,FBR!$D4208+1)*INDEX(ID!$M$35:$M$46,$B4208),0)","v":50},{"$f":"IF(I4208=\"w\",INDEX(ID!$N$8:$N$31,FBR!$D4208+1)*INDEX(ID!$N$35:$N$46,$B4208),0)","v":0},null,29.529981133623163,0,0,0]
[4203,6,25,2,176,26,"2014-06-25",4,"h",null,{"$f":"IF(I4213=\"h\",INDEX(ID!$K$8:$K$31,FBR!$D4213+1)*INDEX(ID!$K$35:$K$46,$B4213),0)","v":28},{"$f":"IF(I4213=\"w\",INDEX(ID!$L$8:$L$31,FBR!$D4213+1)*INDEX(ID!$L$35:$L$46,$B4213),0)","v":0},{"$f":"IF(I4213=\"h\",INDEX(ID!$M$8:$M$31,FBR!$D4213+1)*INDEX(ID!$M$35:$M$46,$B4213),0)","v":28},{"$f":"IF(I4213=\"w\",INDEX(ID!$N$8:$N$31,FBR!$D4213+1)*INDEX(ID!$N$35:$N$46,$B4213),0)","v":0},null,16.536789434828972,0,0,0]
[4206,6,25,5,176,26,"2014-06-25",4,"h",null,{"$f":"IF(I4216=\"h\",INDEX(ID!$K$8:$K$31,FBR!$D4216+1)*INDEX(ID!$K$35:$K$46,$B4216),0)","v":27},{"$f":"IF(I4216=\"w\",INDEX(ID!$L$8:$L$31,FBR!$D4216+1)*INDEX(ID!$L$35:$L$46,$B4216),0)","v":0},{"$f":"IF(I4216=\"h\",INDEX(ID!$M$8:$M$31,FBR!$D4216+1)*INDEX(ID!$M$35:$M$46,$B4216),0)","v":27},{"$f":"IF(I4216=\"w\",INDEX(ID!$N$8:$N$31,FBR!$D4216+1)*INDEX(ID!$N$35:$N$46,$B4216),0)","v":0},null,15.94618981215651,0,0,0]
[4209,6,25,8,176,26,"2014-06-25",4,"h",null,{"$f":"IF(I4219=\"h\",INDEX(ID!$K$8:$K$31,FBR!$D4219+1)*INDEX(ID!$K$35:$K$46,$B4219),0)","v":35},{"$f":"IF(I4219=\"w\",INDEX(ID!$L$8:$L$31,FBR!$D4219+1)*INDEX(ID!$L$35:$L$46,$B4219),0)","v":0},{"$f":"IF(I4219=\"h\",INDEX(ID!$M$8:$M$31,FBR!$D4219+1)*INDEX(ID!$M$35:$M$46,$B4219),0)","v":35},{"$f":"IF(I4219=\"w\",INDEX(ID!$N$8:$N$31,FBR!$D4219+1)*INDEX(ID!$N$35:$N$46,$B4219),0)","v":0},null,20.670986793536215,0,0,0]
[4210,6,25,9,176,26,"2014-06-25",4,"h",null,{"$f":"IF(I4220=\"h\",INDEX(ID!$K$8:$K$31,FBR!$D4220+1)*INDEX(ID!$K$35:$K$46,$B4220),0)","v":38},{"$f":"IF(I4220=\"w\",INDEX(ID!$L$8:$L$31,FBR!$D4220+1)*INDEX(ID!$L$35:$L$46,$B4220),0)","v":0},{"$f":"IF(I4220=\"h\",INDEX(ID!$M$8:$M$31,FBR!$D4220+1)*INDEX(ID!$M$35:$M$46,$B4220),0)","v":38},{"$f":"IF(I4220=\"w\",INDEX(ID!$N$8:$N$31,FBR!$D4220+1)*INDEX(ID!$N$35:$N$46,$B4220),0)","v":0},null,22.442785661553604,0,0,0]
[4213,6,25,12,176,26,"2014-06-25",4,"h",null,{"$f":"IF(I4223=\"h\",INDEX(ID!$K$8:$K$31,FBR!$D4223+1)*INDEX(ID!$K$35:$K$46,$B4223),0)","v":43},{"$f":"IF(I4223=\"w\",INDEX(ID!$L$8:$L$31,FBR!$D4223+1)*INDEX(ID!$L$35:$L$46,$B4223),0)","v":0},{"$f":"IF(I4223=\"h\",INDEX(ID!$M$8:$M$31,FBR!$D4223+1)*INDEX(ID!$M$35:$M$46,$B4223),0)","v":43},{"$f":"IF(I4223=\"w\",INDEX(ID!$N$8:$N$31,FBR!$D4223+1)*INDEX(ID!$N$35:$N$46,$B4223),0)","v":0},null,25.395783774915923,0,0,0]
[4217,6,25,16,176,26,"2014-06-25",4,"h",null,{"$f":"IF(I4227=\"h\",INDEX(ID!$K$8:$K$31,FBR!$D4227+1)*INDEX(ID!$K$35:$K$46,$B4227),0)","v":53},{"$f":"IF(I4227=\"w\",INDEX(ID!$L$8:$L$31,FBR!$D4227+1)*INDEX(ID!$L$35:$L$46,$B4227),0)","v":0},{"$f":"IF(I4227=\"h\",INDEX(ID!$M$8:$M$31,FBR!$D4227+1)*INDEX(ID!$M$35:$M$46,$B4227),0)","v":53},{"$f":"IF(I4227=\"w\",INDEX(ID!$N$8:$N$31,FBR!$D4227+1)*INDEX(ID!$N$35:$N$46,$B4227),0)","v":0},null,31.301780001640555,0,0,0]
[4220,6,25,19,176,26,"2014-06-25",4,"h",null,{"$f":"IF(I4230=\"h\",INDEX(ID!$K$8:$K$31,FBR!$D4230+1)*INDEX(ID!$K$35:$K$46,$B4230),0)","v":60},{"$f":"IF(I4230=\"w\",INDEX(ID!$L$8:$L$31,FBR!$D4230+1)*INDEX(ID!$L$35:$L$46,$B4230),0)","v":0},{"$f":"IF(I4230=\"h\",INDEX(ID!$M$8:$M$31,FBR!$D4230+1)*INDEX(ID!$M$35:$M$46,$B4230),0)","v":60},{"$f":"IF(I4230=\"w\",INDEX(ID!$N$8:$N$31,FBR!$D4230+1)*INDEX(ID!$N$35:$N$46,$B4230),0)","v":0},null,35.435977360347799,0,0,0]
[4224,6,25,23,176,26,"2014-06-25",4,"h",null,{"$f":"IF(I4234=\"h\",INDEX(ID!$K$8:$K$31,FBR!$D4234+1)*INDEX(ID!$K$35:$K$46,$B4234),0)","v":40},{"$f":"IF(I4234=\"w\",INDEX(ID!$L$8:$L$31,FBR!$D4234+1)*INDEX(ID!$L$35:$L$46,$B4234),0)","v":0},{"$f":"IF(I4234=\"h\",INDEX(ID!$M$8:$M$31,FBR!$D4234+1)*INDEX(ID!$M$35:$M$46,$B4234),0)","v":40},{"$f":"IF(I4234=\"w\",INDEX(ID!$N$8:$N$31,FBR!$D4234+1)*INDEX(ID!$N$35:$N$46,$B4234),0)","v":0},null,23.623984906898531,0,0,0]
[4228,6,26,3,177,26,"2014-06-26",5,"h",null,{"$f":"IF(I4238=\"h\",INDEX(ID!$K$8:$K$31,FBR!$D4238+1)*INDEX(ID!$K$35:$K$46,$B4238),0)","v":27},{"$f":"IF(I4238=\"w\",INDEX(ID!$L$8:$L$31,FBR!$D4238+1)*INDEX(ID!$L$35:$L$46,$B4238),0)","v":0},{"$f":"IF(I4238=\"h\",INDEX(ID!$M$8:$M$31,FBR!$D4238+1)*INDEX(ID!$M$35:$M$46,$B4238),0)","v":27},{"$f":"IF(I4238=\"w\",INDEX(ID!$N$8:$N$31,FBR!$D4238+1)*INDEX(ID!$N$35:$N$46,$B4238),0)","v":0},null,15.94618981215651,0,0,0]
[4231,6,26,6,177,26,"2014-06-26",5,"h",null,{"$f":"IF(I4241=\"h\",INDEX(ID!$K$8:$K$31,FBR!$D4241+1)*INDEX(ID!$K$35:$K$46,$B4241),0)","v":29},{"$f":"IF(I4241=\"w\",INDEX(ID!$L$8:$L$31,FBR!$D4241+1)*INDEX(ID!$L$35:$L$46,$B4241),0)","v":0},{"$f":"IF(I4241=\"h\",INDEX(ID!$M$8:$M$31,FBR!$D4241+1)*INDEX(ID!$M$35:$M$46,$B4241),0)","v":29},{"$f":"IF(I4241=\"w\",INDEX(ID!$N$8:$N$31,FBR!$D4241+1)*INDEX(ID!$N$35:$N$46,$B4241),0)","v":0},null,17.127389057501436,0,0,0]
[4234,6,26,9,177,26,"2014-06-26",5,"h",null,{"$f":"IF(I4244=\"h\",INDEX(ID!$K$8:$K$31,FBR!$D4244+1)*INDEX(ID!$K$35:$K$46,$B4244),0)","v":38},{"$f":"IF(I4244=\"w\",INDEX(ID!$L$8:$L$31,FBR!$D4244+1)*INDEX(ID!$L$35:$L$46,$B4244),0)","v":0},{"$f":"IF(I4244=\"h\",INDEX(ID!$M$8:$M$31,FBR!$D4244+1)*INDEX(ID!$M$35:$M$46,$B4244),0)","v":38},{"$f":"IF(I4244=\"w\",INDEX(ID!$N$8:$N$31,FBR!$D4244+1)*INDEX(ID!$N$35:$N$46,$B4244),0)","v":0},null,22.442785661553604,0,0,0]
[4235,6,26,10,177,26,"2014-06-26",5,"h",null,{"$f":"IF(I4245=\"h\",INDEX(ID!$K$8:$K$31,FBR!$D4245+1)*INDEX(ID!$K$35:$K$46,$B4245),0)","v":40},{"$f":"IF(I4245=\"w\",INDEX(ID!$L$8:$L$31,FBR!$D4245+1)*INDEX(ID!$L$35:$L$46,$B4245),0)","v":0},{"$f":"IF(I4245=\"h\",INDEX(ID!$M$8:$M$31,FBR!$D4245+1)*INDEX(ID!$M$35:$M$46,$B4245),0)","v":40},{"$f":"IF(I4245=\"w\",INDEX(ID!$N$8:$N$31,FBR!$D4245+1)*INDEX(ID!$N$35:$N$46,$B4245),0)","v":0},null,23.623984906898531,0,0,0]
[4238,6,26,13,177,26,"2014-06-26",5,"h",null,{"$f":"IF(I4248=\"h\",INDEX(ID!$K$8:$K$31,FBR!$D4248+1)*INDEX(ID!$K$35:$K$46,$B4248),0)","v":44},{"$f":"IF(I4248=\"w\",INDEX(ID!$L$8:$L$31,FBR!$D4248+1)*INDEX(ID!$L$35:$L$46,$B4248),0)","v":0},{"$f":"IF(I4248=\"h\",INDEX(ID!$M$8:$M$31,FBR!$D4248+1)*INDEX(ID!$M$35:$M$46,$B4248),0)","v":44},{"$f":"IF(I4248=\"w\",INDEX(ID!$N$8:$N$31,FBR!$D4248+1)*INDEX(ID!$N$35:$N$46,$B4248),0)","v":0},null,25.986383397588384,0,0,0]
[4242,6,26,17,177,26,"2014-06-26",5,"h",null,{"$f":"IF(I4252=\"h\",INDEX(ID!$K$8:$K$31,FBR!$D4252+1)*INDEX(ID!$K$35:$K$46,$B4252),0)","v":62},{"$f":"IF(I4252=\"w\",INDEX(ID!$L$8:$L$31,FBR!$D4252+1)*INDEX(ID!$L$35:$L$46,$B4252),0)","v":0},{"$f":"IF(I4252=\"h\",INDEX(ID!$M$8:$M$31,FBR!$D4252+1)*INDEX(ID!$M$35:$M$46,$B4252),0)","v":62},{"$f":"IF(I4252=\"w\",INDEX(ID!$N$8:$N$31,FBR!$D4252+1)*INDEX(ID!$N$35:$N$46,$B4252),0)","v":0},null,36.617176605692727,0,0,0]
[4245,6,26,20,177,26,"2014-06-26",5,"h",null,{"$f":"IF(I4255=\"h\",INDEX(ID!$K$8:$K$31,FBR!$D4255+1)*INDEX(ID!$K$35:$K$46,$B4255),0)","v":53},{"$f":"IF(I4255=\"w\",INDEX(ID!$L$8:$L$31,FBR!$D4255+1)*INDEX(ID!$L$35:$L$46,$B4255),0)","v":0},{"$f":"IF(I4255=\"h\",INDEX(ID!$M$8:$M$31,FBR!$D4255+1)*INDEX(ID!$M$35:$M$46,$B4255),0)","v":53},{"$f":"IF(I4255=\"w\",INDEX(ID!$N$8:$N$31,FBR!$D4255+1)*INDEX(ID!$N$35:$N$46,$B4255),0)","v":0},null,31.301780001640555,0,0,0]
[4249,6,27,0,178,26,"2014-06-27",6,"w",null,{"$f":"IF(I4259=\"h\",INDEX(ID!$K$8:$K$31,FBR!$D4259+1)*INDEX(ID!$K$35:$K$46,$B4259),0)","v":0},{"$f":"IF(I4259=\"w\",INDEX(ID!$L$8:$L$31,FBR!$D4259+1)*INDEX(ID!$L$35:$L$46,$B4259),0)","v":35},{"$f":"IF(I4259=\"h\",INDEX(ID!$M$8:$M$31,FBR!$D4259+1)*INDEX(ID!$M$35:$M$46,$B4259),0)","v":0},{"$f":"IF(I4259=\"w\",INDEX(ID!$N$8:$N$31,FBR!$D4259+1)*INDEX(ID!$N$35:$N$46,$B4259),0)","v":35},null,0,20.670986793536215,0,0]
[4253,6,27,4,178,26,"2014-06-27",6,"w",null,{"$f":"IF(I4263=\"h\",INDEX(ID!$K$8:$K$31,FBR!$D4263+1)*INDEX(ID!$K$35:$K$46,$B4263),0)","v":0},{"$f":"IF(I4263=\"w\",INDEX(ID!$L$8:$L$31,FBR!$D4263+1)*INDEX(ID!$L$35:$L$46,$B4263),0)","v":27},{"$f":"IF(I4263=\"h\",INDEX(ID!$M$8:$M$31,FBR!$D4263+1)*INDEX(ID!$M$35:$M$46,$B4263),0)","v":0},{"$f":"IF(I4263=\"w\",INDEX(ID!$N$8:$N$31,FBR!$D4263+1)*INDEX(ID!$N$35:$N$46,$B4263),0)","v":27},null,0,15.94618981215651,0,0]
[4256,6,27,7,178,26,"2014-06-27",6,"w",null,{"$f":"IF(I4266=\"h\",INDEX(ID!$K$8:$K$31,FBR!$D4266+1)*INDEX(ID!$K$35:$K$46,$B4266),0)","v":0},{"$f":"IF(I4266=\"w\",INDEX(ID!$L$8:$L$31,FBR!$D4266+1)*INDEX(ID!$L$35:$L$46,$B4266),0)","v":32},{"$f":"IF(I4266=\"h\",INDEX(ID!$M$8:$M$31,FBR!$D4266+1)*INDEX(ID!$M$35:$M$46,$B4266),0)","v":0},{"$f":"IF(I4266=\"w\",INDEX(ID!$N$8:$N$31,FBR!$D4266+1)*INDEX(ID!$N$35:$N$46,$B4266),0)","v":32},null,0,18.899187925518824,0,0]
[4257,6,27,8,178,26,"2014-06-27",6,"w",null,{"$f":"IF(I4267=\"h\",INDEX(ID!$K$8:$K$31,FBR!$D4267+1)*INDEX(ID!$K$35:$K$46,$B4267),0)","v":0},{"$f":"IF(I4267=\"w\",INDEX(ID!$L$8:$L$31,FBR!$D4267+1)*INDEX(ID!$L$35:$L$46,$B4267),0)","v":35},{"$f":"IF(I4267=\"h\",INDEX(ID!$M$8:$M$31,FBR!$D4267+1)*INDEX(ID!$M$35:$M$46,$B4267),0)","v":0},{"$f":"IF(I4267=\"w\",INDEX(ID!$N$8:$N$31,FBR!$D4267+1)*INDEX(ID!$N$35:$N$46,$B4267),0)","v":35},null,0,20.670986793536215,0,0]
[4260,6,27,11,178,26,"2014-06-27",6,"w",null,{"$f":"IF(I4270=\"h\",INDEX(ID!$K$8:$K$31,FBR!$D4270+1)*INDEX(ID!$K$35:$K$46,$B4270),0)","v":0},{"$f":"IF(I4270=\"w\",INDEX(ID!$L$8:$L$31,FBR!$D4270+1)*INDEX(ID!$L$35:$L$46,$B4270),0)","v":42},{"$f":"IF(I4270=\"h\",INDEX(ID!$M$8:$M$31,FBR!$D4270+1)*INDEX(ID!$M$35:$M$46,$B4270),0)","v":0},{"$f":"IF(I4270=\"w\",INDEX(ID!$N$8:$N$31,FBR!$D4270+1)*INDEX(ID!$N$35:$N$46,$B4270),0)","v":42},null,0,24.805184152243459,0,0]
[4266,6,27,17,178,{"$f":"F4108+1","v":26},"2014-06-27",6,"w",null,{"$f":"IF(I4276=\"h\",INDEX(ID!$K$8:$K$31,FBR!$D4276+1)*INDEX(ID!$K$35:$K$46,$B4276),0)","v":0},{"$f":"IF(I4276=\"w\",INDEX(ID!$L$8:$L$31,FBR!$D4276+1)*INDEX(ID!$L$35:$L$46,$B4276),0)","v":62},{"$f":"IF(I4276=\"h\",INDEX(ID!$M$8:$M$31,FBR!$D4276+1)*INDEX(ID!$M$35:$M$46,$B4276),0)","v":0},{"$f":"IF(I4276=\"w\",INDEX(ID!$N$8:$N$31,FBR!$D4276+1)*INDEX(ID!$N$35:$N$46,$B4276),0)","v":62},null,0,36.617176605692727,0,0]
[4268,6,27,19,178,26,"2014-06-27",6,"w",null,{"$f":"IF(I4278=\"h\",INDEX(ID!$K$8:$K$31,FBR!$D4278+1)*INDEX(ID!$K$35:$K$46,$B4278),0)","v":0},{"$f":"IF(I4278=\"w\",INDEX(ID!$L$8:$L$31,FBR!$D4278+1)*INDEX(ID!$L$35:$L$46,$B4278),0)","v":60},{"$f":"IF(I4278=\"h\",INDEX(ID!$M$8:$M$31,FBR!$D4278+1)*INDEX(ID!$M$35:$M$46,$B4278),0)","v":0},{"$f":"IF(I4278=\"w\",INDEX(ID!$N$8:$N$31,FBR!$D4278+1)*INDEX(ID!$N$35:$N$46,$B4278),0)","v":60},null,0,35.435977360347799,0,0]
[4271,6,27,22,178,26,"2014-06-27",6,"w",null,{"$f":"IF(I4281=\"h\",INDEX(ID!$K$8:$K$31,FBR!$D4281+1)*INDEX(ID!$K$35:$K$46,$B4281),0)","v":0},{"$f":"IF(I4281=\"w\",INDEX(ID!$L$8:$L$31,FBR!$D4281+1)*INDEX(ID!$L$35:$L$46,$B4281),0)","v":45},{"$f":"IF(I4281=\"h\",INDEX(ID!$M$8:$M$31,FBR!$D4281+1)*INDEX(ID!$M$35:$M$46,$B4281),0)","v":0},{"$f":"IF(I4281=\"w\",INDEX(ID!$N$8:$N$31,FBR!$D4281+1)*INDEX(ID!$N$35:$N$46,$B4281),0)","v":45},null,0,26.576983020260847,0,0]
[4274,6,28,1,179,26,"2014-06-28",7,"w",null,{"$f":"IF(I4284=\"h\",INDEX(ID!$K$8:$K$31,FBR!$D4284+1)*INDEX(ID!$K$35:$K$46,$B4284),0)","v":0},{"$f":"IF(I4284=\"w\",INDEX(ID!$L$8:$L$31,FBR!$D4284+1)*INDEX(ID!$L$35:$L$46,$B4284),0)","v":30},{"$f":"IF(I4284=\"h\",INDEX(ID!$M$8:$M$31,FBR!$D4284+1)*INDEX(ID!$M$35:$M$46,$B4284),0)","v":0},{"$f":"IF(I4284=\"w\",INDEX(ID!$N$8:$N$31,FBR!$D4284+1)*INDEX(ID!$N$35:$N$46,$B4284),0)","v":30},null,0,17.717988680173899,0,0]
[4278,6,28,5,179,26,"2014-06-28",7,"w",null,{"$f":"IF(I4288=\"h\",INDEX(ID!$K$8:$K$31,FBR!$D4288+1)*INDEX(ID!$K$35:$K$46,$B4288),0)","v":0},{"$f":"IF(I4288=\"w\",INDEX(ID!$L$8:$L$31,FBR!$D4288+1)*INDEX(ID!$L$35:$L$46,$B4288),0)","v":27},{"$f":"IF(I4288=\"h\",INDEX(ID!$M$8:$M$31,FBR!$D4288+1)*INDEX(ID!$M$35:$M$46,$B4288),0)","v":0},{"$f":"IF(I4288=\"w\",INDEX(ID!$N$8:$N$31,FBR!$D4288+1)*INDEX(ID!$N$35:$N$46,$B4288),0)","v":27},null,0,15.94618981215651,0,0]
[4281,6,28,8,179,26,"2014-06-28",7,"w",null,{"$f":"IF(I4291=\"h\",INDEX(ID!$K$8:$K$31,FBR!$D4291+1)*INDEX(ID!$K$35:$K$46,$B4291),0)","v":0},{"$f":"IF(I4291=\"w\",INDEX(ID!$L$8:$L$31,FBR!$D4291+1)*INDEX(ID!$L$35:$L$46,$B4291),0)","v":35},{"$f":"IF(I4291=\"h\",INDEX(ID!$M$8:$M$31,FBR!$D4291+1)*INDEX(ID!$M$35:$M$46,$B4291),0)","v":0},{"$f":"IF(I4291=\"w\",INDEX(ID!$N$8:$N$31,FBR!$D4291+1)*INDEX(ID!$N$35:$N$46,$B4291),0)","v":35},null,0,20.670986793536215,0,0]
[4282,6,28,9,179,26,"2014-06-28",7,"w",null,{"$f":"IF(I4292=\"h\",INDEX(ID!$K$8:$K$31,FBR!$D4292+1)*INDEX(ID!$K$35:$K$46,$B4292),0)","v":0},{"$f":"IF(I4292=\"w\",INDEX(ID!$L$8:$L$31,FBR!$D4292+1)*INDEX(ID!$L$35:$L$46,$B4292),0)","v":38},{"$f":"IF(I4292=\"h\",INDEX(ID!$M$8:$M$31,FBR!$D4292+1)*INDEX(ID!$M$35:$M$46,$B4292),0)","v":0},{"$f":"IF(I4292=\"w\",INDEX(ID!$N$8:$N$31,FBR!$D4292+1)*INDEX(ID!$N$35:$N$46,$B4292),0)","v":38},null,0,22.442785661553604,0,0]
[4287,6,28,14,179,26,"2014-06-28",7,"w",null,{"$f":"IF(I4297=\"h\",INDEX(ID!$K$8:$K$31,FBR!$D4297+1)*INDEX(ID!$K$35:$K$46,$B4297),0)","v":0},{"$f":"IF(I4297=\"w\",INDEX(ID!$L$8:$L$31,FBR!$D4297+1)*INDEX(ID!$L$35:$L$46,$B4297),0)","v":47},{"$f":"IF(I4297=\"h\",INDEX(ID!$M$8:$M$31,FBR!$D4297+1)*INDEX(ID!$M$35:$M$46,$B4297),0)","v":0},{"$f":"IF(I4297=\"w\",INDEX(ID!$N$8:$N$31,FBR!$D4297+1)*INDEX(ID!$N$35:$N$46,$B4297),0)","v":47},null,0,27.758182265605775,0,0]
[4289,6,28,16,179,26,"2014-06-28",{"$f":"WEEKDAY(G4299)","v":7},{"$f":"IF(OR(H4299=6,H4299=7),\"w\",\"h\")","v":"w"},null,{"$f":"IF(I4299=\"h\",INDEX(ID!$K$8:$K$31,FBR!$D4299+1)*INDEX(ID!$K$35:$K$46,$B4299),0)","v":0},{"$f":"IF(I4299=\"w\",INDEX(ID!$L$8:$L$31,FBR!$D4299+1)*INDEX(ID!$L$35:$L$46,$B4299),0)","v":53},{"$f":"IF(I4299=\"h\",INDEX(ID!$M$8:$M$31,FBR!$D4299+1)*INDEX(ID!$M$35:$M$46,$B4299),0)","v":0},{"$f":"IF(I4299=\"w\",INDEX(ID!$N$8:$N$31,FBR!$D4299+1)*INDEX(ID!$N$35:$N$46,$B4299),0)","v":53},null,{"$f":"K4299*(indvforbrug*antalbrugere)/($K$8789+$L$8789)","v":0},{"$f":"L4299*indvforbrug*antalbrugere/($K$8789+$L$8789)","v":31.301780001640555},{"$f":"M4299*fællesforbrug/($M$8789+$N$8789)","v":0},{"$f":"N4299*fællesforbrug/($M$8789+$N$8789)","v":0}]
[4293,6,28,20,179,26,"2014-06-28",7,"w",null,{"$f":"IF(I4303=\"h\",INDEX(ID!$K$8:$K$31,FBR!$D4303+1)*INDEX(ID!$K$35:$K$46,$B4303),0)","v":0},{"$f":"IF(I4303=\"w\",INDEX(ID!$L$8:$L$31,FBR!$D4303+1)*INDEX(ID!$L$35:$L$46,$B4303),0)","v":53},{"$f":"IF(I4303=\"h\",INDEX(ID!$M$8:$M$31,FBR!$D4303+1)*INDEX(ID!$M$35:$M$46,$B4303),0)","v":0},{"$f":"IF(I4303=\"w\",INDEX(ID!$N$8:$N$31,FBR!$D4303+1)*INDEX(ID!$N$35:$N$46,$B4303),0)","v":53},null,0,31.301780001640555,0,0]
[4296,6,28,23,179,26,"2014-06-28",7,"w",null,{"$f":"IF(I4306=\"h\",INDEX(ID!$K$8:$K$31,FBR!$D4306+1)*INDEX(ID!$K$35:$K$46,$B4306),0)","v":0},{"$f":"IF(I4306=\"w\",INDEX(ID!$L$8:$L$31,FBR!$D4306+1)*INDEX(ID!$L$35:$L$46,$B4306),0)","v":40},{"$f":"IF(I4306=\"h\",INDEX(ID!$M$8:$M$31,FBR!$D4306+1)*INDEX(ID!$M$35:$M$46,$B4306),0)","v":0},{"$f":"IF(I4306=\"w\",INDEX(ID!$N$8:$N$31,FBR!$D4306+1)*INDEX(ID!$N$35:$N$46,$B4306),0)","v":40},null,0,23.623984906898531,0,0]
[4299,6,29,2,180,26,"2014-06-29",1,"h",null,{"$f":"IF(I4309=\"h\",INDEX(ID!$K$8:$K$31,FBR!$D4309+1)*INDEX(ID!$K$35:$K$46,$B4309),0)","v":28},{"$f":"IF(I4309=\"w\",INDEX(ID!$L$8:$L$31,FBR!$D4309+1)*INDEX(ID!$L$35:$L$46,$B4309),0)","v":0},{"$f":"IF(I4309=\"h\",INDEX(ID!$M$8:$M$31,FBR!$D4309+1)*INDEX(ID!$M$35:$M$46,$B4309),0)","v":28},{"$f":"IF(I4309=\"w\",INDEX(ID!$N$8:$N$31,FBR!$D4309+1)*INDEX(ID!$N$35:$N$46,$B4309),0)","v":0},null,16.536789434828972,0,0,0]
[4303,6,29,6,180,26,"2014-06-29",1,"h",null,{"$f":"IF(I4313=\"h\",INDEX(ID!$K$8:$K$31,FBR!$D4313+1)*INDEX(ID!$K$35:$K$46,$B4313),0)","v":29},{"$f":"IF(I4313=\"w\",INDEX(ID!$L$8:$L$31,FBR!$D4313+1)*INDEX(ID!$L$35:$L$46,$B4313),0)","v":0},{"$f":"IF(I4313=\"h\",INDEX(ID!$M$8:$M$31,FBR!$D4313+1)*INDEX(ID!$M$35:$M$46,$B4313),0)","v":29},{"$f":"IF(I4313=\"w\",INDEX(ID!$N$8:$N$31,FBR!$D4313+1)*INDEX(ID!$N$35:$N$46,$B4313),0)","v":0},null,17.127389057501436,0,0,0]
[4306,6,29,9,180,26,"2014-06-29",1,"h",null,{"$f":"IF(I4316=\"h\",INDEX(ID!$K$8:$K$31,FBR!$D4316+1)*INDEX(ID!$K$35:$K$46,$B4316),0)","v":38},{"$f":"IF(I4316=\"w\",INDEX(ID!$L$8:$L$31,FBR!$D4316+1)*INDEX(ID!$L$35:$L$46,$B4316),0)","v":0},{"$f":"IF(I4316=\"h\",INDEX(ID!$M$8:$M$31,FBR!$D4316+1)*INDEX(ID!$M$35:$M$46,$B4316),0)","v":38},{"$f":"IF(I4316=\"w\",INDEX(ID!$N$8:$N$31,FBR!$D4316+1)*INDEX(ID!$N$35:$N$46,$B4316),0)","v":0},null,22.442785661553604,0,0,0]
[4308,6,29,11,180,26,"2014-06-29",1,"h",null,{"$f":"IF(I4318=\"h\",INDEX(ID!$K$8:$K$31,FBR!$D4318+1)*INDEX(ID!$K$35:$K$46,$B4318),0)","v":42},{"$f":"IF(I4318=\"w\",INDEX(ID!$L$8:$L$31,FBR!$D4318+1)*INDEX(ID!$L$35:$L$46,$B4318),0)","v":0},{"$f":"IF(I4318=\"h\",INDEX(ID!$M$8:$M$31,FBR!$D4318+1)*INDEX(ID!$M$35:$M$46,$B4318),0)","v":42},{"$f":"IF(I4318=\"w\",INDEX(ID!$N$8:$N$31,FBR!$D4318+1)*INDEX(ID!$N$35:$N$46,$B4318),0)","v":0},null,24.805184152243459,0,0,0]
[4311,6,29,14,180,26,"2014-06-29",1,"h",null,{"$f":"IF(I4321=\"h\",INDEX(ID!$K$8:$K$31,FBR!$D4321+1)*INDEX(ID!$K$35:$K$46,$B4321),0)","v":47},{"$f":"IF(I4321=\"w\",INDEX(ID!$L$8:$L$31,FBR!$D4321+1)*INDEX(ID!$L$35:$L$46,$B4321),0)","v":0},{"$f":"IF(I4321=\"h\",INDEX(ID!$M$8:$M$31,FBR!$D4321+1)*INDEX(ID!$M$35:$M$46,$B4321),0)","v":47},{"$f":"IF(I4321=\"w\",INDEX(ID!$N$8:$N$31,FBR!$D4321+1)*INDEX(ID!$N$35:$N$46,$B4321),0)","v":0},null,27.758182265605775,0,0,0]
[4314,6,29,17,{"$f":"E4300+1","v":180},26,"2014-06-29",1,"h",null,{"$f":"IF(I4324=\"h\",INDEX(ID!$K$8:$K$31,FBR!$D4324+1)*INDEX(ID!$K$35:$K$46,$B4324),0)","v":62},{"$f":"IF(I4324=\"w\",INDEX(ID!$L$8:$L$31,FBR!$D4324+1)*INDEX(ID!$L$35:$L$46,$B4324),0)","v":0},{"$f":"IF(I4324=\"h\",INDEX(ID!$M$8:$M$31,FBR!$D4324+1)*INDEX(ID!$M$35:$M$46,$B4324),0)","v":62},{"$f":"IF(I4324=\"w\",INDEX(ID!$N$8:$N$31,FBR!$D4324+1)*INDEX(ID!$N$35:$N$46,$B4324),0)","v":0},null,36.617176605692727,0,0,0]
[4318,6,29,21,180,26,"2014-06-29",1,"h",null,{"$f":"IF(I4328=\"h\",INDEX(ID!$K$8:$K$31,FBR!$D4328+1)*INDEX(ID!$K$35:$K$46,$B4328),0)","v":50},{"$f":"IF(I4328=\"w\",INDEX(ID!$L$8:$L$31,FBR!$D4328+1)*INDEX(ID!$L$35:$L$46,$B4328),0)","v":0},{"$f":"IF(I4328=\"h\",INDEX(ID!$M$8:$M$31,FBR!$D4328+1)*INDEX(ID!$M$35:$M$46,$B4328),0)","v":50},{"$f":"IF(I4328=\"w\",INDEX(ID!$N$8:$N$31,FBR!$D4328+1)*INDEX(ID!$N$35:$N$46,$B4328),0)","v":0},null,29.529981133623163,0,0,0]
[4321,6,30,0,181,26,"2014-06-30",2,"h",null,{"$f":"IF(I4331=\"h\",INDEX(ID!$K$8:$K$31,FBR!$D4331+1)*INDEX(ID!$K$35:$K$46,$B4331),0)","v":35},{"$f":"IF(I4331=\"w\",INDEX(ID!$L$8:$L$31,FBR!$D4331+1)*INDEX(ID!$L$35:$L$46,$B4331),0)","v":0},{"$f":"IF(I4331=\"h\",INDEX(ID!$M$8:$M$31,FBR!$D4331+1)*INDEX(ID!$M$35:$M$46,$B4331),0)","v":35},{"$f":"IF(I4331=\"w\",INDEX(ID!$N$8:$N$31,FBR!$D4331+1)*INDEX(ID!$N$35:$N$46,$B4331),0)","v":0},null,20.670986793536215,0,0,0]
[4325,6,30,4,181,26,"2014-06-30",2,"h",null,{"$f":"IF(I4335=\"h\",INDEX(ID!$K$8:$K$31,FBR!$D4335+1)*INDEX(ID!$K$35:$K$46,$B4335),0)","v":27},{"$f":"IF(I4335=\"w\",INDEX(ID!$L$8:$L$31,FBR!$D4335+1)*INDEX(ID!$L$35:$L$46,$B4335),0)","v":0},{"$f":"IF(I4335=\"h\",INDEX(ID!$M$8:$M$31,FBR!$D4335+1)*INDEX(ID!$M$35:$M$46,$B4335),0)","v":27},{"$f":"IF(I4335=\"w\",INDEX(ID!$N$8:$N$31,FBR!$D4335+1)*INDEX(ID!$N$35:$N$46,$B4335),0)","v":0},null,15.94618981215651,0,0,0]
[4328,6,30,7,181,26,"2014-06-30",2,"h",null,{"$f":"IF(I4338=\"h\",INDEX(ID!$K$8:$K$31,FBR!$D4338+1)*INDEX(ID!$K$35:$K$46,$B4338),0)","v":32},{"$f":"IF(I4338=\"w\",INDEX(ID!$L$8:$L$31,FBR!$D4338+1)*INDEX(ID!$L$35:$L$46,$B4338),0)","v":0},{"$f":"IF(I4338=\"h\",INDEX(ID!$M$8:$M$31,FBR!$D4338+1)*INDEX(ID!$M$35:$M$46,$B4338),0)","v":32},{"$f":"IF(I4338=\"w\",INDEX(ID!$N$8:$N$31,FBR!$D4338+1)*INDEX(ID!$N$35:$N$46,$B4338),0)","v":0},null,18.899187925518824,0,0,0]
[4329,6,30,8,181,26,"2014-06-30",2,"h",null,{"$f":"IF(I4339=\"h\",INDEX(ID!$K$8:$K$31,FBR!$D4339+1)*INDEX(ID!$K$35:$K$46,$B4339),0)","v":35},{"$f":"IF(I4339=\"w\",INDEX(ID!$L$8:$L$31,FBR!$D4339+1)*INDEX(ID!$L$35:$L$46,$B4339),0)","v":0},{"$f":"IF(I4339=\"h\",INDEX(ID!$M$8:$M$31,FBR!$D4339+1)*INDEX(ID!$M$35:$M$46,$B4339),0)","v":35},{"$f":"IF(I4339=\"w\",INDEX(ID!$N$8:$N$31,FBR!$D4339+1)*INDEX(ID!$N$35:$N$46,$B4339),0)","v":0},null,20.670986793536215,0,0,0]
[4333,6,30,12,181,26,"2014-06-30",2,"h",null,{"$f":"IF(I4343=\"h\",INDEX(ID!$K$8:$K$31,FBR!$D4343+1)*INDEX(ID!$K$35:$K$46,$B4343),0)","v":43},{"$f":"IF(I4343=\"w\",INDEX(ID!$L$8:$L$31,FBR!$D4343+1)*INDEX(ID!$L$35:$L$46,$B4343),0)","v":0},{"$f":"IF(I4343=\"h\",INDEX(ID!$M$8:$M$31,FBR!$D4343+1)*INDEX(ID!$M$35:$M$46,$B4343),0)","v":43},{"$f":"IF(I4343=\"w\",INDEX(ID!$N$8:$N$31,FBR!$D4343+1)*INDEX(ID!$N$35:$N$46,$B4343),0)","v":0},null,25.395783774915923,0,0,0]
[4336,6,30,15,181,26,"2014-06-30",2,"h",null,{"$f":"IF(I4346=\"h\",INDEX(ID!$K$8:$K$31,FBR!$D4346+1)*INDEX(ID!$K$35:$K$46,$B4346),0)","v":50},{"$f":"IF(I4346=\"w\",INDEX(ID!$L$8:$L$31,FBR!$D4346+1)*INDEX(ID!$L$35:$L$46,$B4346),0)","v":0},{"$f":"IF(I4346=\"h\",INDEX(ID!$M$8:$M$31,FBR!$D4346+1)*INDEX(ID!$M$35:$M$46,$B4346),0)","v":50},{"$f":"IF(I4346=\"w\",INDEX(ID!$N$8:$N$31,FBR!$D4346+1)*INDEX(ID!$N$35:$N$46,$B4346),0)","v":0},null,29.529981133623163,0,0,0]
[4339,6,30,18,181,26,"2014-06-30",2,"h",null,{"$f":"IF(I4349=\"h\",INDEX(ID!$K$8:$K$31,FBR!$D4349+1)*INDEX(ID!$K$35:$K$46,$B4349),0)","v":65},{"$f":"IF(I4349=\"w\",INDEX(ID!$L$8:$L$31,FBR!$D4349+1)*INDEX(ID!$L$35:$L$46,$B4349),0)","v":0},{"$f":"IF(I4349=\"h\",INDEX(ID!$M$8:$M$31,FBR!$D4349+1)*INDEX(ID!$M$35:$M$46,$B4349),0)","v":65},{"$f":"IF(I4349=\"w\",INDEX(ID!$N$8:$N$31,FBR!$D4349+1)*INDEX(ID!$N$35:$N$46,$B4349),0)","v":0},null,38.388975473710111,0,0,0]
[4343,6,30,22,181,26,"2014-06-30",2,"h",null,{"$f":"IF(I4353=\"h\",INDEX(ID!$K$8:$K$31,FBR!$D4353+1)*INDEX(ID!$K$35:$K$46,$B4353),0)","v":45},{"$f":"IF(I4353=\"w\",INDEX(ID!$L$8:$L$31,FBR!$D4353+1)*INDEX(ID!$L$35:$L$46,$B4353),0)","v":0},{"$f":"IF(I4353=\"h\",INDEX(ID!$M$8:$M$31,FBR!$D4353+1)*INDEX(ID!$M$35:$M$46,$B4353),0)","v":45},{"$f":"IF(I4353=\"w\",INDEX(ID!$N$8:$N$31,FBR!$D4353+1)*INDEX(ID!$N$35:$N$46,$B4353),0)","v":0},null,26.576983020260847,0,0,0]
[4346,7,1,1,182,26,"2014-07-01",3,"h",null,{"$f":"IF(I4356=\"h\",INDEX(ID!$K$8:$K$31,FBR!$D4356+1)*INDEX(ID!$K$35:$K$46,$B4356),0)","v":30},{"$f":"IF(I4356=\"w\",INDEX(ID!$L$8:$L$31,FBR!$D4356+1)*INDEX(ID!$L$35:$L$46,$B4356),0)","v":0},{"$f":"IF(I4356=\"h\",INDEX(ID!$M$8:$M$31,FBR!$D4356+1)*INDEX(ID!$M$35:$M$46,$B4356),0)","v":30},{"$f":"IF(I4356=\"w\",INDEX(ID!$N$8:$N$31,FBR!$D4356+1)*INDEX(ID!$N$35:$N$46,$B4356),0)","v":0},null,17.717988680173899,0,0,0]
[4350,7,1,5,182,26,"2014-07-01",3,"h",null,{"$f":"IF(I4360=\"h\",INDEX(ID!$K$8:$K$31,FBR!$D4360+1)*INDEX(ID!$K$35:$K$46,$B4360),0)","v":27},{"$f":"IF(I4360=\"w\",INDEX(ID!$L$8:$L$31,FBR!$D4360+1)*INDEX(ID!$L$35:$L$46,$B4360),0)","v":0},{"$f":"IF(I4360=\"h\",INDEX(ID!$M$8:$M$31,FBR!$D4360+1)*INDEX(ID!$M$35:$M$46,$B4360),0)","v":27},{"$f":"IF(I4360=\"w\",INDEX(ID!$N$8:$N$31,FBR!$D4360+1)*INDEX(ID!$N$35:$N$46,$B4360),0)","v":0},null,15.94618981215651,0,0,0]
[{"$f":"A4363+1","v":4354},7,1,9,182,26,{"$f":"DATE(2014,B4364,C4364)","v":"2014-07-01"},3,"h",null,{"$f":"IF(I4364=\"h\",INDEX(ID!$K$8:$K$31,FBR!$D4364+1)*INDEX(ID!$K$35:$K$46,$B4364),0)","v":38},{"$f":"IF(I4364=\"w\",INDEX(ID!$L$8:$L$31,FBR!$D4364+1)*INDEX(ID!$L$35:$L$46,$B4364),0)","v":0},{"$f":"IF(I4364=\"h\",INDEX(ID!$M$8:$M$31,FBR!$D4364+1)*INDEX(ID!$M$35:$M$46,$B4364),0)","v":38},{"$f":"IF(I4364=\"w\",INDEX(ID!$N$8:$N$31,FBR!$D4364+1)*INDEX(ID!$N$35:$N$46,$B4364),0)","v":0},null,22.442785661553604,0,0,0]
[4357,7,1,12,182,26,"2014-07-01",3,"h",null,{"$f":"IF(I4367=\"h\",INDEX(ID!$K$8:$K$31,FBR!$D4367+1)*INDEX(ID!$K$35:$K$46,$B4367),0)","v":43},{"$f":"IF(I4367=\"w\",INDEX(ID!$L$8:$L$31,FBR!$D4367+1)*INDEX(ID!$L$35:$L$46,$B4367),0)","v":0},{"$f":"IF(I4367=\"h\",INDEX(ID!$M$8:$M$31,FBR!$D4367+1)*INDEX(ID!$M$35:$M$46,$B4367),0)","v":43},{"$f":"IF(I4367=\"w\",INDEX(ID!$N$8:$N$31,FBR!$D4367+1)*INDEX(ID!$N$35:$N$46,$B4367),0)","v":0},null,25.395783774915923,0,0,0]
[4358,7,1,13,182,26,"2014-07-01",3,"h",null,{"$f":"IF(I4368=\"h\",INDEX(ID!$K$8:$K$31,FBR!$D4368+1)*INDEX(ID!$K$35:$K$46,$B4368),0)","v":44},{"$f":"IF(I4368=\"w\",INDEX(ID!$L$8:$L$31,FBR!$D4368+1)*INDEX(ID!$L$35:$L$46,$B4368),0)","v":0},{"$f":"IF(I4368=\"h\",INDEX(ID!$M$8:$M$31,FBR!$D4368+1)*INDEX(ID!$M$35:$M$46,$B4368),0)","v":44},{"$f":"IF(I4368=\"w\",INDEX(ID!$N$8:$N$31,FBR!$D4368+1)*INDEX(ID!$N$35:$N$46,$B4368),0)","v":0},null,25.986383397588384,0,0,0]
[4361,7,1,16,182,26,"2014-07-01",3,"h",null,{"$f":"IF(I4371=\"h\",INDEX(ID!$K$8:$K$31,FBR!$D4371+1)*INDEX(ID!$K$35:$K$46,$B4371),0)","v":53},{"$f":"IF(I4371=\"w\",INDEX(ID!$L$8:$L$31,FBR!$D4371+1)*INDEX(ID!$L$35:$L$46,$B4371),0)","v":0},{"$f":"IF(I4371=\"h\",INDEX(ID!$M$8:$M$31,FBR!$D4371+1)*INDEX(ID!$M$35:$M$46,$B4371),0)","v":53},{"$f":"IF(I4371=\"w\",INDEX(ID!$N$8:$N$31,FBR!$D4371+1)*INDEX(ID!$N$35:$N$46,$B4371),0)","v":0},null,31.301780001640555,0,0,0]
[4365,7,1,20,182,26,"2014-07-01",3,"h",null,{"$f":"IF(I4375=\"h\",INDEX(ID!$K$8:$K$31,FBR!$D4375+1)*INDEX(ID!$K$35:$K$46,$B4375),0)","v":53},{"$f":"IF(I4375=\"w\",INDEX(ID!$L$8:$L$31,FBR!$D4375+1)*INDEX(ID!$L$35:$L$46,$B4375),0)","v":0},{"$f":"IF(I4375=\"h\",INDEX(ID!$M$8:$M$31,FBR!$D4375+1)*INDEX(ID!$M$35:$M$46,$B4375),0)","v":53},{"$f":"IF(I4375=\"w\",INDEX(ID!$N$8:$N$31,FBR!$D4375+1)*INDEX(ID!$N$35:$N$46,$B4375),0)","v":0},null,31.301780001640555,0,0,0]
[4368,7,1,23,182,26,"2014-07-01",3,"h",null,{"$f":"IF(I4378=\"h\",INDEX(ID!$K$8:$K$31,FBR!$D4378+1)*INDEX(ID!$K$35:$K$46,$B4378),0)","v":40},{"$f":"IF(I4378=\"w\",INDEX(ID!$L$8:$L$31,FBR!$D4378+1)*INDEX(ID!$L$35:$L$46,$B4378),0)","v":0},{"$f":"IF(I4378=\"h\",INDEX(ID!$M$8:$M$31,FBR!$D4378+1)*INDEX(ID!$M$35:$M$46,$B4378),0)","v":40},{"$f":"IF(I4378=\"w\",INDEX(ID!$N$8:$N$31,FBR!$D4378+1)*INDEX(ID!$N$35:$N$46,$B4378),0)","v":0},null,23.623984906898531,0,0,0]
[4371,7,2,2,183,27,"2014-07-02",4,"h",null,{"$f":"IF(I4381=\"h\",INDEX(ID!$K$8:$K$31,FBR!$D4381+1)*INDEX(ID!$K$35:$K$46,$B4381),0)","v":28},{"$f":"IF(I4381=\"w\",INDEX(ID!$L$8:$L$31,FBR!$D4381+1)*INDEX(ID!$L$35:$L$46,$B4381),0)","v":0},{"$f":"IF(I4381=\"h\",INDEX(ID!$M$8:$M$31,FBR!$D4381+1)*INDEX(ID!$M$35:$M$46,$B4381),0)","v":28},{"$f":"IF(I4381=\"w\",INDEX(ID!$N$8:$N$31,FBR!$D4381+1)*INDEX(ID!$N$35:$N$46,$B4381),0)","v":0},null,16.536789434828972,0,0,0]
[4376,7,2,7,183,27,"2014-07-02",4,"h",null,{"$f":"IF(I4386=\"h\",INDEX(ID!$K$8:$K$31,FBR!$D4386+1)*INDEX(ID!$K$35:$K$46,$B4386),0)","v":32},{"$f":"IF(I4386=\"w\",INDEX(ID!$L$8:$L$31,FBR!$D4386+1)*INDEX(ID!$L$35:$L$46,$B4386),0)","v":0},{"$f":"IF(I4386=\"h\",INDEX(ID!$M$8:$M$31,FBR!$D4386+1)*INDEX(ID!$M$35:$M$46,$B4386),0)","v":32},{"$f":"IF(I4386=\"w\",INDEX(ID!$N$8:$N$31,FBR!$D4386+1)*INDEX(ID!$N$35:$N$46,$B4386),0)","v":0},null,18.899187925518824,0,0,0]
[4379,7,2,10,183,27,"2014-07-02",4,"h",null,{"$f":"IF(I4389=\"h\",INDEX(ID!$K$8:$K$31,FBR!$D4389+1)*INDEX(ID!$K$35:$K$46,$B4389),0)","v":40},{"$f":"IF(I4389=\"w\",INDEX(ID!$L$8:$L$31,FBR!$D4389+1)*INDEX(ID!$L$35:$L$46,$B4389),0)","v":0},{"$f":"IF(I4389=\"h\",INDEX(ID!$M$8:$M$31,FBR!$D4389+1)*INDEX(ID!$M$35:$M$46,$B4389),0)","v":40},{"$f":"IF(I4389=\"w\",INDEX(ID!$N$8:$N$31,FBR!$D4389+1)*INDEX(ID!$N$35:$N$46,$B4389),0)","v":0},null,23.623984906898531,0,0,0]
[4382,7,2,13,183,27,"2014-07-02",4,"h",null,{"$f":"IF(I4392=\"h\",INDEX(ID!$K$8:$K$31,FBR!$D4392+1)*INDEX(ID!$K$35:$K$46,$B4392),0)","v":44},{"$f":"IF(I4392=\"w\",INDEX(ID!$L$8:$L$31,FBR!$D4392+1)*INDEX(ID!$L$35:$L$46,$B4392),0)","v":0},{"$f":"IF(I4392=\"h\",INDEX(ID!$M$8:$M$31,FBR!$D4392+1)*INDEX(ID!$M$35:$M$46,$B4392),0)","v":44},{"$f":"IF(I4392=\"w\",INDEX(ID!$N$8:$N$31,FBR!$D4392+1)*INDEX(ID!$N$35:$N$46,$B4392),0)","v":0},null,25.986383397588384,0,0,0]
[4383,7,2,14,183,27,"2014-07-02",4,"h",null,{"$f":"IF(I4393=\"h\",INDEX(ID!$K$8:$K$31,FBR!$D4393+1)*INDEX(ID!$K$35:$K$46,$B4393),0)","v":47},{"$f":"IF(I4393=\"w\",INDEX(ID!$L$8:$L$31,FBR!$D4393+1)*INDEX(ID!$L$35:$L$46,$B4393),0)","v":0},{"$f":"IF(I4393=\"h\",INDEX(ID!$M$8:$M$31,FBR!$D4393+1)*INDEX(ID!$M$35:$M$46,$B4393),0)","v":47},{"$f":"IF(I4393=\"w\",INDEX(ID!$N$8:$N$31,FBR!$D4393+1)*INDEX(ID!$N$35:$N$46,$B4393),0)","v":0},null,27.758182265605775,0,0,0]
[4386,7,2,17,183,27,"2014-07-02",4,"h",null,{"$f":"IF(I4396=\"h\",INDEX(ID!$K$8:$K$31,FBR!$D4396+1)*INDEX(ID!$K$35:$K$46,$B4396),0)","v":62},{"$f":"IF(I4396=\"w\",INDEX(ID!$L$8:$L$31,FBR!$D4396+1)*INDEX(ID!$L$35:$L$46,$B4396),0)","v":0},{"$f":"IF(I4396=\"h\",INDEX(ID!$M$8:$M$31,FBR!$D4396+1)*INDEX(ID!$M$35:$M$46,$B4396),0)","v":62},{"$f":"IF(I4396=\"w\",INDEX(ID!$N$8:$N$31,FBR!$D4396+1)*INDEX(ID!$N$35:$N$46,$B4396),0)","v":0},null,36.617176605692727,0,0,0]
[4390,7,2,21,183,27,"2014-07-02",4,"h",null,{"$f":"IF(I4400=\"h\",INDEX(ID!$K$8:$K$31,FBR!$D4400+1)*INDEX(ID!$K$35:$K$46,$B4400),0)","v":50},{"$f":"IF(I4400=\"w\",INDEX(ID!$L$8:$L$31,FBR!$D4400+1)*INDEX(ID!$L$35:$L$46,$B4400),0)","v":0},{"$f":"IF(I4400=\"h\",INDEX(ID!$M$8:$M$31,FBR!$D4400+1)*INDEX(ID!$M$35:$M$46,$B4400),0)","v":50},{"$f":"IF(I4400=\"w\",INDEX(ID!$N$8:$N$31,FBR!$D4400+1)*INDEX(ID!$N$35:$N$46,$B4400),0)","v":0},null,29.529981133623163,0,0,0]
[4392,7,2,23,183,27,"2014-07-02",4,"h",null,{"$f":"IF(I4402=\"h\",INDEX(ID!$K$8:$K$31,FBR!$D4402+1)*INDEX(ID!$K$35:$K$46,$B4402),0)","v":40},{"$f":"IF(I4402=\"w\",INDEX(ID!$L$8:$L$31,FBR!$D4402+1)*INDEX(ID!$L$35:$L$46,$B4402),0)","v":0},{"$f":"IF(I4402=\"h\",INDEX(ID!$M$8:$M$31,FBR!$D4402+1)*INDEX(ID!$M$35:$M$46,$B4402),0)","v":40},{"$f":"IF(I4402=\"w\",INDEX(ID!$N$8:$N$31,FBR!$D4402+1)*INDEX(ID!$N$35:$N$46,$B4402),0)","v":0},null,23.623984906898531,0,0,0]
[4397,7,3,4,184,27,"2014-07-03",5,"h",null,{"$f":"IF(I4407=\"h\",INDEX(ID!$K$8:$K$31,FBR!$D4407+1)*INDEX(ID!$K$35:$K$46,$B4407),0)","v":27},{"$f":"IF(I4407=\"w\",INDEX(ID!$L$8:$L$31,FBR!$D4407+1)*INDEX(ID!$L$35:$L$46,$B4407),0)","v":0},{"$f":"IF(I4407=\"h\",INDEX(ID!$M$8:$M$31,FBR!$D4407+1)*INDEX(ID!$M$35:$M$46,$B4407),0)","v":27},{"$f":"IF(I4407=\"w\",INDEX(ID!$N$8:$N$31,FBR!$D4407+1)*INDEX(ID!$N$35:$N$46,$B4407),0)","v":0},null,15.94618981215651,0,0,0]
[4401,7,3,8,184,27,"2014-07-03",5,"h",null,{"$f":"IF(I4411=\"h\",INDEX(ID!$K$8:$K$31,FBR!$D4411+1)*INDEX(ID!$K$35:$K$46,$B4411),0)","v":35},{"$f":"IF(I4411=\"w\",INDEX(ID!$L$8:$L$31,FBR!$D4411+1)*INDEX(ID!$L$35:$L$46,$B4411),0)","v":0},{"$f":"IF(I4411=\"h\",INDEX(ID!$M$8:$M$31,FBR!$D4411+1)*INDEX(ID!$M$35:$M$46,$B4411),0)","v":35},{"$f":"IF(I4411=\"w\",INDEX(ID!$N$8:$N$31,FBR!$D4411+1)*INDEX(ID!$N$35:$N$46,$B4411),0)","v":0},null,20.670986793536215,0,0,0]
[4404,7,3,11,184,27,"2014-07-03",5,"h",null,{"$f":"IF(I4414=\"h\",INDEX(ID!$K$8:$K$31,FBR!$D4414+1)*INDEX(ID!$K$35:$K$46,$B4414),0)","v":42},{"$f":"IF(I4414=\"w\",INDEX(ID!$L$8:$L$31,FBR!$D4414+1)*INDEX(ID!$L$35:$L$46,$B4414),0)","v":0},{"$f":"IF(I4414=\"h\",INDEX(ID!$M$8:$M$31,FBR!$D4414+1)*INDEX(ID!$M$35:$M$46,$B4414),0)","v":42},{"$f":"IF(I4414=\"w\",INDEX(ID!$N$8:$N$31,FBR!$D4414+1)*INDEX(ID!$N$35:$N$46,$B4414),0)","v":0},null,24.805184152243459,0,0,0]
[4407,7,3,14,184,27,"2014-07-03",5,"h",null,{"$f":"IF(I4417=\"h\",INDEX(ID!$K$8:$K$31,FBR!$D4417+1)*INDEX(ID!$K$35:$K$46,$B4417),0)","v":47},{"$f":"IF(I4417=\"w\",INDEX(ID!$L$8:$L$31,FBR!$D4417+1)*INDEX(ID!$L$35:$L$46,$B4417),0)","v":0},{"$f":"IF(I4417=\"h\",INDEX(ID!$M$8:$M$31,FBR!$D4417+1)*INDEX(ID!$M$35:$M$46,$B4417),0)","v":47},{"$f":"IF(I4417=\"w\",INDEX(ID!$N$8:$N$31,FBR!$D4417+1)*INDEX(ID!$N$35:$N$46,$B4417),0)","v":0},null,27.758182265605775,0,0,0]
[4408,7,3,15,184,27,"2014-07-03",5,"h",null,{"$f":"IF(I4418=\"h\",INDEX(ID!$K$8:$K$31,FBR!$D4418+1)*INDEX(ID!$K$35:$K$46,$B4418),0)","v":50},{"$f":"IF(I4418=\"w\",INDEX(ID!$L$8:$L$31,FBR!$D4418+1)*INDEX(ID!$L$35:$L$46,$B4418),0)","v":0},{"$f":"IF(I4418=\"h\",INDEX(ID!$M$8:$M$31,FBR!$D4418+1)*INDEX(ID!$M$35:$M$46,$B4418),0)","v":50},{"$f":"IF(I4418=\"w\",INDEX(ID!$N$8:$N$31,FBR!$D4418+1)*INDEX(ID!$N$35:$N$46,$B4418),0)","v":0},null,29.529981133623163,0,0,0]
[4411,7,3,18,184,27,"2014-07-03",5,"h",null,{"$f":"IF(I4421=\"h\",INDEX(ID!$K$8:$K$31,FBR!$D4421+1)*INDEX(ID!$K$35:$K$46,$B4421),0)","v":65},{"$f":"IF(I4421=\"w\",INDEX(ID!$L$8:$L$31,FBR!$D4421+1)*INDEX(ID!$L$35:$L$46,$B4421),0)","v":0},{"$f":"IF(I4421=\"h\",INDEX(ID!$M$8:$M$31,FBR!$D4421+1)*INDEX(ID!$M$35:$M$46,$B4421),0)","v":65},{"$f":"IF(I4421=\"w\",INDEX(ID!$N$8:$N$31,FBR!$D4421+1)*INDEX(ID!$N$35:$N$46,$B4421),0)","v":0},null,38.388975473710111,0,0,0]
[4417,7,4,0,185,27,"2014-07-04",{"$f":"WEEKDAY(G4427)","v":6},{"$f":"IF(OR(H4427=6,H4427=7),\"w\",\"h\")","v":"w"},null,{"$f":"IF(I4427=\"h\",INDEX(ID!$K$8:$K$31,FBR!$D4427+1)*INDEX(ID!$K$35:$K$46,$B4427),0)","v":0},{"$f":"IF(I4427=\"w\",INDEX(ID!$L$8:$L$31,FBR!$D4427+1)*INDEX(ID!$L$35:$L$46,$B4427),0)","v":35},{"$f":"IF(I4427=\"h\",INDEX(ID!$M$8:$M$31,FBR!$D4427+1)*INDEX(ID!$M$35:$M$46,$B4427),0)","v":0},{"$f":"IF(I4427=\"w\",INDEX(ID!$N$8:$N$31,FBR!$D4427+1)*INDEX(ID!$N$35:$N$46,$B4427),0)","v":35},null,{"$f":"K4427*(indvforbrug*antalbrugere)/($K$8789+$L$8789)","v":0},{"$f":"L4427*indvforbrug*antalbrugere/($K$8789+$L$8789)","v":20.670986793536215},{"$f":"M4427*fællesforbrug/($M$8789+$N$8789)","v":0},{"$f":"N4427*fællesforbrug/($M$8789+$N$8789)","v":0}]
[4419,7,4,2,185,27,"2014-07-04",6,"w",null,{"$f":"IF(I4429=\"h\",INDEX(ID!$K$8:$K$31,FBR!$D4429+1)*INDEX(ID!$K$35:$K$46,$B4429),0)","v":0},{"$f":"IF(I4429=\"w\",INDEX(ID!$L$8:$L$31,FBR!$D4429+1)*INDEX(ID!$L$35:$L$46,$B4429),0)","v":28},{"$f":"IF(I4429=\"h\",INDEX(ID!$M$8:$M$31,FBR!$D4429+1)*INDEX(ID!$M$35:$M$46,$B4429),0)","v":0},{"$f":"IF(I4429=\"w\",INDEX(ID!$N$8:$N$31,FBR!$D4429+1)*INDEX(ID!$N$35:$N$46,$B4429),0)","v":28},null,0,16.536789434828972,0,0]
[4422,7,4,5,185,27,"2014-07-04",6,"w",null,{"$f":"IF(I4432=\"h\",INDEX(ID!$K$8:$K$31,FBR!$D4432+1)*INDEX(ID!$K$35:$K$46,$B4432),0)","v":0},{"$f":"IF(I4432=\"w\",INDEX(ID!$L$8:$L$31,FBR!$D4432+1)*INDEX(ID!$L$35:$L$46,$B4432),0)","v":27},{"$f":"IF(I4432=\"h\",INDEX(ID!$M$8:$M$31,FBR!$D4432+1)*INDEX(ID!$M$35:$M$46,$B4432),0)","v":0},{"$f":"IF(I4432=\"w\",INDEX(ID!$N$8:$N$31,FBR!$D4432+1)*INDEX(ID!$N$35:$N$46,$B4432),0)","v":27},null,0,15.94618981215651,0,0]
[4426,7,4,9,185,27,"2014-07-04",6,"w",null,{"$f":"IF(I4436=\"h\",INDEX(ID!$K$8:$K$31,FBR!$D4436+1)*INDEX(ID!$K$35:$K$46,$B4436),0)","v":0},{"$f":"IF(I4436=\"w\",INDEX(ID!$L$8:$L$31,FBR!$D4436+1)*INDEX(ID!$L$35:$L$46,$B4436),0)","v":38},{"$f":"IF(I4436=\"h\",INDEX(ID!$M$8:$M$31,FBR!$D4436+1)*INDEX(ID!$M$35:$M$46,$B4436),0)","v":0},{"$f":"IF(I4436=\"w\",INDEX(ID!$N$8:$N$31,FBR!$D4436+1)*INDEX(ID!$N$35:$N$46,$B4436),0)","v":38},null,0,22.442785661553604,0,0]
[4429,7,4,12,185,27,"2014-07-04",6,"w",null,{"$f":"IF(I4439=\"h\",INDEX(ID!$K$8:$K$31,FBR!$D4439+1)*INDEX(ID!$K$35:$K$46,$B4439),0)","v":0},{"$f":"IF(I4439=\"w\",INDEX(ID!$L$8:$L$31,FBR!$D4439+1)*INDEX(ID!$L$35:$L$46,$B4439),0)","v":43},{"$f":"IF(I4439=\"h\",INDEX(ID!$M$8:$M$31,FBR!$D4439+1)*INDEX(ID!$M$35:$M$46,$B4439),0)","v":0},{"$f":"IF(I4439=\"w\",INDEX(ID!$N$8:$N$31,FBR!$D4439+1)*INDEX(ID!$N$35:$N$46,$B4439),0)","v":43},null,0,25.395783774915923,0,0]
[4430,7,4,13,185,27,"2014-07-04",6,"w",null,{"$f":"IF(I4440=\"h\",INDEX(ID!$K$8:$K$31,FBR!$D4440+1)*INDEX(ID!$K$35:$K$46,$B4440),0)","v":0},{"$f":"IF(I4440=\"w\",INDEX(ID!$L$8:$L$31,FBR!$D4440+1)*INDEX(ID!$L$35:$L$46,$B4440),0)","v":44},{"$f":"IF(I4440=\"h\",INDEX(ID!$M$8:$M$31,FBR!$D4440+1)*INDEX(ID!$M$35:$M$46,$B4440),0)","v":0},{"$f":"IF(I4440=\"w\",INDEX(ID!$N$8:$N$31,FBR!$D4440+1)*INDEX(ID!$N$35:$N$46,$B4440),0)","v":44},null,0,25.986383397588384,0,0]
[4433,7,4,16,185,27,"2014-07-04",6,"w",null,{"$f":"IF(I4443=\"h\",INDEX(ID!$K$8:$K$31,FBR!$D4443+1)*INDEX(ID!$K$35:$K$46,$B4443),0)","v":0},{"$f":"IF(I4443=\"w\",INDEX(ID!$L$8:$L$31,FBR!$D4443+1)*INDEX(ID!$L$35:$L$46,$B4443),0)","v":53},{"$f":"IF(I4443=\"h\",INDEX(ID!$M$8:$M$31,FBR!$D4443+1)*INDEX(ID!$M$35:$M$46,$B4443),0)","v":0},{"$f":"IF(I4443=\"w\",INDEX(ID!$N$8:$N$31,FBR!$D4443+1)*INDEX(ID!$N$35:$N$46,$B4443),0)","v":53},null,0,31.301780001640555,0,0]
[4438,7,4,21,185,27,"2014-07-04",6,"w",null,{"$f":"IF(I4448=\"h\",INDEX(ID!$K$8:$K$31,FBR!$D4448+1)*INDEX(ID!$K$35:$K$46,$B4448),0)","v":0},{"$f":"IF(I4448=\"w\",INDEX(ID!$L$8:$L$31,FBR!$D4448+1)*INDEX(ID!$L$35:$L$46,$B4448),0)","v":50},{"$f":"IF(I4448=\"h\",INDEX(ID!$M$8:$M$31,FBR!$D4448+1)*INDEX(ID!$M$35:$M$46,$B4448),0)","v":0},{"$f":"IF(I4448=\"w\",INDEX(ID!$N$8:$N$31,FBR!$D4448+1)*INDEX(ID!$N$35:$N$46,$B4448),0)","v":50},null,0,29.529981133623163,0,0]
[4441,7,5,0,186,27,"2014-07-05",7,"w",null,{"$f":"IF(I4451=\"h\",INDEX(ID!$K$8:$K$31,FBR!$D4451+1)*INDEX(ID!$K$35:$K$46,$B4451),0)","v":0},{"$f":"IF(I4451=\"w\",INDEX(ID!$L$8:$L$31,FBR!$D4451+1)*INDEX(ID!$L$35:$L$46,$B4451),0)","v":35},{"$f":"IF(I4451=\"h\",INDEX(ID!$M$8:$M$31,FBR!$D4451+1)*INDEX(ID!$M$35:$M$46,$B4451),0)","v":0},{"$f":"IF(I4451=\"w\",INDEX(ID!$N$8:$N$31,FBR!$D4451+1)*INDEX(ID!$N$35:$N$46,$B4451),0)","v":35},null,0,20.670986793536215,0,0]
[4444,7,5,3,186,27,"2014-07-05",7,"w",null,{"$f":"IF(I4454=\"h\",INDEX(ID!$K$8:$K$31,FBR!$D4454+1)*INDEX(ID!$K$35:$K$46,$B4454),0)","v":0},{"$f":"IF(I4454=\"w\",INDEX(ID!$L$8:$L$31,FBR!$D4454+1)*INDEX(ID!$L$35:$L$46,$B4454),0)","v":27},{"$f":"IF(I4454=\"h\",INDEX(ID!$M$8:$M$31,FBR!$D4454+1)*INDEX(ID!$M$35:$M$46,$B4454),0)","v":0},{"$f":"IF(I4454=\"w\",INDEX(ID!$N$8:$N$31,FBR!$D4454+1)*INDEX(ID!$N$35:$N$46,$B4454),0)","v":27},null,0,15.94618981215651,0,0]
[4447,7,5,6,186,27,"2014-07-05",7,"w",null,{"$f":"IF(I4457=\"h\",INDEX(ID!$K$8:$K$31,FBR!$D4457+1)*INDEX(ID!$K$35:$K$46,$B4457),0)","v":0},{"$f":"IF(I4457=\"w\",INDEX(ID!$L$8:$L$31,FBR!$D4457+1)*INDEX(ID!$L$35:$L$46,$B4457),0)","v":29},{"$f":"IF(I4457=\"h\",INDEX(ID!$M$8:$M$31,FBR!$D4457+1)*INDEX(ID!$M$35:$M$46,$B4457),0)","v":0},{"$f":"IF(I4457=\"w\",INDEX(ID!$N$8:$N$31,FBR!$D4457+1)*INDEX(ID!$N$35:$N$46,$B4457),0)","v":29},null,0,17.127389057501436,0,0]
[4451,7,5,10,186,27,"2014-07-05",7,"w",null,{"$f":"IF(I4461=\"h\",INDEX(ID!$K$8:$K$31,FBR!$D4461+1)*INDEX(ID!$K$35:$K$46,$B4461),0)","v":0},{"$f":"IF(I4461=\"w\",INDEX(ID!$L$8:$L$31,FBR!$D4461+1)*INDEX(ID!$L$35:$L$46,$B4461),0)","v":40},{"$f":"IF(I4461=\"h\",INDEX(ID!$M$8:$M$31,FBR!$D4461+1)*INDEX(ID!$M$35:$M$46,$B4461),0)","v":0},{"$f":"IF(I4461=\"w\",INDEX(ID!$N$8:$N$31,FBR!$D4461+1)*INDEX(ID!$N$35:$N$46,$B4461),0)","v":40},null,0,23.623984906898531,0,0]
[4454,7,5,13,186,27,"2014-07-05",7,"w",null,{"$f":"IF(I4464=\"h\",INDEX(ID!$K$8:$K$31,FBR!$D4464+1)*INDEX(ID!$K$35:$K$46,$B4464),0)","v":0},{"$f":"IF(I4464=\"w\",INDEX(ID!$L$8:$L$31,FBR!$D4464+1)*INDEX(ID!$L$35:$L$46,$B4464),0)","v":44},{"$f":"IF(I4464=\"h\",INDEX(ID!$M$8:$M$31,FBR!$D4464+1)*INDEX(ID!$M$35:$M$46,$B4464),0)","v":0},{"$f":"IF(I4464=\"w\",INDEX(ID!$N$8:$N$31,FBR!$D4464+1)*INDEX(ID!$N$35:$N$46,$B4464),0)","v":44},null,0,25.986383397588384,0,0]
[4455,7,5,14,186,27,"2014-07-05",7,"w",null,{"$f":"IF(I4465=\"h\",INDEX(ID!$K$8:$K$31,FBR!$D4465+1)*INDEX(ID!$K$35:$K$46,$B4465),0)","v":0},{"$f":"IF(I4465=\"w\",INDEX(ID!$L$8:$L$31,FBR!$D4465+1)*INDEX(ID!$L$35:$L$46,$B4465),0)","v":47},{"$f":"IF(I4465=\"h\",INDEX(ID!$M$8:$M$31,FBR!$D4465+1)*INDEX(ID!$M$35:$M$46,$B4465),0)","v":0},{"$f":"IF(I4465=\"w\",INDEX(ID!$N$8:$N$31,FBR!$D4465+1)*INDEX(ID!$N$35:$N$46,$B4465),0)","v":47},null,0,27.758182265605775,0,0]
[4459,7,5,18,186,27,"2014-07-05",7,"w",null,{"$f":"IF(I4469=\"h\",INDEX(ID!$K$8:$K$31,FBR!$D4469+1)*INDEX(ID!$K$35:$K$46,$B4469),0)","v":0},{"$f":"IF(I4469=\"w\",INDEX(ID!$L$8:$L$31,FBR!$D4469+1)*INDEX(ID!$L$35:$L$46,$B4469),0)","v":65},{"$f":"IF(I4469=\"h\",INDEX(ID!$M$8:$M$31,FBR!$D4469+1)*INDEX(ID!$M$35:$M$46,$B4469),0)","v":0},{"$f":"IF(I4469=\"w\",INDEX(ID!$N$8:$N$31,FBR!$D4469+1)*INDEX(ID!$N$35:$N$46,$B4469),0)","v":65},null,0,38.388975473710111,0,0]
[4462,7,5,21,186,27,"2014-07-05",7,"w",null,{"$f":"IF(I4472=\"h\",INDEX(ID!$K$8:$K$31,FBR!$D4472+1)*INDEX(ID!$K$35:$K$46,$B4472),0)","v":0},{"$f":"IF(I4472=\"w\",INDEX(ID!$L$8:$L$31,FBR!$D4472+1)*INDEX(ID!$L$35:$L$46,$B4472),0)","v":50},{"$f":"IF(I4472=\"h\",INDEX(ID!$M$8:$M$31,FBR!$D4472+1)*INDEX(ID!$M$35:$M$46,$B4472),0)","v":0},{"$f":"IF(I4472=\"w\",INDEX(ID!$N$8:$N$31,FBR!$D4472+1)*INDEX(ID!$N$35:$N$46,$B4472),0)","v":50},null,0,29.529981133623163,0,0]
[4466,7,6,1,187,27,"2014-07-06",1,"h",null,{"$f":"IF(I4476=\"h\",INDEX(ID!$K$8:$K$31,FBR!$D4476+1)*INDEX(ID!$K$35:$K$46,$B4476),0)","v":30},{"$f":"IF(I4476=\"w\",INDEX(ID!$L$8:$L$31,FBR!$D4476+1)*INDEX(ID!$L$35:$L$46,$B4476),0)","v":0},{"$f":"IF(I4476=\"h\",INDEX(ID!$M$8:$M$31,FBR!$D4476+1)*INDEX(ID!$M$35:$M$46,$B4476),0)","v":30},{"$f":"IF(I4476=\"w\",INDEX(ID!$N$8:$N$31,FBR!$D4476+1)*INDEX(ID!$N$35:$N$46,$B4476),0)","v":0},null,17.717988680173899,0,0,0]
[4469,7,6,4,187,27,"2014-07-06",1,"h",null,{"$f":"IF(I4479=\"h\",INDEX(ID!$K$8:$K$31,FBR!$D4479+1)*INDEX(ID!$K$35:$K$46,$B4479),0)","v":27},{"$f":"IF(I4479=\"w\",INDEX(ID!$L$8:$L$31,FBR!$D4479+1)*INDEX(ID!$L$35:$L$46,$B4479),0)","v":0},{"$f":"IF(I4479=\"h\",INDEX(ID!$M$8:$M$31,FBR!$D4479+1)*INDEX(ID!$M$35:$M$46,$B4479),0)","v":27},{"$f":"IF(I4479=\"w\",INDEX(ID!$N$8:$N$31,FBR!$D4479+1)*INDEX(ID!$N$35:$N$46,$B4479),0)","v":0},null,15.94618981215651,0,0,0]
[4472,7,6,7,187,27,"2014-07-06",1,"h",null,{"$f":"IF(I4482=\"h\",INDEX(ID!$K$8:$K$31,FBR!$D4482+1)*INDEX(ID!$K$35:$K$46,$B4482),0)","v":32},{"$f":"IF(I4482=\"w\",INDEX(ID!$L$8:$L$31,FBR!$D4482+1)*INDEX(ID!$L$35:$L$46,$B4482),0)","v":0},{"$f":"IF(I4482=\"h\",INDEX(ID!$M$8:$M$31,FBR!$D4482+1)*INDEX(ID!$M$35:$M$46,$B4482),0)","v":32},{"$f":"IF(I4482=\"w\",INDEX(ID!$N$8:$N$31,FBR!$D4482+1)*INDEX(ID!$N$35:$N$46,$B4482),0)","v":0},null,18.899187925518824,0,0,0]
[4476,7,6,11,187,27,"2014-07-06",1,"h",null,{"$f":"IF(I4486=\"h\",INDEX(ID!$K$8:$K$31,FBR!$D4486+1)*INDEX(ID!$K$35:$K$46,$B4486),0)","v":42},{"$f":"IF(I4486=\"w\",INDEX(ID!$L$8:$L$31,FBR!$D4486+1)*INDEX(ID!$L$35:$L$46,$B4486),0)","v":0},{"$f":"IF(I4486=\"h\",INDEX(ID!$M$8:$M$31,FBR!$D4486+1)*INDEX(ID!$M$35:$M$46,$B4486),0)","v":42},{"$f":"IF(I4486=\"w\",INDEX(ID!$N$8:$N$31,FBR!$D4486+1)*INDEX(ID!$N$35:$N$46,$B4486),0)","v":0},null,24.805184152243459,0,0,0]
[4480,7,6,15,187,27,"2014-07-06",1,"h",null,{"$f":"IF(I4490=\"h\",INDEX(ID!$K$8:$K$31,FBR!$D4490+1)*INDEX(ID!$K$35:$K$46,$B4490),0)","v":50},{"$f":"IF(I4490=\"w\",INDEX(ID!$L$8:$L$31,FBR!$D4490+1)*INDEX(ID!$L$35:$L$46,$B4490),0)","v":0},{"$f":"IF(I4490=\"h\",INDEX(ID!$M$8:$M$31,FBR!$D4490+1)*INDEX(ID!$M$35:$M$46,$B4490),0)","v":50},{"$f":"IF(I4490=\"w\",INDEX(ID!$N$8:$N$31,FBR!$D4490+1)*INDEX(ID!$N$35:$N$46,$B4490),0)","v":0},null,29.529981133623163,0,0,0]
[4481,7,6,16,187,27,"2014-07-06",{"$f":"WEEKDAY(G4491)","v":1},{"$f":"IF(OR(H4491=6,H4491=7),\"w\",\"h\")","v":"h"},null,{"$f":"IF(I4491=\"h\",INDEX(ID!$K$8:$K$31,FBR!$D4491+1)*INDEX(ID!$K$35:$K$46,$B4491),0)","v":53},{"$f":"IF(I4491=\"w\",INDEX(ID!$L$8:$L$31,FBR!$D4491+1)*INDEX(ID!$L$35:$L$46,$B4491),0)","v":0},{"$f":"IF(I4491=\"h\",INDEX(ID!$M$8:$M$31,FBR!$D4491+1)*INDEX(ID!$M$35:$M$46,$B4491),0)","v":53},{"$f":"IF(I4491=\"w\",INDEX(ID!$N$8:$N$31,FBR!$D4491+1)*INDEX(ID!$N$35:$N$46,$B4491),0)","v":0},null,{"$f":"K4491*(indvforbrug*antalbrugere)/($K$8789+$L$8789)","v":31.301780001640555},{"$f":"L4491*indvforbrug*antalbrugere/($K$8789+$L$8789)","v":0},{"$f":"M4491*fællesforbrug/($M$8789+$N$8789)","v":0},{"$f":"N4491*fællesforbrug/($M$8789+$N$8789)","v":0}]
[4484,7,6,19,187,27,"2014-07-06",1,"h",null,{"$f":"IF(I4494=\"h\",INDEX(ID!$K$8:$K$31,FBR!$D4494+1)*INDEX(ID!$K$35:$K$46,$B4494),0)","v":60},{"$f":"IF(I4494=\"w\",INDEX(ID!$L$8:$L$31,FBR!$D4494+1)*INDEX(ID!$L$35:$L$46,$B4494),0)","v":0},{"$f":"IF(I4494=\"h\",INDEX(ID!$M$8:$M$31,FBR!$D4494+1)*INDEX(ID!$M$35:$M$46,$B4494),0)","v":60},{"$f":"IF(I4494=\"w\",INDEX(ID!$N$8:$N$31,FBR!$D4494+1)*INDEX(ID!$N$35:$N$46,$B4494),0)","v":0},null,35.435977360347799,0,0,0]
[4487,7,6,22,187,27,"2014-07-06",1,"h",null,{"$f":"IF(I4497=\"h\",INDEX(ID!$K$8:$K$31,FBR!$D4497+1)*INDEX(ID!$K$35:$K$46,$B4497),0)","v":45},{"$f":"IF(I4497=\"w\",INDEX(ID!$L$8:$L$31,FBR!$D4497+1)*INDEX(ID!$L$35:$L$46,$B4497),0)","v":0},{"$f":"IF(I4497=\"h\",INDEX(ID!$M$8:$M$31,FBR!$D4497+1)*INDEX(ID!$M$35:$M$46,$B4497),0)","v":45},{"$f":"IF(I4497=\"w\",INDEX(ID!$N$8:$N$31,FBR!$D4497+1)*INDEX(ID!$N$35:$N$46,$B4497),0)","v":0},null,26.576983020260847,0,0,0]
[4491,7,7,2,188,27,"2014-07-07",2,"h",null,{"$f":"IF(I4501=\"h\",INDEX(ID!$K$8:$K$31,FBR!$D4501+1)*INDEX(ID!$K$35:$K$46,$B4501),0)","v":28},{"$f":"IF(I4501=\"w\",INDEX(ID!$L$8:$L$31,FBR!$D4501+1)*INDEX(ID!$L$35:$L$46,$B4501),0)","v":0},{"$f":"IF(I4501=\"h\",INDEX(ID!$M$8:$M$31,FBR!$D4501+1)*INDEX(ID!$M$35:$M$46,$B4501),0)","v":28},{"$f":"IF(I4501=\"w\",INDEX(ID!$N$8:$N$31,FBR!$D4501+1)*INDEX(ID!$N$35:$N$46,$B4501),0)","v":0},null,16.536789434828972,0,0,0]
[4494,7,7,5,188,27,"2014-07-07",2,"h",null,{"$f":"IF(I4504=\"h\",INDEX(ID!$K$8:$K$31,FBR!$D4504+1)*INDEX(ID!$K$35:$K$46,$B4504),0)","v":27},{"$f":"IF(I4504=\"w\",INDEX(ID!$L$8:$L$31,FBR!$D4504+1)*INDEX(ID!$L$35:$L$46,$B4504),0)","v":0},{"$f":"IF(I4504=\"h\",INDEX(ID!$M$8:$M$31,FBR!$D4504+1)*INDEX(ID!$M$35:$M$46,$B4504),0)","v":27},{"$f":"IF(I4504=\"w\",INDEX(ID!$N$8:$N$31,FBR!$D4504+1)*INDEX(ID!$N$35:$N$46,$B4504),0)","v":0},null,15.94618981215651,0,0,0]
[4498,7,7,9,188,27,"2014-07-07",2,"h",null,{"$f":"IF(I4508=\"h\",INDEX(ID!$K$8:$K$31,FBR!$D4508+1)*INDEX(ID!$K$35:$K$46,$B4508),0)","v":38},{"$f":"IF(I4508=\"w\",INDEX(ID!$L$8:$L$31,FBR!$D4508+1)*INDEX(ID!$L$35:$L$46,$B4508),0)","v":0},{"$f":"IF(I4508=\"h\",INDEX(ID!$M$8:$M$31,FBR!$D4508+1)*INDEX(ID!$M$35:$M$46,$B4508),0)","v":38},{"$f":"IF(I4508=\"w\",INDEX(ID!$N$8:$N$31,FBR!$D4508+1)*INDEX(ID!$N$35:$N$46,$B4508),0)","v":0},null,22.442785661553604,0,0,0]
[4501,7,7,12,188,27,"2014-07-07",2,"h",null,{"$f":"IF(I4511=\"h\",INDEX(ID!$K$8:$K$31,FBR!$D4511+1)*INDEX(ID!$K$35:$K$46,$B4511),0)","v":43},{"$f":"IF(I4511=\"w\",INDEX(ID!$L$8:$L$31,FBR!$D4511+1)*INDEX(ID!$L$35:$L$46,$B4511),0)","v":0},{"$f":"IF(I4511=\"h\",INDEX(ID!$M$8:$M$31,FBR!$D4511+1)*INDEX(ID!$M$35:$M$46,$B4511),0)","v":43},{"$f":"IF(I4511=\"w\",INDEX(ID!$N$8:$N$31,FBR!$D4511+1)*INDEX(ID!$N$35:$N$46,$B4511),0)","v":0},null,25.395783774915923,0,0,0]
[4505,7,7,16,188,27,"2014-07-07",2,"h",null,{"$f":"IF(I4515=\"h\",INDEX(ID!$K$8:$K$31,FBR!$D4515+1)*INDEX(ID!$K$35:$K$46,$B4515),0)","v":53},{"$f":"IF(I4515=\"w\",INDEX(ID!$L$8:$L$31,FBR!$D4515+1)*INDEX(ID!$L$35:$L$46,$B4515),0)","v":0},{"$f":"IF(I4515=\"h\",INDEX(ID!$M$8:$M$31,FBR!$D4515+1)*INDEX(ID!$M$35:$M$46,$B4515),0)","v":53},{"$f":"IF(I4515=\"w\",INDEX(ID!$N$8:$N$31,FBR!$D4515+1)*INDEX(ID!$N$35:$N$46,$B4515),0)","v":0},null,31.301780001640555,0,0,0]
[4506,7,7,17,{"$f":"E4492+1","v":188},27,"2014-07-07",2,"h",null,{"$f":"IF(I4516=\"h\",INDEX(ID!$K$8:$K$31,FBR!$D4516+1)*INDEX(ID!$K$35:$K$46,$B4516),0)","v":62},{"$f":"IF(I4516=\"w\",INDEX(ID!$L$8:$L$31,FBR!$D4516+1)*INDEX(ID!$L$35:$L$46,$B4516),0)","v":0},{"$f":"IF(I4516=\"h\",INDEX(ID!$M$8:$M$31,FBR!$D4516+1)*INDEX(ID!$M$35:$M$46,$B4516),0)","v":62},{"$f":"IF(I4516=\"w\",INDEX(ID!$N$8:$N$31,FBR!$D4516+1)*INDEX(ID!$N$35:$N$46,$B4516),0)","v":0},null,36.617176605692727,0,0,0]
[4509,7,7,20,188,27,"2014-07-07",2,"h",null,{"$f":"IF(I4519=\"h\",INDEX(ID!$K$8:$K$31,FBR!$D4519+1)*INDEX(ID!$K$35:$K$46,$B4519),0)","v":53},{"$f":"IF(I4519=\"w\",INDEX(ID!$L$8:$L$31,FBR!$D4519+1)*INDEX(ID!$L$35:$L$46,$B4519),0)","v":0},{"$f":"IF(I4519=\"h\",INDEX(ID!$M$8:$M$31,FBR!$D4519+1)*INDEX(ID!$M$35:$M$46,$B4519),0)","v":53},{"$f":"IF(I4519=\"w\",INDEX(ID!$N$8:$N$31,FBR!$D4519+1)*INDEX(ID!$N$35:$N$46,$B4519),0)","v":0},null,31.301780001640555,0,0,0]
[4512,7,7,23,188,27,"2014-07-07",2,"h",null,{"$f":"IF(I4522=\"h\",INDEX(ID!$K$8:$K$31,FBR!$D4522+1)*INDEX(ID!$K$35:$K$46,$B4522),0)","v":40},{"$f":"IF(I4522=\"w\",INDEX(ID!$L$8:$L$31,FBR!$D4522+1)*INDEX(ID!$L$35:$L$46,$B4522),0)","v":0},{"$f":"IF(I4522=\"h\",INDEX(ID!$M$8:$M$31,FBR!$D4522+1)*INDEX(ID!$M$35:$M$46,$B4522),0)","v":40},{"$f":"IF(I4522=\"w\",INDEX(ID!$N$8:$N$31,FBR!$D4522+1)*INDEX(ID!$N$35:$N$46,$B4522),0)","v":0},null,23.623984906898531,0,0,0]
[4516,7,8,3,189,27,"2014-07-08",3,"h",null,{"$f":"IF(I4526=\"h\",INDEX(ID!$K$8:$K$31,FBR!$D4526+1)*INDEX(ID!$K$35:$K$46,$B4526),0)","v":27},{"$f":"IF(I4526=\"w\",INDEX(ID!$L$8:$L$31,FBR!$D4526+1)*INDEX(ID!$L$35:$L$46,$B4526),0)","v":0},{"$f":"IF(I4526=\"h\",INDEX(ID!$M$8:$M$31,FBR!$D4526+1)*INDEX(ID!$M$35:$M$46,$B4526),0)","v":27},{"$f":"IF(I4526=\"w\",INDEX(ID!$N$8:$N$31,FBR!$D4526+1)*INDEX(ID!$N$35:$N$46,$B4526),0)","v":0},null,15.94618981215651,0,0,0]
[4519,7,8,6,189,27,"2014-07-08",3,"h",null,{"$f":"IF(I4529=\"h\",INDEX(ID!$K$8:$K$31,FBR!$D4529+1)*INDEX(ID!$K$35:$K$46,$B4529),0)","v":29},{"$f":"IF(I4529=\"w\",INDEX(ID!$L$8:$L$31,FBR!$D4529+1)*INDEX(ID!$L$35:$L$46,$B4529),0)","v":0},{"$f":"IF(I4529=\"h\",INDEX(ID!$M$8:$M$31,FBR!$D4529+1)*INDEX(ID!$M$35:$M$46,$B4529),0)","v":29},{"$f":"IF(I4529=\"w\",INDEX(ID!$N$8:$N$31,FBR!$D4529+1)*INDEX(ID!$N$35:$N$46,$B4529),0)","v":0},null,17.127389057501436,0,0,0]
[4522,7,8,9,189,{"$f":"F4364+1","v":27},"2014-07-08",3,"h",null,{"$f":"IF(I4532=\"h\",INDEX(ID!$K$8:$K$31,FBR!$D4532+1)*INDEX(ID!$K$35:$K$46,$B4532),0)","v":38},{"$f":"IF(I4532=\"w\",INDEX(ID!$L$8:$L$31,FBR!$D4532+1)*INDEX(ID!$L$35:$L$46,$B4532),0)","v":0},{"$f":"IF(I4532=\"h\",INDEX(ID!$M$8:$M$31,FBR!$D4532+1)*INDEX(ID!$M$35:$M$46,$B4532),0)","v":38},{"$f":"IF(I4532=\"w\",INDEX(ID!$N$8:$N$31,FBR!$D4532+1)*INDEX(ID!$N$35:$N$46,$B4532),0)","v":0},null,22.442785661553604,0,0,0]
[4527,7,8,14,189,27,"2014-07-08",3,"h",null,{"$f":"IF(I4537=\"h\",INDEX(ID!$K$8:$K$31,FBR!$D4537+1)*INDEX(ID!$K$35:$K$46,$B4537),0)","v":47},{"$f":"IF(I4537=\"w\",INDEX(ID!$L$8:$L$31,FBR!$D4537+1)*INDEX(ID!$L$35:$L$46,$B4537),0)","v":0},{"$f":"IF(I4537=\"h\",INDEX(ID!$M$8:$M$31,FBR!$D4537+1)*INDEX(ID!$M$35:$M$46,$B4537),0)","v":47},{"$f":"IF(I4537=\"w\",INDEX(ID!$N$8:$N$31,FBR!$D4537+1)*INDEX(ID!$N$35:$N$46,$B4537),0)","v":0},null,27.758182265605775,0,0,0]
[4530,7,8,17,189,27,"2014-07-08",3,"h",null,{"$f":"IF(I4540=\"h\",INDEX(ID!$K$8:$K$31,FBR!$D4540+1)*INDEX(ID!$K$35:$K$46,$B4540),0)","v":62},{"$f":"IF(I4540=\"w\",INDEX(ID!$L$8:$L$31,FBR!$D4540+1)*INDEX(ID!$L$35:$L$46,$B4540),0)","v":0},{"$f":"IF(I4540=\"h\",INDEX(ID!$M$8:$M$31,FBR!$D4540+1)*INDEX(ID!$M$35:$M$46,$B4540),0)","v":62},{"$f":"IF(I4540=\"w\",INDEX(ID!$N$8:$N$31,FBR!$D4540+1)*INDEX(ID!$N$35:$N$46,$B4540),0)","v":0},null,36.617176605692727,0,0,0]
[4531,7,8,18,189,27,"2014-07-08",3,"h",null,{"$f":"IF(I4541=\"h\",INDEX(ID!$K$8:$K$31,FBR!$D4541+1)*INDEX(ID!$K$35:$K$46,$B4541),0)","v":65},{"$f":"IF(I4541=\"w\",INDEX(ID!$L$8:$L$31,FBR!$D4541+1)*INDEX(ID!$L$35:$L$46,$B4541),0)","v":0},{"$f":"IF(I4541=\"h\",INDEX(ID!$M$8:$M$31,FBR!$D4541+1)*INDEX(ID!$M$35:$M$46,$B4541),0)","v":65},{"$f":"IF(I4541=\"w\",INDEX(ID!$N$8:$N$31,FBR!$D4541+1)*INDEX(ID!$N$35:$N$46,$B4541),0)","v":0},null,38.388975473710111,0,0,0]
[4534,7,8,21,189,27,"2014-07-08",3,"h",null,{"$f":"IF(I4544=\"h\",INDEX(ID!$K$8:$K$31,FBR!$D4544+1)*INDEX(ID!$K$35:$K$46,$B4544),0)","v":50},{"$f":"IF(I4544=\"w\",INDEX(ID!$L$8:$L$31,FBR!$D4544+1)*INDEX(ID!$L$35:$L$46,$B4544),0)","v":0},{"$f":"IF(I4544=\"h\",INDEX(ID!$M$8:$M$31,FBR!$D4544+1)*INDEX(ID!$M$35:$M$46,$B4544),0)","v":50},{"$f":"IF(I4544=\"w\",INDEX(ID!$N$8:$N$31,FBR!$D4544+1)*INDEX(ID!$N$35:$N$46,$B4544),0)","v":0},null,29.529981133623163,0,0,0]
[4538,7,9,1,190,28,"2014-07-09",4,"h",null,{"$f":"IF(I4548=\"h\",INDEX(ID!$K$8:$K$31,FBR!$D4548+1)*INDEX(ID!$K$35:$K$46,$B4548),0)","v":30},{"$f":"IF(I4548=\"w\",INDEX(ID!$L$8:$L$31,FBR!$D4548+1)*INDEX(ID!$L$35:$L$46,$B4548),0)","v":0},{"$f":"IF(I4548=\"h\",INDEX(ID!$M$8:$M$31,FBR!$D4548+1)*INDEX(ID!$M$35:$M$46,$B4548),0)","v":30},{"$f":"IF(I4548=\"w\",INDEX(ID!$N$8:$N$31,FBR!$D4548+1)*INDEX(ID!$N$35:$N$46,$B4548),0)","v":0},null,17.717988680173899,0,0,0]
[4543,7,9,6,190,28,"2014-07-09",4,"h",null,{"$f":"IF(I4553=\"h\",INDEX(ID!$K$8:$K$31,FBR!$D4553+1)*INDEX(ID!$K$35:$K$46,$B4553),0)","v":29},{"$f":"IF(I4553=\"w\",INDEX(ID!$L$8:$L$31,FBR!$D4553+1)*INDEX(ID!$L$35:$L$46,$B4553),0)","v":0},{"$f":"IF(I4553=\"h\",INDEX(ID!$M$8:$M$31,FBR!$D4553+1)*INDEX(ID!$M$35:$M$46,$B4553),0)","v":29},{"$f":"IF(I4553=\"w\",INDEX(ID!$N$8:$N$31,FBR!$D4553+1)*INDEX(ID!$N$35:$N$46,$B4553),0)","v":0},null,17.127389057501436,0,0,0]
[4545,7,9,8,190,28,"2014-07-09",{"$f":"WEEKDAY(G4555)","v":4},{"$f":"IF(OR(H4555=6,H4555=7),\"w\",\"h\")","v":"h"},null,{"$f":"IF(I4555=\"h\",INDEX(ID!$K$8:$K$31,FBR!$D4555+1)*INDEX(ID!$K$35:$K$46,$B4555),0)","v":35},{"$f":"IF(I4555=\"w\",INDEX(ID!$L$8:$L$31,FBR!$D4555+1)*INDEX(ID!$L$35:$L$46,$B4555),0)","v":0},{"$f":"IF(I4555=\"h\",INDEX(ID!$M$8:$M$31,FBR!$D4555+1)*INDEX(ID!$M$35:$M$46,$B4555),0)","v":35},{"$f":"IF(I4555=\"w\",INDEX(ID!$N$8:$N$31,FBR!$D4555+1)*INDEX(ID!$N$35:$N$46,$B4555),0)","v":0},null,{"$f":"K4555*(indvforbrug*antalbrugere)/($K$8789+$L$8789)","v":20.670986793536215},{"$f":"L4555*indvforbrug*antalbrugere/($K$8789+$L$8789)","v":0},{"$f":"M4555*fællesforbrug/($M$8789+$N$8789)","v":0},{"$f":"N4555*fællesforbrug/($M$8789+$N$8789)","v":0}]
[4549,7,9,12,190,28,"2014-07-09",4,"h",null,{"$f":"IF(I4559=\"h\",INDEX(ID!$K$8:$K$31,FBR!$D4559+1)*INDEX(ID!$K$35:$K$46,$B4559),0)","v":43},{"$f":"IF(I4559=\"w\",INDEX(ID!$L$8:$L$31,FBR!$D4559+1)*INDEX(ID!$L$35:$L$46,$B4559),0)","v":0},{"$f":"IF(I4559=\"h\",INDEX(ID!$M$8:$M$31,FBR!$D4559+1)*INDEX(ID!$M$35:$M$46,$B4559),0)","v":43},{"$f":"IF(I4559=\"w\",INDEX(ID!$N$8:$N$31,FBR!$D4559+1)*INDEX(ID!$N$35:$N$46,$B4559),0)","v":0},null,25.395783774915923,0,0,0]
[4552,7,9,15,190,28,"2014-07-09",4,"h",null,{"$f":"IF(I4562=\"h\",INDEX(ID!$K$8:$K$31,FBR!$D4562+1)*INDEX(ID!$K$35:$K$46,$B4562),0)","v":50},{"$f":"IF(I4562=\"w\",INDEX(ID!$L$8:$L$31,FBR!$D4562+1)*INDEX(ID!$L$35:$L$46,$B4562),0)","v":0},{"$f":"IF(I4562=\"h\",INDEX(ID!$M$8:$M$31,FBR!$D4562+1)*INDEX(ID!$M$35:$M$46,$B4562),0)","v":50},{"$f":"IF(I4562=\"w\",INDEX(ID!$N$8:$N$31,FBR!$D4562+1)*INDEX(ID!$N$35:$N$46,$B4562),0)","v":0},null,29.529981133623163,0,0,0]
[4555,7,9,18,190,28,"2014-07-09",4,"h",null,{"$f":"IF(I4565=\"h\",INDEX(ID!$K$8:$K$31,FBR!$D4565+1)*INDEX(ID!$K$35:$K$46,$B4565),0)","v":65},{"$f":"IF(I4565=\"w\",INDEX(ID!$L$8:$L$31,FBR!$D4565+1)*INDEX(ID!$L$35:$L$46,$B4565),0)","v":0},{"$f":"IF(I4565=\"h\",INDEX(ID!$M$8:$M$31,FBR!$D4565+1)*INDEX(ID!$M$35:$M$46,$B4565),0)","v":65},{"$f":"IF(I4565=\"w\",INDEX(ID!$N$8:$N$31,FBR!$D4565+1)*INDEX(ID!$N$35:$N$46,$B4565),0)","v":0},null,38.388975473710111,0,0,0]
[4556,7,9,19,190,28,"2014-07-09",4,"h",null,{"$f":"IF(I4566=\"h\",INDEX(ID!$K$8:$K$31,FBR!$D4566+1)*INDEX(ID!$K$35:$K$46,$B4566),0)","v":60},{"$f":"IF(I4566=\"w\",INDEX(ID!$L$8:$L$31,FBR!$D4566+1)*INDEX(ID!$L$35:$L$46,$B4566),0)","v":0},{"$f":"IF(I4566=\"h\",INDEX(ID!$M$8:$M$31,FBR!$D4566+1)*INDEX(ID!$M$35:$M$46,$B4566),0)","v":60},{"$f":"IF(I4566=\"w\",INDEX(ID!$N$8:$N$31,FBR!$D4566+1)*INDEX(ID!$N$35:$N$46,$B4566),0)","v":0},null,35.435977360347799,0,0,0]
[4559,7,9,22,190,28,"2014-07-09",4,"h",null,{"$f":"IF(I4569=\"h\",INDEX(ID!$K$8:$K$31,FBR!$D4569+1)*INDEX(ID!$K$35:$K$46,$B4569),0)","v":45},{"$f":"IF(I4569=\"w\",INDEX(ID!$L$8:$L$31,FBR!$D4569+1)*INDEX(ID!$L$35:$L$46,$B4569),0)","v":0},{"$f":"IF(I4569=\"h\",INDEX(ID!$M$8:$M$31,FBR!$D4569+1)*INDEX(ID!$M$35:$M$46,$B4569),0)","v":45},{"$f":"IF(I4569=\"w\",INDEX(ID!$N$8:$N$31,FBR!$D4569+1)*INDEX(ID!$N$35:$N$46,$B4569),0)","v":0},null,26.576983020260847,0,0,0]
[4564,7,10,3,191,28,"2014-07-10",5,"h",null,{"$f":"IF(I4574=\"h\",INDEX(ID!$K$8:$K$31,FBR!$D4574+1)*INDEX(ID!$K$35:$K$46,$B4574),0)","v":27},{"$f":"IF(I4574=\"w\",INDEX(ID!$L$8:$L$31,FBR!$D4574+1)*INDEX(ID!$L$35:$L$46,$B4574),0)","v":0},{"$f":"IF(I4574=\"h\",INDEX(ID!$M$8:$M$31,FBR!$D4574+1)*INDEX(ID!$M$35:$M$46,$B4574),0)","v":27},{"$f":"IF(I4574=\"w\",INDEX(ID!$N$8:$N$31,FBR!$D4574+1)*INDEX(ID!$N$35:$N$46,$B4574),0)","v":0},null,15.94618981215651,0,0,0]
[4567,7,10,6,191,28,"2014-07-10",5,"h",null,{"$f":"IF(I4577=\"h\",INDEX(ID!$K$8:$K$31,FBR!$D4577+1)*INDEX(ID!$K$35:$K$46,$B4577),0)","v":29},{"$f":"IF(I4577=\"w\",INDEX(ID!$L$8:$L$31,FBR!$D4577+1)*INDEX(ID!$L$35:$L$46,$B4577),0)","v":0},{"$f":"IF(I4577=\"h\",INDEX(ID!$M$8:$M$31,FBR!$D4577+1)*INDEX(ID!$M$35:$M$46,$B4577),0)","v":29},{"$f":"IF(I4577=\"w\",INDEX(ID!$N$8:$N$31,FBR!$D4577+1)*INDEX(ID!$N$35:$N$46,$B4577),0)","v":0},null,17.127389057501436,0,0,0]
[4570,7,10,9,{"$f":"E4556+1","v":191},28,"2014-07-10",5,"h",null,{"$f":"IF(I4580=\"h\",INDEX(ID!$K$8:$K$31,FBR!$D4580+1)*INDEX(ID!$K$35:$K$46,$B4580),0)","v":38},{"$f":"IF(I4580=\"w\",INDEX(ID!$L$8:$L$31,FBR!$D4580+1)*INDEX(ID!$L$35:$L$46,$B4580),0)","v":0},{"$f":"IF(I4580=\"h\",INDEX(ID!$M$8:$M$31,FBR!$D4580+1)*INDEX(ID!$M$35:$M$46,$B4580),0)","v":38},{"$f":"IF(I4580=\"w\",INDEX(ID!$N$8:$N$31,FBR!$D4580+1)*INDEX(ID!$N$35:$N$46,$B4580),0)","v":0},null,22.442785661553604,0,0,0]
[4574,7,10,13,191,28,"2014-07-10",5,"h",null,{"$f":"IF(I4584=\"h\",INDEX(ID!$K$8:$K$31,FBR!$D4584+1)*INDEX(ID!$K$35:$K$46,$B4584),0)","v":44},{"$f":"IF(I4584=\"w\",INDEX(ID!$L$8:$L$31,FBR!$D4584+1)*INDEX(ID!$L$35:$L$46,$B4584),0)","v":0},{"$f":"IF(I4584=\"h\",INDEX(ID!$M$8:$M$31,FBR!$D4584+1)*INDEX(ID!$M$35:$M$46,$B4584),0)","v":44},{"$f":"IF(I4584=\"w\",INDEX(ID!$N$8:$N$31,FBR!$D4584+1)*INDEX(ID!$N$35:$N$46,$B4584),0)","v":0},null,25.986383397588384,0,0,0]
[4577,7,10,16,191,28,"2014-07-10",5,"h",null,{"$f":"IF(I4587=\"h\",INDEX(ID!$K$8:$K$31,FBR!$D4587+1)*INDEX(ID!$K$35:$K$46,$B4587),0)","v":53},{"$f":"IF(I4587=\"w\",INDEX(ID!$L$8:$L$31,FBR!$D4587+1)*INDEX(ID!$L$35:$L$46,$B4587),0)","v":0},{"$f":"IF(I4587=\"h\",INDEX(ID!$M$8:$M$31,FBR!$D4587+1)*INDEX(ID!$M$35:$M$46,$B4587),0)","v":53},{"$f":"IF(I4587=\"w\",INDEX(ID!$N$8:$N$31,FBR!$D4587+1)*INDEX(ID!$N$35:$N$46,$B4587),0)","v":0},null,31.301780001640555,0,0,0]
[4580,7,10,19,191,28,"2014-07-10",5,"h",null,{"$f":"IF(I4590=\"h\",INDEX(ID!$K$8:$K$31,FBR!$D4590+1)*INDEX(ID!$K$35:$K$46,$B4590),0)","v":60},{"$f":"IF(I4590=\"w\",INDEX(ID!$L$8:$L$31,FBR!$D4590+1)*INDEX(ID!$L$35:$L$46,$B4590),0)","v":0},{"$f":"IF(I4590=\"h\",INDEX(ID!$M$8:$M$31,FBR!$D4590+1)*INDEX(ID!$M$35:$M$46,$B4590),0)","v":60},{"$f":"IF(I4590=\"w\",INDEX(ID!$N$8:$N$31,FBR!$D4590+1)*INDEX(ID!$N$35:$N$46,$B4590),0)","v":0},null,35.435977360347799,0,0,0]
[4581,7,10,20,191,28,"2014-07-10",5,"h",null,{"$f":"IF(I4591=\"h\",INDEX(ID!$K$8:$K$31,FBR!$D4591+1)*INDEX(ID!$K$35:$K$46,$B4591),0)","v":53},{"$f":"IF(I4591=\"w\",INDEX(ID!$L$8:$L$31,FBR!$D4591+1)*INDEX(ID!$L$35:$L$46,$B4591),0)","v":0},{"$f":"IF(I4591=\"h\",INDEX(ID!$M$8:$M$31,FBR!$D4591+1)*INDEX(ID!$M$35:$M$46,$B4591),0)","v":53},{"$f":"IF(I4591=\"w\",INDEX(ID!$N$8:$N$31,FBR!$D4591+1)*INDEX(ID!$N$35:$N$46,$B4591),0)","v":0},null,31.301780001640555,0,0,0]
[4585,7,11,0,192,28,"2014-07-11",6,"w",null,{"$f":"IF(I4595=\"h\",INDEX(ID!$K$8:$K$31,FBR!$D4595+1)*INDEX(ID!$K$35:$K$46,$B4595),0)","v":0},{"$f":"IF(I4595=\"w\",INDEX(ID!$L$8:$L$31,FBR!$D4595+1)*INDEX(ID!$L$35:$L$46,$B4595),0)","v":35},{"$f":"IF(I4595=\"h\",INDEX(ID!$M$8:$M$31,FBR!$D4595+1)*INDEX(ID!$M$35:$M$46,$B4595),0)","v":0},{"$f":"IF(I4595=\"w\",INDEX(ID!$N$8:$N$31,FBR!$D4595+1)*INDEX(ID!$N$35:$N$46,$B4595),0)","v":35},null,0,20.670986793536215,0,0]
[4589,7,11,4,192,28,"2014-07-11",6,"w",null,{"$f":"IF(I4599=\"h\",INDEX(ID!$K$8:$K$31,FBR!$D4599+1)*INDEX(ID!$K$35:$K$46,$B4599),0)","v":0},{"$f":"IF(I4599=\"w\",INDEX(ID!$L$8:$L$31,FBR!$D4599+1)*INDEX(ID!$L$35:$L$46,$B4599),0)","v":27},{"$f":"IF(I4599=\"h\",INDEX(ID!$M$8:$M$31,FBR!$D4599+1)*INDEX(ID!$M$35:$M$46,$B4599),0)","v":0},{"$f":"IF(I4599=\"w\",INDEX(ID!$N$8:$N$31,FBR!$D4599+1)*INDEX(ID!$N$35:$N$46,$B4599),0)","v":27},null,0,15.94618981215651,0,0]
[4592,7,11,7,192,28,"2014-07-11",6,"w",null,{"$f":"IF(I4602=\"h\",INDEX(ID!$K$8:$K$31,FBR!$D4602+1)*INDEX(ID!$K$35:$K$46,$B4602),0)","v":0},{"$f":"IF(I4602=\"w\",INDEX(ID!$L$8:$L$31,FBR!$D4602+1)*INDEX(ID!$L$35:$L$46,$B4602),0)","v":32},{"$f":"IF(I4602=\"h\",INDEX(ID!$M$8:$M$31,FBR!$D4602+1)*INDEX(ID!$M$35:$M$46,$B4602),0)","v":0},{"$f":"IF(I4602=\"w\",INDEX(ID!$N$8:$N$31,FBR!$D4602+1)*INDEX(ID!$N$35:$N$46,$B4602),0)","v":32},null,0,18.899187925518824,0,0]
[4595,7,11,10,192,28,"2014-07-11",6,"w",null,{"$f":"IF(I4605=\"h\",INDEX(ID!$K$8:$K$31,FBR!$D4605+1)*INDEX(ID!$K$35:$K$46,$B4605),0)","v":0},{"$f":"IF(I4605=\"w\",INDEX(ID!$L$8:$L$31,FBR!$D4605+1)*INDEX(ID!$L$35:$L$46,$B4605),0)","v":40},{"$f":"IF(I4605=\"h\",INDEX(ID!$M$8:$M$31,FBR!$D4605+1)*INDEX(ID!$M$35:$M$46,$B4605),0)","v":0},{"$f":"IF(I4605=\"w\",INDEX(ID!$N$8:$N$31,FBR!$D4605+1)*INDEX(ID!$N$35:$N$46,$B4605),0)","v":40},null,0,23.623984906898531,0,0]
[4599,7,11,14,192,28,"2014-07-11",6,"w",null,{"$f":"IF(I4609=\"h\",INDEX(ID!$K$8:$K$31,FBR!$D4609+1)*INDEX(ID!$K$35:$K$46,$B4609),0)","v":0},{"$f":"IF(I4609=\"w\",INDEX(ID!$L$8:$L$31,FBR!$D4609+1)*INDEX(ID!$L$35:$L$46,$B4609),0)","v":47},{"$f":"IF(I4609=\"h\",INDEX(ID!$M$8:$M$31,FBR!$D4609+1)*INDEX(ID!$M$35:$M$46,$B4609),0)","v":0},{"$f":"IF(I4609=\"w\",INDEX(ID!$N$8:$N$31,FBR!$D4609+1)*INDEX(ID!$N$35:$N$46,$B4609),0)","v":47},null,0,27.758182265605775,0,0]
[4602,7,11,17,192,28,"2014-07-11",6,"w",null,{"$f":"IF(I4612=\"h\",INDEX(ID!$K$8:$K$31,FBR!$D4612+1)*INDEX(ID!$K$35:$K$46,$B4612),0)","v":0},{"$f":"IF(I4612=\"w\",INDEX(ID!$L$8:$L$31,FBR!$D4612+1)*INDEX(ID!$L$35:$L$46,$B4612),0)","v":62},{"$f":"IF(I4612=\"h\",INDEX(ID!$M$8:$M$31,FBR!$D4612+1)*INDEX(ID!$M$35:$M$46,$B4612),0)","v":0},{"$f":"IF(I4612=\"w\",INDEX(ID!$N$8:$N$31,FBR!$D4612+1)*INDEX(ID!$N$35:$N$46,$B4612),0)","v":62},null,0,36.617176605692727,0,0]
[4603,7,11,18,192,28,"2014-07-11",6,"w",null,{"$f":"IF(I4613=\"h\",INDEX(ID!$K$8:$K$31,FBR!$D4613+1)*INDEX(ID!$K$35:$K$46,$B4613),0)","v":0},{"$f":"IF(I4613=\"w\",INDEX(ID!$L$8:$L$31,FBR!$D4613+1)*INDEX(ID!$L$35:$L$46,$B4613),0)","v":65},{"$f":"IF(I4613=\"h\",INDEX(ID!$M$8:$M$31,FBR!$D4613+1)*INDEX(ID!$M$35:$M$46,$B4613),0)","v":0},{"$f":"IF(I4613=\"w\",INDEX(ID!$N$8:$N$31,FBR!$D4613+1)*INDEX(ID!$N$35:$N$46,$B4613),0)","v":65},null,0,38.388975473710111,0,0]
[4606,7,11,21,192,28,"2014-07-11",6,"w",null,{"$f":"IF(I4616=\"h\",INDEX(ID!$K$8:$K$31,FBR!$D4616+1)*INDEX(ID!$K$35:$K$46,$B4616),0)","v":0},{"$f":"IF(I4616=\"w\",INDEX(ID!$L$8:$L$31,FBR!$D4616+1)*INDEX(ID!$L$35:$L$46,$B4616),0)","v":50},{"$f":"IF(I4616=\"h\",INDEX(ID!$M$8:$M$31,FBR!$D4616+1)*INDEX(ID!$M$35:$M$46,$B4616),0)","v":0},{"$f":"IF(I4616=\"w\",INDEX(ID!$N$8:$N$31,FBR!$D4616+1)*INDEX(ID!$N$35:$N$46,$B4616),0)","v":50},null,0,29.529981133623163,0,0]
[{"$f":"A4619+1","v":4610},7,12,1,193,28,{"$f":"DATE(2014,B4620,C4620)","v":"2014-07-12"},7,"w",null,{"$f":"IF(I4620=\"h\",INDEX(ID!$K$8:$K$31,FBR!$D4620+1)*INDEX(ID!$K$35:$K$46,$B4620),0)","v":0},{"$f":"IF(I4620=\"w\",INDEX(ID!$L$8:$L$31,FBR!$D4620+1)*INDEX(ID!$L$35:$L$46,$B4620),0)","v":30},{"$f":"IF(I4620=\"h\",INDEX(ID!$M$8:$M$31,FBR!$D4620+1)*INDEX(ID!$M$35:$M$46,$B4620),0)","v":0},{"$f":"IF(I4620=\"w\",INDEX(ID!$N$8:$N$31,FBR!$D4620+1)*INDEX(ID!$N$35:$N$46,$B4620),0)","v":30},null,0,17.717988680173899,0,0]
[4614,7,12,5,193,28,"2014-07-12",7,"w",null,{"$f":"IF(I4624=\"h\",INDEX(ID!$K$8:$K$31,FBR!$D4624+1)*INDEX(ID!$K$35:$K$46,$B4624),0)","v":0},{"$f":"IF(I4624=\"w\",INDEX(ID!$L$8:$L$31,FBR!$D4624+1)*INDEX(ID!$L$35:$L$46,$B4624),0)","v":27},{"$f":"IF(I4624=\"h\",INDEX(ID!$M$8:$M$31,FBR!$D4624+1)*INDEX(ID!$M$35:$M$46,$B4624),0)","v":0},{"$f":"IF(I4624=\"w\",INDEX(ID!$N$8:$N$31,FBR!$D4624+1)*INDEX(ID!$N$35:$N$46,$B4624),0)","v":27},null,0,15.94618981215651,0,0]
[4617,7,12,8,193,28,"2014-07-12",7,"w",null,{"$f":"IF(I4627=\"h\",INDEX(ID!$K$8:$K$31,FBR!$D4627+1)*INDEX(ID!$K$35:$K$46,$B4627),0)","v":0},{"$f":"IF(I4627=\"w\",INDEX(ID!$L$8:$L$31,FBR!$D4627+1)*INDEX(ID!$L$35:$L$46,$B4627),0)","v":35},{"$f":"IF(I4627=\"h\",INDEX(ID!$M$8:$M$31,FBR!$D4627+1)*INDEX(ID!$M$35:$M$46,$B4627),0)","v":0},{"$f":"IF(I4627=\"w\",INDEX(ID!$N$8:$N$31,FBR!$D4627+1)*INDEX(ID!$N$35:$N$46,$B4627),0)","v":35},null,0,20.670986793536215,0,0]
[4620,7,12,11,193,28,"2014-07-12",7,"w",null,{"$f":"IF(I4630=\"h\",INDEX(ID!$K$8:$K$31,FBR!$D4630+1)*INDEX(ID!$K$35:$K$46,$B4630),0)","v":0},{"$f":"IF(I4630=\"w\",INDEX(ID!$L$8:$L$31,FBR!$D4630+1)*INDEX(ID!$L$35:$L$46,$B4630),0)","v":42},{"$f":"IF(I4630=\"h\",INDEX(ID!$M$8:$M$31,FBR!$D4630+1)*INDEX(ID!$M$35:$M$46,$B4630),0)","v":0},{"$f":"IF(I4630=\"w\",INDEX(ID!$N$8:$N$31,FBR!$D4630+1)*INDEX(ID!$N$35:$N$46,$B4630),0)","v":42},null,0,24.805184152243459,0,0]
[4624,7,12,15,193,28,"2014-07-12",7,"w",null,{"$f":"IF(I4634=\"h\",INDEX(ID!$K$8:$K$31,FBR!$D4634+1)*INDEX(ID!$K$35:$K$46,$B4634),0)","v":0},{"$f":"IF(I4634=\"w\",INDEX(ID!$L$8:$L$31,FBR!$D4634+1)*INDEX(ID!$L$35:$L$46,$B4634),0)","v":50},{"$f":"IF(I4634=\"h\",INDEX(ID!$M$8:$M$31,FBR!$D4634+1)*INDEX(ID!$M$35:$M$46,$B4634),0)","v":0},{"$f":"IF(I4634=\"w\",INDEX(ID!$N$8:$N$31,FBR!$D4634+1)*INDEX(ID!$N$35:$N$46,$B4634),0)","v":50},null,0,29.529981133623163,0,0]
[4627,7,12,18,193,28,"2014-07-12",7,"w",null,{"$f":"IF(I4637=\"h\",INDEX(ID!$K$8:$K$31,FBR!$D4637+1)*INDEX(ID!$K$35:$K$46,$B4637),0)","v":0},{"$f":"IF(I4637=\"w\",INDEX(ID!$L$8:$L$31,FBR!$D4637+1)*INDEX(ID!$L$35:$L$46,$B4637),0)","v":65},{"$f":"IF(I4637=\"h\",INDEX(ID!$M$8:$M$31,FBR!$D4637+1)*INDEX(ID!$M$35:$M$46,$B4637),0)","v":0},{"$f":"IF(I4637=\"w\",INDEX(ID!$N$8:$N$31,FBR!$D4637+1)*INDEX(ID!$N$35:$N$46,$B4637),0)","v":65},null,0,38.388975473710111,0,0]
[4629,7,12,20,193,28,"2014-07-12",7,"w",null,{"$f":"IF(I4639=\"h\",INDEX(ID!$K$8:$K$31,FBR!$D4639+1)*INDEX(ID!$K$35:$K$46,$B4639),0)","v":0},{"$f":"IF(I4639=\"w\",INDEX(ID!$L$8:$L$31,FBR!$D4639+1)*INDEX(ID!$L$35:$L$46,$B4639),0)","v":53},{"$f":"IF(I4639=\"h\",INDEX(ID!$M$8:$M$31,FBR!$D4639+1)*INDEX(ID!$M$35:$M$46,$B4639),0)","v":0},{"$f":"IF(I4639=\"w\",INDEX(ID!$N$8:$N$31,FBR!$D4639+1)*INDEX(ID!$N$35:$N$46,$B4639),0)","v":53},null,0,31.301780001640555,0,0]
[4632,7,12,23,193,28,"2014-07-12",7,"w",null,{"$f":"IF(I4642=\"h\",INDEX(ID!$K$8:$K$31,FBR!$D4642+1)*INDEX(ID!$K$35:$K$46,$B4642),0)","v":0},{"$f":"IF(I4642=\"w\",INDEX(ID!$L$8:$L$31,FBR!$D4642+1)*INDEX(ID!$L$35:$L$46,$B4642),0)","v":40},{"$f":"IF(I4642=\"h\",INDEX(ID!$M$8:$M$31,FBR!$D4642+1)*INDEX(ID!$M$35:$M$46,$B4642),0)","v":0},{"$f":"IF(I4642=\"w\",INDEX(ID!$N$8:$N$31,FBR!$D4642+1)*INDEX(ID!$N$35:$N$46,$B4642),0)","v":40},null,0,23.623984906898531,0,0]
[4635,7,13,2,194,28,"2014-07-13",1,"h",null,{"$f":"IF(I4645=\"h\",INDEX(ID!$K$8:$K$31,FBR!$D4645+1)*INDEX(ID!$K$35:$K$46,$B4645),0)","v":28},{"$f":"IF(I4645=\"w\",INDEX(ID!$L$8:$L$31,FBR!$D4645+1)*INDEX(ID!$L$35:$L$46,$B4645),0)","v":0},{"$f":"IF(I4645=\"h\",INDEX(ID!$M$8:$M$31,FBR!$D4645+1)*INDEX(ID!$M$35:$M$46,$B4645),0)","v":28},{"$f":"IF(I4645=\"w\",INDEX(ID!$N$8:$N$31,FBR!$D4645+1)*INDEX(ID!$N$35:$N$46,$B4645),0)","v":0},null,16.536789434828972,0,0,0]
[4639,7,13,6,194,28,"2014-07-13",1,"h",null,{"$f":"IF(I4649=\"h\",INDEX(ID!$K$8:$K$31,FBR!$D4649+1)*INDEX(ID!$K$35:$K$46,$B4649),0)","v":29},{"$f":"IF(I4649=\"w\",INDEX(ID!$L$8:$L$31,FBR!$D4649+1)*INDEX(ID!$L$35:$L$46,$B4649),0)","v":0},{"$f":"IF(I4649=\"h\",INDEX(ID!$M$8:$M$31,FBR!$D4649+1)*INDEX(ID!$M$35:$M$46,$B4649),0)","v":29},{"$f":"IF(I4649=\"w\",INDEX(ID!$N$8:$N$31,FBR!$D4649+1)*INDEX(ID!$N$35:$N$46,$B4649),0)","v":0},null,17.127389057501436,0,0,0]
[4642,7,13,9,194,28,"2014-07-13",1,"h",null,{"$f":"IF(I4652=\"h\",INDEX(ID!$K$8:$K$31,FBR!$D4652+1)*INDEX(ID!$K$35:$K$46,$B4652),0)","v":38},{"$f":"IF(I4652=\"w\",INDEX(ID!$L$8:$L$31,FBR!$D4652+1)*INDEX(ID!$L$35:$L$46,$B4652),0)","v":0},{"$f":"IF(I4652=\"h\",INDEX(ID!$M$8:$M$31,FBR!$D4652+1)*INDEX(ID!$M$35:$M$46,$B4652),0)","v":38},{"$f":"IF(I4652=\"w\",INDEX(ID!$N$8:$N$31,FBR!$D4652+1)*INDEX(ID!$N$35:$N$46,$B4652),0)","v":0},null,22.442785661553604,0,0,0]
[4645,7,13,12,194,28,"2014-07-13",1,"h",null,{"$f":"IF(I4655=\"h\",INDEX(ID!$K$8:$K$31,FBR!$D4655+1)*INDEX(ID!$K$35:$K$46,$B4655),0)","v":43},{"$f":"IF(I4655=\"w\",INDEX(ID!$L$8:$L$31,FBR!$D4655+1)*INDEX(ID!$L$35:$L$46,$B4655),0)","v":0},{"$f":"IF(I4655=\"h\",INDEX(ID!$M$8:$M$31,FBR!$D4655+1)*INDEX(ID!$M$35:$M$46,$B4655),0)","v":43},{"$f":"IF(I4655=\"w\",INDEX(ID!$N$8:$N$31,FBR!$D4655+1)*INDEX(ID!$N$35:$N$46,$B4655),0)","v":0},null,25.395783774915923,0,0,0]
[4648,7,13,15,194,28,"2014-07-13",1,"h",null,{"$f":"IF(I4658=\"h\",INDEX(ID!$K$8:$K$31,FBR!$D4658+1)*INDEX(ID!$K$35:$K$46,$B4658),0)","v":50},{"$f":"IF(I4658=\"w\",INDEX(ID!$L$8:$L$31,FBR!$D4658+1)*INDEX(ID!$L$35:$L$46,$B4658),0)","v":0},{"$f":"IF(I4658=\"h\",INDEX(ID!$M$8:$M$31,FBR!$D4658+1)*INDEX(ID!$M$35:$M$46,$B4658),0)","v":50},{"$f":"IF(I4658=\"w\",INDEX(ID!$N$8:$N$31,FBR!$D4658+1)*INDEX(ID!$N$35:$N$46,$B4658),0)","v":0},null,29.529981133623163,0,0,0]
[4653,7,13,20,194,28,"2014-07-13",1,"h",null,{"$f":"IF(I4663=\"h\",INDEX(ID!$K$8:$K$31,FBR!$D4663+1)*INDEX(ID!$K$35:$K$46,$B4663),0)","v":53},{"$f":"IF(I4663=\"w\",INDEX(ID!$L$8:$L$31,FBR!$D4663+1)*INDEX(ID!$L$35:$L$46,$B4663),0)","v":0},{"$f":"IF(I4663=\"h\",INDEX(ID!$M$8:$M$31,FBR!$D4663+1)*INDEX(ID!$M$35:$M$46,$B4663),0)","v":53},{"$f":"IF(I4663=\"w\",INDEX(ID!$N$8:$N$31,FBR!$D4663+1)*INDEX(ID!$N$35:$N$46,$B4663),0)","v":0},null,31.301780001640555,0,0,0]
[4654,7,13,21,194,28,"2014-07-13",1,"h",null,{"$f":"IF(I4664=\"h\",INDEX(ID!$K$8:$K$31,FBR!$D4664+1)*INDEX(ID!$K$35:$K$46,$B4664),0)","v":50},{"$f":"IF(I4664=\"w\",INDEX(ID!$L$8:$L$31,FBR!$D4664+1)*INDEX(ID!$L$35:$L$46,$B4664),0)","v":0},{"$f":"IF(I4664=\"h\",INDEX(ID!$M$8:$M$31,FBR!$D4664+1)*INDEX(ID!$M$35:$M$46,$B4664),0)","v":50},{"$f":"IF(I4664=\"w\",INDEX(ID!$N$8:$N$31,FBR!$D4664+1)*INDEX(ID!$N$35:$N$46,$B4664),0)","v":0},null,29.529981133623163,0,0,0]
[4657,7,14,0,195,28,"2014-07-14",2,"h",null,{"$f":"IF(I4667=\"h\",INDEX(ID!$K$8:$K$31,FBR!$D4667+1)*INDEX(ID!$K$35:$K$46,$B4667),0)","v":35},{"$f":"IF(I4667=\"w\",INDEX(ID!$L$8:$L$31,FBR!$D4667+1)*INDEX(ID!$L$35:$L$46,$B4667),0)","v":0},{"$f":"IF(I4667=\"h\",INDEX(ID!$M$8:$M$31,FBR!$D4667+1)*INDEX(ID!$M$35:$M$46,$B4667),0)","v":35},{"$f":"IF(I4667=\"w\",INDEX(ID!$N$8:$N$31,FBR!$D4667+1)*INDEX(ID!$N$35:$N$46,$B4667),0)","v":0},null,20.670986793536215,0,0,0]
[4660,7,14,3,195,28,"2014-07-14",2,"h",null,{"$f":"IF(I4670=\"h\",INDEX(ID!$K$8:$K$31,FBR!$D4670+1)*INDEX(ID!$K$35:$K$46,$B4670),0)","v":27},{"$f":"IF(I4670=\"w\",INDEX(ID!$L$8:$L$31,FBR!$D4670+1)*INDEX(ID!$L$35:$L$46,$B4670),0)","v":0},{"$f":"IF(I4670=\"h\",INDEX(ID!$M$8:$M$31,FBR!$D4670+1)*INDEX(ID!$M$35:$M$46,$B4670),0)","v":27},{"$f":"IF(I4670=\"w\",INDEX(ID!$N$8:$N$31,FBR!$D4670+1)*INDEX(ID!$N$35:$N$46,$B4670),0)","v":0},null,15.94618981215651,0,0,0]
[4664,7,14,7,195,28,"2014-07-14",2,"h",null,{"$f":"IF(I4674=\"h\",INDEX(ID!$K$8:$K$31,FBR!$D4674+1)*INDEX(ID!$K$35:$K$46,$B4674),0)","v":32},{"$f":"IF(I4674=\"w\",INDEX(ID!$L$8:$L$31,FBR!$D4674+1)*INDEX(ID!$L$35:$L$46,$B4674),0)","v":0},{"$f":"IF(I4674=\"h\",INDEX(ID!$M$8:$M$31,FBR!$D4674+1)*INDEX(ID!$M$35:$M$46,$B4674),0)","v":32},{"$f":"IF(I4674=\"w\",INDEX(ID!$N$8:$N$31,FBR!$D4674+1)*INDEX(ID!$N$35:$N$46,$B4674),0)","v":0},null,18.899187925518824,0,0,0]
[4667,7,14,10,195,28,"2014-07-14",2,"h",null,{"$f":"IF(I4677=\"h\",INDEX(ID!$K$8:$K$31,FBR!$D4677+1)*INDEX(ID!$K$35:$K$46,$B4677),0)","v":40},{"$f":"IF(I4677=\"w\",INDEX(ID!$L$8:$L$31,FBR!$D4677+1)*INDEX(ID!$L$35:$L$46,$B4677),0)","v":0},{"$f":"IF(I4677=\"h\",INDEX(ID!$M$8:$M$31,FBR!$D4677+1)*INDEX(ID!$M$35:$M$46,$B4677),0)","v":40},{"$f":"IF(I4677=\"w\",INDEX(ID!$N$8:$N$31,FBR!$D4677+1)*INDEX(ID!$N$35:$N$46,$B4677),0)","v":0},null,23.623984906898531,0,0,0]
[4669,7,14,12,195,28,"2014-07-14",2,"h",null,{"$f":"IF(I4679=\"h\",INDEX(ID!$K$8:$K$31,FBR!$D4679+1)*INDEX(ID!$K$35:$K$46,$B4679),0)","v":43},{"$f":"IF(I4679=\"w\",INDEX(ID!$L$8:$L$31,FBR!$D4679+1)*INDEX(ID!$L$35:$L$46,$B4679),0)","v":0},{"$f":"IF(I4679=\"h\",INDEX(ID!$M$8:$M$31,FBR!$D4679+1)*INDEX(ID!$M$35:$M$46,$B4679),0)","v":43},{"$f":"IF(I4679=\"w\",INDEX(ID!$N$8:$N$31,FBR!$D4679+1)*INDEX(ID!$N$35:$N$46,$B4679),0)","v":0},null,25.395783774915923,0,0,0]
[4675,7,14,18,195,28,"2014-07-14",2,"h",null,{"$f":"IF(I4685=\"h\",INDEX(ID!$K$8:$K$31,FBR!$D4685+1)*INDEX(ID!$K$35:$K$46,$B4685),0)","v":65},{"$f":"IF(I4685=\"w\",INDEX(ID!$L$8:$L$31,FBR!$D4685+1)*INDEX(ID!$L$35:$L$46,$B4685),0)","v":0},{"$f":"IF(I4685=\"h\",INDEX(ID!$M$8:$M$31,FBR!$D4685+1)*INDEX(ID!$M$35:$M$46,$B4685),0)","v":65},{"$f":"IF(I4685=\"w\",INDEX(ID!$N$8:$N$31,FBR!$D4685+1)*INDEX(ID!$N$35:$N$46,$B4685),0)","v":0},null,38.388975473710111,0,0,0]
[4678,7,14,21,195,28,"2014-07-14",2,"h",null,{"$f":"IF(I4688=\"h\",INDEX(ID!$K$8:$K$31,FBR!$D4688+1)*INDEX(ID!$K$35:$K$46,$B4688),0)","v":50},{"$f":"IF(I4688=\"w\",INDEX(ID!$L$8:$L$31,FBR!$D4688+1)*INDEX(ID!$L$35:$L$46,$B4688),0)","v":0},{"$f":"IF(I4688=\"h\",INDEX(ID!$M$8:$M$31,FBR!$D4688+1)*INDEX(ID!$M$35:$M$46,$B4688),0)","v":50},{"$f":"IF(I4688=\"w\",INDEX(ID!$N$8:$N$31,FBR!$D4688+1)*INDEX(ID!$N$35:$N$46,$B4688),0)","v":0},null,29.529981133623163,0,0,0]
[4679,7,14,22,195,28,"2014-07-14",2,"h",null,{"$f":"IF(I4689=\"h\",INDEX(ID!$K$8:$K$31,FBR!$D4689+1)*INDEX(ID!$K$35:$K$46,$B4689),0)","v":45},{"$f":"IF(I4689=\"w\",INDEX(ID!$L$8:$L$31,FBR!$D4689+1)*INDEX(ID!$L$35:$L$46,$B4689),0)","v":0},{"$f":"IF(I4689=\"h\",INDEX(ID!$M$8:$M$31,FBR!$D4689+1)*INDEX(ID!$M$35:$M$46,$B4689),0)","v":45},{"$f":"IF(I4689=\"w\",INDEX(ID!$N$8:$N$31,FBR!$D4689+1)*INDEX(ID!$N$35:$N$46,$B4689),0)","v":0},null,26.576983020260847,0,0,0]
[4682,7,15,1,196,28,"2014-07-15",3,"h",null,{"$f":"IF(I4692=\"h\",INDEX(ID!$K$8:$K$31,FBR!$D4692+1)*INDEX(ID!$K$35:$K$46,$B4692),0)","v":30},{"$f":"IF(I4692=\"w\",INDEX(ID!$L$8:$L$31,FBR!$D4692+1)*INDEX(ID!$L$35:$L$46,$B4692),0)","v":0},{"$f":"IF(I4692=\"h\",INDEX(ID!$M$8:$M$31,FBR!$D4692+1)*INDEX(ID!$M$35:$M$46,$B4692),0)","v":30},{"$f":"IF(I4692=\"w\",INDEX(ID!$N$8:$N$31,FBR!$D4692+1)*INDEX(ID!$N$35:$N$46,$B4692),0)","v":0},null,17.717988680173899,0,0,0]
[4685,7,15,4,196,28,"2014-07-15",3,"h",null,{"$f":"IF(I4695=\"h\",INDEX(ID!$K$8:$K$31,FBR!$D4695+1)*INDEX(ID!$K$35:$K$46,$B4695),0)","v":27},{"$f":"IF(I4695=\"w\",INDEX(ID!$L$8:$L$31,FBR!$D4695+1)*INDEX(ID!$L$35:$L$46,$B4695),0)","v":0},{"$f":"IF(I4695=\"h\",INDEX(ID!$M$8:$M$31,FBR!$D4695+1)*INDEX(ID!$M$35:$M$46,$B4695),0)","v":27},{"$f":"IF(I4695=\"w\",INDEX(ID!$N$8:$N$31,FBR!$D4695+1)*INDEX(ID!$N$35:$N$46,$B4695),0)","v":0},null,15.94618981215651,0,0,0]
[4689,7,15,8,196,28,"2014-07-15",3,"h",null,{"$f":"IF(I4699=\"h\",INDEX(ID!$K$8:$K$31,FBR!$D4699+1)*INDEX(ID!$K$35:$K$46,$B4699),0)","v":35},{"$f":"IF(I4699=\"w\",INDEX(ID!$L$8:$L$31,FBR!$D4699+1)*INDEX(ID!$L$35:$L$46,$B4699),0)","v":0},{"$f":"IF(I4699=\"h\",INDEX(ID!$M$8:$M$31,FBR!$D4699+1)*INDEX(ID!$M$35:$M$46,$B4699),0)","v":35},{"$f":"IF(I4699=\"w\",INDEX(ID!$N$8:$N$31,FBR!$D4699+1)*INDEX(ID!$N$35:$N$46,$B4699),0)","v":0},null,20.670986793536215,0,0,0]
[4694,7,15,13,196,28,"2014-07-15",3,"h",null,{"$f":"IF(I4704=\"h\",INDEX(ID!$K$8:$K$31,FBR!$D4704+1)*INDEX(ID!$K$35:$K$46,$B4704),0)","v":44},{"$f":"IF(I4704=\"w\",INDEX(ID!$L$8:$L$31,FBR!$D4704+1)*INDEX(ID!$L$35:$L$46,$B4704),0)","v":0},{"$f":"IF(I4704=\"h\",INDEX(ID!$M$8:$M$31,FBR!$D4704+1)*INDEX(ID!$M$35:$M$46,$B4704),0)","v":44},{"$f":"IF(I4704=\"w\",INDEX(ID!$N$8:$N$31,FBR!$D4704+1)*INDEX(ID!$N$35:$N$46,$B4704),0)","v":0},null,25.986383397588384,0,0,0]
[4697,7,15,16,196,28,"2014-07-15",3,"h",null,{"$f":"IF(I4707=\"h\",INDEX(ID!$K$8:$K$31,FBR!$D4707+1)*INDEX(ID!$K$35:$K$46,$B4707),0)","v":53},{"$f":"IF(I4707=\"w\",INDEX(ID!$L$8:$L$31,FBR!$D4707+1)*INDEX(ID!$L$35:$L$46,$B4707),0)","v":0},{"$f":"IF(I4707=\"h\",INDEX(ID!$M$8:$M$31,FBR!$D4707+1)*INDEX(ID!$M$35:$M$46,$B4707),0)","v":53},{"$f":"IF(I4707=\"w\",INDEX(ID!$N$8:$N$31,FBR!$D4707+1)*INDEX(ID!$N$35:$N$46,$B4707),0)","v":0},null,31.301780001640555,0,0,0]
[4700,7,15,19,196,28,"2014-07-15",3,"h",null,{"$f":"IF(I4710=\"h\",INDEX(ID!$K$8:$K$31,FBR!$D4710+1)*INDEX(ID!$K$35:$K$46,$B4710),0)","v":60},{"$f":"IF(I4710=\"w\",INDEX(ID!$L$8:$L$31,FBR!$D4710+1)*INDEX(ID!$L$35:$L$46,$B4710),0)","v":0},{"$f":"IF(I4710=\"h\",INDEX(ID!$M$8:$M$31,FBR!$D4710+1)*INDEX(ID!$M$35:$M$46,$B4710),0)","v":60},{"$f":"IF(I4710=\"w\",INDEX(ID!$N$8:$N$31,FBR!$D4710+1)*INDEX(ID!$N$35:$N$46,$B4710),0)","v":0},null,35.435977360347799,0,0,0]
[4703,7,15,22,196,28,"2014-07-15",3,"h",null,{"$f":"IF(I4713=\"h\",INDEX(ID!$K$8:$K$31,FBR!$D4713+1)*INDEX(ID!$K$35:$K$46,$B4713),0)","v":45},{"$f":"IF(I4713=\"w\",INDEX(ID!$L$8:$L$31,FBR!$D4713+1)*INDEX(ID!$L$35:$L$46,$B4713),0)","v":0},{"$f":"IF(I4713=\"h\",INDEX(ID!$M$8:$M$31,FBR!$D4713+1)*INDEX(ID!$M$35:$M$46,$B4713),0)","v":45},{"$f":"IF(I4713=\"w\",INDEX(ID!$N$8:$N$31,FBR!$D4713+1)*INDEX(ID!$N$35:$N$46,$B4713),0)","v":0},null,26.576983020260847,0,0,0]
[4704,7,15,23,196,28,"2014-07-15",3,"h",null,{"$f":"IF(I4714=\"h\",INDEX(ID!$K$8:$K$31,FBR!$D4714+1)*INDEX(ID!$K$35:$K$46,$B4714),0)","v":40},{"$f":"IF(I4714=\"w\",INDEX(ID!$L$8:$L$31,FBR!$D4714+1)*INDEX(ID!$L$35:$L$46,$B4714),0)","v":0},{"$f":"IF(I4714=\"h\",INDEX(ID!$M$8:$M$31,FBR!$D4714+1)*INDEX(ID!$M$35:$M$46,$B4714),0)","v":40},{"$f":"IF(I4714=\"w\",INDEX(ID!$N$8:$N$31,FBR!$D4714+1)*INDEX(ID!$N$35:$N$46,$B4714),0)","v":0},null,23.623984906898531,0,0,0]
[4707,7,16,2,197,29,"2014-07-16",4,"h",null,{"$f":"IF(I4717=\"h\",INDEX(ID!$K$8:$K$31,FBR!$D4717+1)*INDEX(ID!$K$35:$K$46,$B4717),0)","v":28},{"$f":"IF(I4717=\"w\",INDEX(ID!$L$8:$L$31,FBR!$D4717+1)*INDEX(ID!$L$35:$L$46,$B4717),0)","v":0},{"$f":"IF(I4717=\"h\",INDEX(ID!$M$8:$M$31,FBR!$D4717+1)*INDEX(ID!$M$35:$M$46,$B4717),0)","v":28},{"$f":"IF(I4717=\"w\",INDEX(ID!$N$8:$N$31,FBR!$D4717+1)*INDEX(ID!$N$35:$N$46,$B4717),0)","v":0},null,16.536789434828972,0,0,0]
[4711,7,16,6,197,29,"2014-07-16",4,"h",null,{"$f":"IF(I4721=\"h\",INDEX(ID!$K$8:$K$31,FBR!$D4721+1)*INDEX(ID!$K$35:$K$46,$B4721),0)","v":29},{"$f":"IF(I4721=\"w\",INDEX(ID!$L$8:$L$31,FBR!$D4721+1)*INDEX(ID!$L$35:$L$46,$B4721),0)","v":0},{"$f":"IF(I4721=\"h\",INDEX(ID!$M$8:$M$31,FBR!$D4721+1)*INDEX(ID!$M$35:$M$46,$B4721),0)","v":29},{"$f":"IF(I4721=\"w\",INDEX(ID!$N$8:$N$31,FBR!$D4721+1)*INDEX(ID!$N$35:$N$46,$B4721),0)","v":0},null,17.127389057501436,0,0,0]
[4715,7,16,10,197,29,"2014-07-16",4,"h",null,{"$f":"IF(I4725=\"h\",INDEX(ID!$K$8:$K$31,FBR!$D4725+1)*INDEX(ID!$K$35:$K$46,$B4725),0)","v":40},{"$f":"IF(I4725=\"w\",INDEX(ID!$L$8:$L$31,FBR!$D4725+1)*INDEX(ID!$L$35:$L$46,$B4725),0)","v":0},{"$f":"IF(I4725=\"h\",INDEX(ID!$M$8:$M$31,FBR!$D4725+1)*INDEX(ID!$M$35:$M$46,$B4725),0)","v":40},{"$f":"IF(I4725=\"w\",INDEX(ID!$N$8:$N$31,FBR!$D4725+1)*INDEX(ID!$N$35:$N$46,$B4725),0)","v":0},null,23.623984906898531,0,0,0]
[4718,7,16,13,197,29,"2014-07-16",4,"h",null,{"$f":"IF(I4728=\"h\",INDEX(ID!$K$8:$K$31,FBR!$D4728+1)*INDEX(ID!$K$35:$K$46,$B4728),0)","v":44},{"$f":"IF(I4728=\"w\",INDEX(ID!$L$8:$L$31,FBR!$D4728+1)*INDEX(ID!$L$35:$L$46,$B4728),0)","v":0},{"$f":"IF(I4728=\"h\",INDEX(ID!$M$8:$M$31,FBR!$D4728+1)*INDEX(ID!$M$35:$M$46,$B4728),0)","v":44},{"$f":"IF(I4728=\"w\",INDEX(ID!$N$8:$N$31,FBR!$D4728+1)*INDEX(ID!$N$35:$N$46,$B4728),0)","v":0},null,25.986383397588384,0,0,0]
[4722,7,16,17,197,29,"2014-07-16",4,"h",null,{"$f":"IF(I4732=\"h\",INDEX(ID!$K$8:$K$31,FBR!$D4732+1)*INDEX(ID!$K$35:$K$46,$B4732),0)","v":62},{"$f":"IF(I4732=\"w\",INDEX(ID!$L$8:$L$31,FBR!$D4732+1)*INDEX(ID!$L$35:$L$46,$B4732),0)","v":0},{"$f":"IF(I4732=\"h\",INDEX(ID!$M$8:$M$31,FBR!$D4732+1)*INDEX(ID!$M$35:$M$46,$B4732),0)","v":62},{"$f":"IF(I4732=\"w\",INDEX(ID!$N$8:$N$31,FBR!$D4732+1)*INDEX(ID!$N$35:$N$46,$B4732),0)","v":0},null,36.617176605692727,0,0,0]
[4725,7,16,20,197,29,"2014-07-16",4,"h",null,{"$f":"IF(I4735=\"h\",INDEX(ID!$K$8:$K$31,FBR!$D4735+1)*INDEX(ID!$K$35:$K$46,$B4735),0)","v":53},{"$f":"IF(I4735=\"w\",INDEX(ID!$L$8:$L$31,FBR!$D4735+1)*INDEX(ID!$L$35:$L$46,$B4735),0)","v":0},{"$f":"IF(I4735=\"h\",INDEX(ID!$M$8:$M$31,FBR!$D4735+1)*INDEX(ID!$M$35:$M$46,$B4735),0)","v":53},{"$f":"IF(I4735=\"w\",INDEX(ID!$N$8:$N$31,FBR!$D4735+1)*INDEX(ID!$N$35:$N$46,$B4735),0)","v":0},null,31.301780001640555,0,0,0]
[4728,7,16,23,197,29,"2014-07-16",4,"h",null,{"$f":"IF(I4738=\"h\",INDEX(ID!$K$8:$K$31,FBR!$D4738+1)*INDEX(ID!$K$35:$K$46,$B4738),0)","v":40},{"$f":"IF(I4738=\"w\",INDEX(ID!$L$8:$L$31,FBR!$D4738+1)*INDEX(ID!$L$35:$L$46,$B4738),0)","v":0},{"$f":"IF(I4738=\"h\",INDEX(ID!$M$8:$M$31,FBR!$D4738+1)*INDEX(ID!$M$35:$M$46,$B4738),0)","v":40},{"$f":"IF(I4738=\"w\",INDEX(ID!$N$8:$N$31,FBR!$D4738+1)*INDEX(ID!$N$35:$N$46,$B4738),0)","v":0},null,23.623984906898531,0,0,0]
[4729,7,17,0,198,29,"2014-07-17",5,"h",null,{"$f":"IF(I4739=\"h\",INDEX(ID!$K$8:$K$31,FBR!$D4739+1)*INDEX(ID!$K$35:$K$46,$B4739),0)","v":35},{"$f":"IF(I4739=\"w\",INDEX(ID!$L$8:$L$31,FBR!$D4739+1)*INDEX(ID!$L$35:$L$46,$B4739),0)","v":0},{"$f":"IF(I4739=\"h\",INDEX(ID!$M$8:$M$31,FBR!$D4739+1)*INDEX(ID!$M$35:$M$46,$B4739),0)","v":35},{"$f":"IF(I4739=\"w\",INDEX(ID!$N$8:$N$31,FBR!$D4739+1)*INDEX(ID!$N$35:$N$46,$B4739),0)","v":0},null,20.670986793536215,0,0,0]
[4732,7,17,3,198,29,"2014-07-17",5,"h",null,{"$f":"IF(I4742=\"h\",INDEX(ID!$K$8:$K$31,FBR!$D4742+1)*INDEX(ID!$K$35:$K$46,$B4742),0)","v":27},{"$f":"IF(I4742=\"w\",INDEX(ID!$L$8:$L$31,FBR!$D4742+1)*INDEX(ID!$L$35:$L$46,$B4742),0)","v":0},{"$f":"IF(I4742=\"h\",INDEX(ID!$M$8:$M$31,FBR!$D4742+1)*INDEX(ID!$M$35:$M$46,$B4742),0)","v":27},{"$f":"IF(I4742=\"w\",INDEX(ID!$N$8:$N$31,FBR!$D4742+1)*INDEX(ID!$N$35:$N$46,$B4742),0)","v":0},null,15.94618981215651,0,0,0]
[4737,7,17,8,198,29,"2014-07-17",{"$f":"WEEKDAY(G4747)","v":5},{"$f":"IF(OR(H4747=6,H4747=7),\"w\",\"h\")","v":"h"},null,{"$f":"IF(I4747=\"h\",INDEX(ID!$K$8:$K$31,FBR!$D4747+1)*INDEX(ID!$K$35:$K$46,$B4747),0)","v":35},{"$f":"IF(I4747=\"w\",INDEX(ID!$L$8:$L$31,FBR!$D4747+1)*INDEX(ID!$L$35:$L$46,$B4747),0)","v":0},{"$f":"IF(I4747=\"h\",INDEX(ID!$M$8:$M$31,FBR!$D4747+1)*INDEX(ID!$M$35:$M$46,$B4747),0)","v":35},{"$f":"IF(I4747=\"w\",INDEX(ID!$N$8:$N$31,FBR!$D4747+1)*INDEX(ID!$N$35:$N$46,$B4747),0)","v":0},null,{"$f":"K4747*(indvforbrug*antalbrugere)/($K$8789+$L$8789)","v":20.670986793536215},{"$f":"L4747*indvforbrug*antalbrugere/($K$8789+$L$8789)","v":0},{"$f":"M4747*fællesforbrug/($M$8789+$N$8789)","v":0},{"$f":"N4747*fællesforbrug/($M$8789+$N$8789)","v":0}]
[4740,7,17,11,198,29,"2014-07-17",5,"h",null,{"$f":"IF(I4750=\"h\",INDEX(ID!$K$8:$K$31,FBR!$D4750+1)*INDEX(ID!$K$35:$K$46,$B4750),0)","v":42},{"$f":"IF(I4750=\"w\",INDEX(ID!$L$8:$L$31,FBR!$D4750+1)*INDEX(ID!$L$35:$L$46,$B4750),0)","v":0},{"$f":"IF(I4750=\"h\",INDEX(ID!$M$8:$M$31,FBR!$D4750+1)*INDEX(ID!$M$35:$M$46,$B4750),0)","v":42},{"$f":"IF(I4750=\"w\",INDEX(ID!$N$8:$N$31,FBR!$D4750+1)*INDEX(ID!$N$35:$N$46,$B4750),0)","v":0},null,24.805184152243459,0,0,0]
[4743,7,17,14,198,29,"2014-07-17",5,"h",null,{"$f":"IF(I4753=\"h\",INDEX(ID!$K$8:$K$31,FBR!$D4753+1)*INDEX(ID!$K$35:$K$46,$B4753),0)","v":47},{"$f":"IF(I4753=\"w\",INDEX(ID!$L$8:$L$31,FBR!$D4753+1)*INDEX(ID!$L$35:$L$46,$B4753),0)","v":0},{"$f":"IF(I4753=\"h\",INDEX(ID!$M$8:$M$31,FBR!$D4753+1)*INDEX(ID!$M$35:$M$46,$B4753),0)","v":47},{"$f":"IF(I4753=\"w\",INDEX(ID!$N$8:$N$31,FBR!$D4753+1)*INDEX(ID!$N$35:$N$46,$B4753),0)","v":0},null,27.758182265605775,0,0,0]
[4747,7,17,18,198,29,"2014-07-17",5,"h",null,{"$f":"IF(I4757=\"h\",INDEX(ID!$K$8:$K$31,FBR!$D4757+1)*INDEX(ID!$K$35:$K$46,$B4757),0)","v":65},{"$f":"IF(I4757=\"w\",INDEX(ID!$L$8:$L$31,FBR!$D4757+1)*INDEX(ID!$L$35:$L$46,$B4757),0)","v":0},{"$f":"IF(I4757=\"h\",INDEX(ID!$M$8:$M$31,FBR!$D4757+1)*INDEX(ID!$M$35:$M$46,$B4757),0)","v":65},{"$f":"IF(I4757=\"w\",INDEX(ID!$N$8:$N$31,FBR!$D4757+1)*INDEX(ID!$N$35:$N$46,$B4757),0)","v":0},null,38.388975473710111,0,0,0]
[4750,7,17,21,198,29,"2014-07-17",5,"h",null,{"$f":"IF(I4760=\"h\",INDEX(ID!$K$8:$K$31,FBR!$D4760+1)*INDEX(ID!$K$35:$K$46,$B4760),0)","v":50},{"$f":"IF(I4760=\"w\",INDEX(ID!$L$8:$L$31,FBR!$D4760+1)*INDEX(ID!$L$35:$L$46,$B4760),0)","v":0},{"$f":"IF(I4760=\"h\",INDEX(ID!$M$8:$M$31,FBR!$D4760+1)*INDEX(ID!$M$35:$M$46,$B4760),0)","v":50},{"$f":"IF(I4760=\"w\",INDEX(ID!$N$8:$N$31,FBR!$D4760+1)*INDEX(ID!$N$35:$N$46,$B4760),0)","v":0},null,29.529981133623163,0,0,0]
[4753,7,18,0,199,29,"2014-07-18",6,"w",null,{"$f":"IF(I4763=\"h\",INDEX(ID!$K$8:$K$31,FBR!$D4763+1)*INDEX(ID!$K$35:$K$46,$B4763),0)","v":0},{"$f":"IF(I4763=\"w\",INDEX(ID!$L$8:$L$31,FBR!$D4763+1)*INDEX(ID!$L$35:$L$46,$B4763),0)","v":35},{"$f":"IF(I4763=\"h\",INDEX(ID!$M$8:$M$31,FBR!$D4763+1)*INDEX(ID!$M$35:$M$46,$B4763),0)","v":0},{"$f":"IF(I4763=\"w\",INDEX(ID!$N$8:$N$31,FBR!$D4763+1)*INDEX(ID!$N$35:$N$46,$B4763),0)","v":35},null,0,20.670986793536215,0,0]
[4757,7,18,4,199,29,"2014-07-18",6,"w",null,{"$f":"IF(I4767=\"h\",INDEX(ID!$K$8:$K$31,FBR!$D4767+1)*INDEX(ID!$K$35:$K$46,$B4767),0)","v":0},{"$f":"IF(I4767=\"w\",INDEX(ID!$L$8:$L$31,FBR!$D4767+1)*INDEX(ID!$L$35:$L$46,$B4767),0)","v":27},{"$f":"IF(I4767=\"h\",INDEX(ID!$M$8:$M$31,FBR!$D4767+1)*INDEX(ID!$M$35:$M$46,$B4767),0)","v":0},{"$f":"IF(I4767=\"w\",INDEX(ID!$N$8:$N$31,FBR!$D4767+1)*INDEX(ID!$N$35:$N$46,$B4767),0)","v":27},null,0,15.94618981215651,0,0]
[4758,7,18,5,199,29,"2014-07-18",6,"w",null,{"$f":"IF(I4768=\"h\",INDEX(ID!$K$8:$K$31,FBR!$D4768+1)*INDEX(ID!$K$35:$K$46,$B4768),0)","v":0},{"$f":"IF(I4768=\"w\",INDEX(ID!$L$8:$L$31,FBR!$D4768+1)*INDEX(ID!$L$35:$L$46,$B4768),0)","v":27},{"$f":"IF(I4768=\"h\",INDEX(ID!$M$8:$M$31,FBR!$D4768+1)*INDEX(ID!$M$35:$M$46,$B4768),0)","v":0},{"$f":"IF(I4768=\"w\",INDEX(ID!$N$8:$N$31,FBR!$D4768+1)*INDEX(ID!$N$35:$N$46,$B4768),0)","v":27},null,0,15.94618981215651,0,0]
[4762,7,18,9,{"$f":"E4748+1","v":199},29,"2014-07-18",6,"w",null,{"$f":"IF(I4772=\"h\",INDEX(ID!$K$8:$K$31,FBR!$D4772+1)*INDEX(ID!$K$35:$K$46,$B4772),0)","v":0},{"$f":"IF(I4772=\"w\",INDEX(ID!$L$8:$L$31,FBR!$D4772+1)*INDEX(ID!$L$35:$L$46,$B4772),0)","v":38},{"$f":"IF(I4772=\"h\",INDEX(ID!$M$8:$M$31,FBR!$D4772+1)*INDEX(ID!$M$35:$M$46,$B4772),0)","v":0},{"$f":"IF(I4772=\"w\",INDEX(ID!$N$8:$N$31,FBR!$D4772+1)*INDEX(ID!$N$35:$N$46,$B4772),0)","v":38},null,0,22.442785661553604,0,0]
[4765,7,18,12,199,29,"2014-07-18",6,"w",null,{"$f":"IF(I4775=\"h\",INDEX(ID!$K$8:$K$31,FBR!$D4775+1)*INDEX(ID!$K$35:$K$46,$B4775),0)","v":0},{"$f":"IF(I4775=\"w\",INDEX(ID!$L$8:$L$31,FBR!$D4775+1)*INDEX(ID!$L$35:$L$46,$B4775),0)","v":43},{"$f":"IF(I4775=\"h\",INDEX(ID!$M$8:$M$31,FBR!$D4775+1)*INDEX(ID!$M$35:$M$46,$B4775),0)","v":0},{"$f":"IF(I4775=\"w\",INDEX(ID!$N$8:$N$31,FBR!$D4775+1)*INDEX(ID!$N$35:$N$46,$B4775),0)","v":43},null,0,25.395783774915923,0,0]
[4768,7,18,15,199,29,"2014-07-18",6,"w",null,{"$f":"IF(I4778=\"h\",INDEX(ID!$K$8:$K$31,FBR!$D4778+1)*INDEX(ID!$K$35:$K$46,$B4778),0)","v":0},{"$f":"IF(I4778=\"w\",INDEX(ID!$L$8:$L$31,FBR!$D4778+1)*INDEX(ID!$L$35:$L$46,$B4778),0)","v":50},{"$f":"IF(I4778=\"h\",INDEX(ID!$M$8:$M$31,FBR!$D4778+1)*INDEX(ID!$M$35:$M$46,$B4778),0)","v":0},{"$f":"IF(I4778=\"w\",INDEX(ID!$N$8:$N$31,FBR!$D4778+1)*INDEX(ID!$N$35:$N$46,$B4778),0)","v":50},null,0,29.529981133623163,0,0]
[4772,7,18,19,199,29,"2014-07-18",6,"w",null,{"$f":"IF(I4782=\"h\",INDEX(ID!$K$8:$K$31,FBR!$D4782+1)*INDEX(ID!$K$35:$K$46,$B4782),0)","v":0},{"$f":"IF(I4782=\"w\",INDEX(ID!$L$8:$L$31,FBR!$D4782+1)*INDEX(ID!$L$35:$L$46,$B4782),0)","v":60},{"$f":"IF(I4782=\"h\",INDEX(ID!$M$8:$M$31,FBR!$D4782+1)*INDEX(ID!$M$35:$M$46,$B4782),0)","v":0},{"$f":"IF(I4782=\"w\",INDEX(ID!$N$8:$N$31,FBR!$D4782+1)*INDEX(ID!$N$35:$N$46,$B4782),0)","v":60},null,0,35.435977360347799,0,0]
[4775,7,18,22,199,29,"2014-07-18",6,"w",null,{"$f":"IF(I4785=\"h\",INDEX(ID!$K$8:$K$31,FBR!$D4785+1)*INDEX(ID!$K$35:$K$46,$B4785),0)","v":0},{"$f":"IF(I4785=\"w\",INDEX(ID!$L$8:$L$31,FBR!$D4785+1)*INDEX(ID!$L$35:$L$46,$B4785),0)","v":45},{"$f":"IF(I4785=\"h\",INDEX(ID!$M$8:$M$31,FBR!$D4785+1)*INDEX(ID!$M$35:$M$46,$B4785),0)","v":0},{"$f":"IF(I4785=\"w\",INDEX(ID!$N$8:$N$31,FBR!$D4785+1)*INDEX(ID!$N$35:$N$46,$B4785),0)","v":45},null,0,26.576983020260847,0,0]
[4778,7,19,1,200,{"$f":"F4620+1","v":29},"2014-07-19",7,"w",null,{"$f":"IF(I4788=\"h\",INDEX(ID!$K$8:$K$31,FBR!$D4788+1)*INDEX(ID!$K$35:$K$46,$B4788),0)","v":0},{"$f":"IF(I4788=\"w\",INDEX(ID!$L$8:$L$31,FBR!$D4788+1)*INDEX(ID!$L$35:$L$46,$B4788),0)","v":30},{"$f":"IF(I4788=\"h\",INDEX(ID!$M$8:$M$31,FBR!$D4788+1)*INDEX(ID!$M$35:$M$46,$B4788),0)","v":0},{"$f":"IF(I4788=\"w\",INDEX(ID!$N$8:$N$31,FBR!$D4788+1)*INDEX(ID!$N$35:$N$46,$B4788),0)","v":30},null,0,17.717988680173899,0,0]
[4780,7,19,3,200,29,"2014-07-19",7,"w",null,{"$f":"IF(I4790=\"h\",INDEX(ID!$K$8:$K$31,FBR!$D4790+1)*INDEX(ID!$K$35:$K$46,$B4790),0)","v":0},{"$f":"IF(I4790=\"w\",INDEX(ID!$L$8:$L$31,FBR!$D4790+1)*INDEX(ID!$L$35:$L$46,$B4790),0)","v":27},{"$f":"IF(I4790=\"h\",INDEX(ID!$M$8:$M$31,FBR!$D4790+1)*INDEX(ID!$M$35:$M$46,$B4790),0)","v":0},{"$f":"IF(I4790=\"w\",INDEX(ID!$N$8:$N$31,FBR!$D4790+1)*INDEX(ID!$N$35:$N$46,$B4790),0)","v":27},null,0,15.94618981215651,0,0]
[4783,7,19,6,200,29,"2014-07-19",7,"w",null,{"$f":"IF(I4793=\"h\",INDEX(ID!$K$8:$K$31,FBR!$D4793+1)*INDEX(ID!$K$35:$K$46,$B4793),0)","v":0},{"$f":"IF(I4793=\"w\",INDEX(ID!$L$8:$L$31,FBR!$D4793+1)*INDEX(ID!$L$35:$L$46,$B4793),0)","v":29},{"$f":"IF(I4793=\"h\",INDEX(ID!$M$8:$M$31,FBR!$D4793+1)*INDEX(ID!$M$35:$M$46,$B4793),0)","v":0},{"$f":"IF(I4793=\"w\",INDEX(ID!$N$8:$N$31,FBR!$D4793+1)*INDEX(ID!$N$35:$N$46,$B4793),0)","v":29},null,0,17.127389057501436,0,0]
[4787,7,19,10,200,29,"2014-07-19",7,"w",null,{"$f":"IF(I4797=\"h\",INDEX(ID!$K$8:$K$31,FBR!$D4797+1)*INDEX(ID!$K$35:$K$46,$B4797),0)","v":0},{"$f":"IF(I4797=\"w\",INDEX(ID!$L$8:$L$31,FBR!$D4797+1)*INDEX(ID!$L$35:$L$46,$B4797),0)","v":40},{"$f":"IF(I4797=\"h\",INDEX(ID!$M$8:$M$31,FBR!$D4797+1)*INDEX(ID!$M$35:$M$46,$B4797),0)","v":0},{"$f":"IF(I4797=\"w\",INDEX(ID!$N$8:$N$31,FBR!$D4797+1)*INDEX(ID!$N$35:$N$46,$B4797),0)","v":40},null,0,23.623984906898531,0,0]
[4790,7,19,13,200,29,"2014-07-19",7,"w",null,{"$f":"IF(I4800=\"h\",INDEX(ID!$K$8:$K$31,FBR!$D4800+1)*INDEX(ID!$K$35:$K$46,$B4800),0)","v":0},{"$f":"IF(I4800=\"w\",INDEX(ID!$L$8:$L$31,FBR!$D4800+1)*INDEX(ID!$L$35:$L$46,$B4800),0)","v":44},{"$f":"IF(I4800=\"h\",INDEX(ID!$M$8:$M$31,FBR!$D4800+1)*INDEX(ID!$M$35:$M$46,$B4800),0)","v":0},{"$f":"IF(I4800=\"w\",INDEX(ID!$N$8:$N$31,FBR!$D4800+1)*INDEX(ID!$N$35:$N$46,$B4800),0)","v":44},null,0,25.986383397588384,0,0]
[4793,7,19,16,200,29,"2014-07-19",7,"w",null,{"$f":"IF(I4803=\"h\",INDEX(ID!$K$8:$K$31,FBR!$D4803+1)*INDEX(ID!$K$35:$K$46,$B4803),0)","v":0},{"$f":"IF(I4803=\"w\",INDEX(ID!$L$8:$L$31,FBR!$D4803+1)*INDEX(ID!$L$35:$L$46,$B4803),0)","v":53},{"$f":"IF(I4803=\"h\",INDEX(ID!$M$8:$M$31,FBR!$D4803+1)*INDEX(ID!$M$35:$M$46,$B4803),0)","v":0},{"$f":"IF(I4803=\"w\",INDEX(ID!$N$8:$N$31,FBR!$D4803+1)*INDEX(ID!$N$35:$N$46,$B4803),0)","v":53},null,0,31.301780001640555,0,0]
[4795,7,19,18,200,29,"2014-07-19",7,"w",null,{"$f":"IF(I4805=\"h\",INDEX(ID!$K$8:$K$31,FBR!$D4805+1)*INDEX(ID!$K$35:$K$46,$B4805),0)","v":0},{"$f":"IF(I4805=\"w\",INDEX(ID!$L$8:$L$31,FBR!$D4805+1)*INDEX(ID!$L$35:$L$46,$B4805),0)","v":65},{"$f":"IF(I4805=\"h\",INDEX(ID!$M$8:$M$31,FBR!$D4805+1)*INDEX(ID!$M$35:$M$46,$B4805),0)","v":0},{"$f":"IF(I4805=\"w\",INDEX(ID!$N$8:$N$31,FBR!$D4805+1)*INDEX(ID!$N$35:$N$46,$B4805),0)","v":65},null,0,38.388975473710111,0,0]
[4801,7,20,0,201,29,"2014-07-20",{"$f":"WEEKDAY(G4811)","v":1},{"$f":"IF(OR(H4811=6,H4811=7),\"w\",\"h\")","v":"h"},null,{"$f":"IF(I4811=\"h\",INDEX(ID!$K$8:$K$31,FBR!$D4811+1)*INDEX(ID!$K$35:$K$46,$B4811),0)","v":35},{"$f":"IF(I4811=\"w\",INDEX(ID!$L$8:$L$31,FBR!$D4811+1)*INDEX(ID!$L$35:$L$46,$B4811),0)","v":0},{"$f":"IF(I4811=\"h\",INDEX(ID!$M$8:$M$31,FBR!$D4811+1)*INDEX(ID!$M$35:$M$46,$B4811),0)","v":35},{"$f":"IF(I4811=\"w\",INDEX(ID!$N$8:$N$31,FBR!$D4811+1)*INDEX(ID!$N$35:$N$46,$B4811),0)","v":0},null,{"$f":"K4811*(indvforbrug*antalbrugere)/($K$8789+$L$8789)","v":20.670986793536215},{"$f":"L4811*indvforbrug*antalbrugere/($K$8789+$L$8789)","v":0},{"$f":"M4811*fællesforbrug/($M$8789+$N$8789)","v":0},{"$f":"N4811*fællesforbrug/($M$8789+$N$8789)","v":0}]
[{"$f":"A4811+1","v":4802},7,20,1,201,29,{"$f":"DATE(2014,B4812,C4812)","v":"2014-07-20"},1,"h",null,{"$f":"IF(I4812=\"h\",INDEX(ID!$K$8:$K$31,FBR!$D4812+1)*INDEX(ID!$K$35:$K$46,$B4812),0)","v":30},{"$f":"IF(I4812=\"w\",INDEX(ID!$L$8:$L$31,FBR!$D4812+1)*INDEX(ID!$L$35:$L$46,$B4812),0)","v":0},{"$f":"IF(I4812=\"h\",INDEX(ID!$M$8:$M$31,FBR!$D4812+1)*INDEX(ID!$M$35:$M$46,$B4812),0)","v":30},{"$f":"IF(I4812=\"w\",INDEX(ID!$N$8:$N$31,FBR!$D4812+1)*INDEX(ID!$N$35:$N$46,$B4812),0)","v":0},null,17.717988680173899,0,0,0]
[4805,7,20,4,201,29,"2014-07-20",1,"h",null,{"$f":"IF(I4815=\"h\",INDEX(ID!$K$8:$K$31,FBR!$D4815+1)*INDEX(ID!$K$35:$K$46,$B4815),0)","v":27},{"$f":"IF(I4815=\"w\",INDEX(ID!$L$8:$L$31,FBR!$D4815+1)*INDEX(ID!$L$35:$L$46,$B4815),0)","v":0},{"$f":"IF(I4815=\"h\",INDEX(ID!$M$8:$M$31,FBR!$D4815+1)*INDEX(ID!$M$35:$M$46,$B4815),0)","v":27},{"$f":"IF(I4815=\"w\",INDEX(ID!$N$8:$N$31,FBR!$D4815+1)*INDEX(ID!$N$35:$N$46,$B4815),0)","v":0},null,15.94618981215651,0,0,0]
[4808,7,20,7,201,29,"2014-07-20",1,"h",null,{"$f":"IF(I4818=\"h\",INDEX(ID!$K$8:$K$31,FBR!$D4818+1)*INDEX(ID!$K$35:$K$46,$B4818),0)","v":32},{"$f":"IF(I4818=\"w\",INDEX(ID!$L$8:$L$31,FBR!$D4818+1)*INDEX(ID!$L$35:$L$46,$B4818),0)","v":0},{"$f":"IF(I4818=\"h\",INDEX(ID!$M$8:$M$31,FBR!$D4818+1)*INDEX(ID!$M$35:$M$46,$B4818),0)","v":32},{"$f":"IF(I4818=\"w\",INDEX(ID!$N$8:$N$31,FBR!$D4818+1)*INDEX(ID!$N$35:$N$46,$B4818),0)","v":0},null,18.899187925518824,0,0,0]
[4812,7,20,11,201,29,"2014-07-20",1,"h",null,{"$f":"IF(I4822=\"h\",INDEX(ID!$K$8:$K$31,FBR!$D4822+1)*INDEX(ID!$K$35:$K$46,$B4822),0)","v":42},{"$f":"IF(I4822=\"w\",INDEX(ID!$L$8:$L$31,FBR!$D4822+1)*INDEX(ID!$L$35:$L$46,$B4822),0)","v":0},{"$f":"IF(I4822=\"h\",INDEX(ID!$M$8:$M$31,FBR!$D4822+1)*INDEX(ID!$M$35:$M$46,$B4822),0)","v":42},{"$f":"IF(I4822=\"w\",INDEX(ID!$N$8:$N$31,FBR!$D4822+1)*INDEX(ID!$N$35:$N$46,$B4822),0)","v":0},null,24.805184152243459,0,0,0]
[4815,7,20,14,201,29,"2014-07-20",1,"h",null,{"$f":"IF(I4825=\"h\",INDEX(ID!$K$8:$K$31,FBR!$D4825+1)*INDEX(ID!$K$35:$K$46,$B4825),0)","v":47},{"$f":"IF(I4825=\"w\",INDEX(ID!$L$8:$L$31,FBR!$D4825+1)*INDEX(ID!$L$35:$L$46,$B4825),0)","v":0},{"$f":"IF(I4825=\"h\",INDEX(ID!$M$8:$M$31,FBR!$D4825+1)*INDEX(ID!$M$35:$M$46,$B4825),0)","v":47},{"$f":"IF(I4825=\"w\",INDEX(ID!$N$8:$N$31,FBR!$D4825+1)*INDEX(ID!$N$35:$N$46,$B4825),0)","v":0},null,27.758182265605775,0,0,0]
[4820,7,20,19,201,29,"2014-07-20",1,"h",null,{"$f":"IF(I4830=\"h\",INDEX(ID!$K$8:$K$31,FBR!$D4830+1)*INDEX(ID!$K$35:$K$46,$B4830),0)","v":60},{"$f":"IF(I4830=\"w\",INDEX(ID!$L$8:$L$31,FBR!$D4830+1)*INDEX(ID!$L$35:$L$46,$B4830),0)","v":0},{"$f":"IF(I4830=\"h\",INDEX(ID!$M$8:$M$31,FBR!$D4830+1)*INDEX(ID!$M$35:$M$46,$B4830),0)","v":60},{"$f":"IF(I4830=\"w\",INDEX(ID!$N$8:$N$31,FBR!$D4830+1)*INDEX(ID!$N$35:$N$46,$B4830),0)","v":0},null,35.435977360347799,0,0,0]
[4823,7,20,22,201,29,"2014-07-20",1,"h",null,{"$f":"IF(I4833=\"h\",INDEX(ID!$K$8:$K$31,FBR!$D4833+1)*INDEX(ID!$K$35:$K$46,$B4833),0)","v":45},{"$f":"IF(I4833=\"w\",INDEX(ID!$L$8:$L$31,FBR!$D4833+1)*INDEX(ID!$L$35:$L$46,$B4833),0)","v":0},{"$f":"IF(I4833=\"h\",INDEX(ID!$M$8:$M$31,FBR!$D4833+1)*INDEX(ID!$M$35:$M$46,$B4833),0)","v":45},{"$f":"IF(I4833=\"w\",INDEX(ID!$N$8:$N$31,FBR!$D4833+1)*INDEX(ID!$N$35:$N$46,$B4833),0)","v":0},null,26.576983020260847,0,0,0]
[4826,7,21,1,{"$f":"E4812+1","v":202},29,"2014-07-21",2,"h",null,{"$f":"IF(I4836=\"h\",INDEX(ID!$K$8:$K$31,FBR!$D4836+1)*INDEX(ID!$K$35:$K$46,$B4836),0)","v":30},{"$f":"IF(I4836=\"w\",INDEX(ID!$L$8:$L$31,FBR!$D4836+1)*INDEX(ID!$L$35:$L$46,$B4836),0)","v":0},{"$f":"IF(I4836=\"h\",INDEX(ID!$M$8:$M$31,FBR!$D4836+1)*INDEX(ID!$M$35:$M$46,$B4836),0)","v":30},{"$f":"IF(I4836=\"w\",INDEX(ID!$N$8:$N$31,FBR!$D4836+1)*INDEX(ID!$N$35:$N$46,$B4836),0)","v":0},null,17.717988680173899,0,0,0]
[4827,7,21,2,202,29,"2014-07-21",2,"h",null,{"$f":"IF(I4837=\"h\",INDEX(ID!$K$8:$K$31,FBR!$D4837+1)*INDEX(ID!$K$35:$K$46,$B4837),0)","v":28},{"$f":"IF(I4837=\"w\",INDEX(ID!$L$8:$L$31,FBR!$D4837+1)*INDEX(ID!$L$35:$L$46,$B4837),0)","v":0},{"$f":"IF(I4837=\"h\",INDEX(ID!$M$8:$M$31,FBR!$D4837+1)*INDEX(ID!$M$35:$M$46,$B4837),0)","v":28},{"$f":"IF(I4837=\"w\",INDEX(ID!$N$8:$N$31,FBR!$D4837+1)*INDEX(ID!$N$35:$N$46,$B4837),0)","v":0},null,16.536789434828972,0,0,0]
[4830,7,21,5,202,29,"2014-07-21",2,"h",null,{"$f":"IF(I4840=\"h\",INDEX(ID!$K$8:$K$31,FBR!$D4840+1)*INDEX(ID!$K$35:$K$46,$B4840),0)","v":27},{"$f":"IF(I4840=\"w\",INDEX(ID!$L$8:$L$31,FBR!$D4840+1)*INDEX(ID!$L$35:$L$46,$B4840),0)","v":0},{"$f":"IF(I4840=\"h\",INDEX(ID!$M$8:$M$31,FBR!$D4840+1)*INDEX(ID!$M$35:$M$46,$B4840),0)","v":27},{"$f":"IF(I4840=\"w\",INDEX(ID!$N$8:$N$31,FBR!$D4840+1)*INDEX(ID!$N$35:$N$46,$B4840),0)","v":0},null,15.94618981215651,0,0,0]
[4833,7,21,8,202,29,"2014-07-21",2,"h",null,{"$f":"IF(I4843=\"h\",INDEX(ID!$K$8:$K$31,FBR!$D4843+1)*INDEX(ID!$K$35:$K$46,$B4843),0)","v":35},{"$f":"IF(I4843=\"w\",INDEX(ID!$L$8:$L$31,FBR!$D4843+1)*INDEX(ID!$L$35:$L$46,$B4843),0)","v":0},{"$f":"IF(I4843=\"h\",INDEX(ID!$M$8:$M$31,FBR!$D4843+1)*INDEX(ID!$M$35:$M$46,$B4843),0)","v":35},{"$f":"IF(I4843=\"w\",INDEX(ID!$N$8:$N$31,FBR!$D4843+1)*INDEX(ID!$N$35:$N$46,$B4843),0)","v":0},null,20.670986793536215,0,0,0]
[4837,7,21,12,202,29,"2014-07-21",2,"h",null,{"$f":"IF(I4847=\"h\",INDEX(ID!$K$8:$K$31,FBR!$D4847+1)*INDEX(ID!$K$35:$K$46,$B4847),0)","v":43},{"$f":"IF(I4847=\"w\",INDEX(ID!$L$8:$L$31,FBR!$D4847+1)*INDEX(ID!$L$35:$L$46,$B4847),0)","v":0},{"$f":"IF(I4847=\"h\",INDEX(ID!$M$8:$M$31,FBR!$D4847+1)*INDEX(ID!$M$35:$M$46,$B4847),0)","v":43},{"$f":"IF(I4847=\"w\",INDEX(ID!$N$8:$N$31,FBR!$D4847+1)*INDEX(ID!$N$35:$N$46,$B4847),0)","v":0},null,25.395783774915923,0,0,0]
[4841,7,21,16,202,29,"2014-07-21",2,"h",null,{"$f":"IF(I4851=\"h\",INDEX(ID!$K$8:$K$31,FBR!$D4851+1)*INDEX(ID!$K$35:$K$46,$B4851),0)","v":53},{"$f":"IF(I4851=\"w\",INDEX(ID!$L$8:$L$31,FBR!$D4851+1)*INDEX(ID!$L$35:$L$46,$B4851),0)","v":0},{"$f":"IF(I4851=\"h\",INDEX(ID!$M$8:$M$31,FBR!$D4851+1)*INDEX(ID!$M$35:$M$46,$B4851),0)","v":53},{"$f":"IF(I4851=\"w\",INDEX(ID!$N$8:$N$31,FBR!$D4851+1)*INDEX(ID!$N$35:$N$46,$B4851),0)","v":0},null,31.301780001640555,0,0,0]
[4845,7,21,20,202,29,"2014-07-21",2,"h",null,{"$f":"IF(I4855=\"h\",INDEX(ID!$K$8:$K$31,FBR!$D4855+1)*INDEX(ID!$K$35:$K$46,$B4855),0)","v":53},{"$f":"IF(I4855=\"w\",INDEX(ID!$L$8:$L$31,FBR!$D4855+1)*INDEX(ID!$L$35:$L$46,$B4855),0)","v":0},{"$f":"IF(I4855=\"h\",INDEX(ID!$M$8:$M$31,FBR!$D4855+1)*INDEX(ID!$M$35:$M$46,$B4855),0)","v":53},{"$f":"IF(I4855=\"w\",INDEX(ID!$N$8:$N$31,FBR!$D4855+1)*INDEX(ID!$N$35:$N$46,$B4855),0)","v":0},null,31.301780001640555,0,0,0]
[4848,7,21,23,202,29,"2014-07-21",2,"h",null,{"$f":"IF(I4858=\"h\",INDEX(ID!$K$8:$K$31,FBR!$D4858+1)*INDEX(ID!$K$35:$K$46,$B4858),0)","v":40},{"$f":"IF(I4858=\"w\",INDEX(ID!$L$8:$L$31,FBR!$D4858+1)*INDEX(ID!$L$35:$L$46,$B4858),0)","v":0},{"$f":"IF(I4858=\"h\",INDEX(ID!$M$8:$M$31,FBR!$D4858+1)*INDEX(ID!$M$35:$M$46,$B4858),0)","v":40},{"$f":"IF(I4858=\"w\",INDEX(ID!$N$8:$N$31,FBR!$D4858+1)*INDEX(ID!$N$35:$N$46,$B4858),0)","v":0},null,23.623984906898531,0,0,0]
[4851,7,22,2,203,29,"2014-07-22",3,"h",null,{"$f":"IF(I4861=\"h\",INDEX(ID!$K$8:$K$31,FBR!$D4861+1)*INDEX(ID!$K$35:$K$46,$B4861),0)","v":28},{"$f":"IF(I4861=\"w\",INDEX(ID!$L$8:$L$31,FBR!$D4861+1)*INDEX(ID!$L$35:$L$46,$B4861),0)","v":0},{"$f":"IF(I4861=\"h\",INDEX(ID!$M$8:$M$31,FBR!$D4861+1)*INDEX(ID!$M$35:$M$46,$B4861),0)","v":28},{"$f":"IF(I4861=\"w\",INDEX(ID!$N$8:$N$31,FBR!$D4861+1)*INDEX(ID!$N$35:$N$46,$B4861),0)","v":0},null,16.536789434828972,0,0,0]
[4852,7,22,3,203,29,"2014-07-22",3,"h",null,{"$f":"IF(I4862=\"h\",INDEX(ID!$K$8:$K$31,FBR!$D4862+1)*INDEX(ID!$K$35:$K$46,$B4862),0)","v":27},{"$f":"IF(I4862=\"w\",INDEX(ID!$L$8:$L$31,FBR!$D4862+1)*INDEX(ID!$L$35:$L$46,$B4862),0)","v":0},{"$f":"IF(I4862=\"h\",INDEX(ID!$M$8:$M$31,FBR!$D4862+1)*INDEX(ID!$M$35:$M$46,$B4862),0)","v":27},{"$f":"IF(I4862=\"w\",INDEX(ID!$N$8:$N$31,FBR!$D4862+1)*INDEX(ID!$N$35:$N$46,$B4862),0)","v":0},null,15.94618981215651,0,0,0]
[4855,7,22,6,203,29,"2014-07-22",3,"h",null,{"$f":"IF(I4865=\"h\",INDEX(ID!$K$8:$K$31,FBR!$D4865+1)*INDEX(ID!$K$35:$K$46,$B4865),0)","v":29},{"$f":"IF(I4865=\"w\",INDEX(ID!$L$8:$L$31,FBR!$D4865+1)*INDEX(ID!$L$35:$L$46,$B4865),0)","v":0},{"$f":"IF(I4865=\"h\",INDEX(ID!$M$8:$M$31,FBR!$D4865+1)*INDEX(ID!$M$35:$M$46,$B4865),0)","v":29},{"$f":"IF(I4865=\"w\",INDEX(ID!$N$8:$N$31,FBR!$D4865+1)*INDEX(ID!$N$35:$N$46,$B4865),0)","v":0},null,17.127389057501436,0,0,0]
[4858,7,22,9,203,29,"2014-07-22",3,"h",null,{"$f":"IF(I4868=\"h\",INDEX(ID!$K$8:$K$31,FBR!$D4868+1)*INDEX(ID!$K$35:$K$46,$B4868),0)","v":38},{"$f":"IF(I4868=\"w\",INDEX(ID!$L$8:$L$31,FBR!$D4868+1)*INDEX(ID!$L$35:$L$46,$B4868),0)","v":0},{"$f":"IF(I4868=\"h\",INDEX(ID!$M$8:$M$31,FBR!$D4868+1)*INDEX(ID!$M$35:$M$46,$B4868),0)","v":38},{"$f":"IF(I4868=\"w\",INDEX(ID!$N$8:$N$31,FBR!$D4868+1)*INDEX(ID!$N$35:$N$46,$B4868),0)","v":0},null,22.442785661553604,0,0,0]
[4862,7,22,13,203,29,"2014-07-22",3,"h",null,{"$f":"IF(I4872=\"h\",INDEX(ID!$K$8:$K$31,FBR!$D4872+1)*INDEX(ID!$K$35:$K$46,$B4872),0)","v":44},{"$f":"IF(I4872=\"w\",INDEX(ID!$L$8:$L$31,FBR!$D4872+1)*INDEX(ID!$L$35:$L$46,$B4872),0)","v":0},{"$f":"IF(I4872=\"h\",INDEX(ID!$M$8:$M$31,FBR!$D4872+1)*INDEX(ID!$M$35:$M$46,$B4872),0)","v":44},{"$f":"IF(I4872=\"w\",INDEX(ID!$N$8:$N$31,FBR!$D4872+1)*INDEX(ID!$N$35:$N$46,$B4872),0)","v":0},null,25.986383397588384,0,0,0]
[{"$f":"A4875+1","v":4866},7,22,17,203,29,{"$f":"DATE(2014,B4876,C4876)","v":"2014-07-22"},3,"h",null,{"$f":"IF(I4876=\"h\",INDEX(ID!$K$8:$K$31,FBR!$D4876+1)*INDEX(ID!$K$35:$K$46,$B4876),0)","v":62},{"$f":"IF(I4876=\"w\",INDEX(ID!$L$8:$L$31,FBR!$D4876+1)*INDEX(ID!$L$35:$L$46,$B4876),0)","v":0},{"$f":"IF(I4876=\"h\",INDEX(ID!$M$8:$M$31,FBR!$D4876+1)*INDEX(ID!$M$35:$M$46,$B4876),0)","v":62},{"$f":"IF(I4876=\"w\",INDEX(ID!$N$8:$N$31,FBR!$D4876+1)*INDEX(ID!$N$35:$N$46,$B4876),0)","v":0},null,36.617176605692727,0,0,0]
[4870,7,22,21,203,29,"2014-07-22",3,"h",null,{"$f":"IF(I4880=\"h\",INDEX(ID!$K$8:$K$31,FBR!$D4880+1)*INDEX(ID!$K$35:$K$46,$B4880),0)","v":50},{"$f":"IF(I4880=\"w\",INDEX(ID!$L$8:$L$31,FBR!$D4880+1)*INDEX(ID!$L$35:$L$46,$B4880),0)","v":0},{"$f":"IF(I4880=\"h\",INDEX(ID!$M$8:$M$31,FBR!$D4880+1)*INDEX(ID!$M$35:$M$46,$B4880),0)","v":50},{"$f":"IF(I4880=\"w\",INDEX(ID!$N$8:$N$31,FBR!$D4880+1)*INDEX(ID!$N$35:$N$46,$B4880),0)","v":0},null,29.529981133623163,0,0,0]
[4873,7,23,0,204,30,"2014-07-23",4,"h",null,{"$f":"IF(I4883=\"h\",INDEX(ID!$K$8:$K$31,FBR!$D4883+1)*INDEX(ID!$K$35:$K$46,$B4883),0)","v":35},{"$f":"IF(I4883=\"w\",INDEX(ID!$L$8:$L$31,FBR!$D4883+1)*INDEX(ID!$L$35:$L$46,$B4883),0)","v":0},{"$f":"IF(I4883=\"h\",INDEX(ID!$M$8:$M$31,FBR!$D4883+1)*INDEX(ID!$M$35:$M$46,$B4883),0)","v":35},{"$f":"IF(I4883=\"w\",INDEX(ID!$N$8:$N$31,FBR!$D4883+1)*INDEX(ID!$N$35:$N$46,$B4883),0)","v":0},null,20.670986793536215,0,0,0]
[4876,7,23,3,204,30,"2014-07-23",4,"h",null,{"$f":"IF(I4886=\"h\",INDEX(ID!$K$8:$K$31,FBR!$D4886+1)*INDEX(ID!$K$35:$K$46,$B4886),0)","v":27},{"$f":"IF(I4886=\"w\",INDEX(ID!$L$8:$L$31,FBR!$D4886+1)*INDEX(ID!$L$35:$L$46,$B4886),0)","v":0},{"$f":"IF(I4886=\"h\",INDEX(ID!$M$8:$M$31,FBR!$D4886+1)*INDEX(ID!$M$35:$M$46,$B4886),0)","v":27},{"$f":"IF(I4886=\"w\",INDEX(ID!$N$8:$N$31,FBR!$D4886+1)*INDEX(ID!$N$35:$N$46,$B4886),0)","v":0},null,15.94618981215651,0,0,0]
[4877,7,23,4,204,30,"2014-07-23",4,"h",null,{"$f":"IF(I4887=\"h\",INDEX(ID!$K$8:$K$31,FBR!$D4887+1)*INDEX(ID!$K$35:$K$46,$B4887),0)","v":27},{"$f":"IF(I4887=\"w\",INDEX(ID!$L$8:$L$31,FBR!$D4887+1)*INDEX(ID!$L$35:$L$46,$B4887),0)","v":0},{"$f":"IF(I4887=\"h\",INDEX(ID!$M$8:$M$31,FBR!$D4887+1)*INDEX(ID!$M$35:$M$46,$B4887),0)","v":27},{"$f":"IF(I4887=\"w\",INDEX(ID!$N$8:$N$31,FBR!$D4887+1)*INDEX(ID!$N$35:$N$46,$B4887),0)","v":0},null,15.94618981215651,0,0,0]
[4883,7,23,10,204,30,"2014-07-23",4,"h",null,{"$f":"IF(I4893=\"h\",INDEX(ID!$K$8:$K$31,FBR!$D4893+1)*INDEX(ID!$K$35:$K$46,$B4893),0)","v":40},{"$f":"IF(I4893=\"w\",INDEX(ID!$L$8:$L$31,FBR!$D4893+1)*INDEX(ID!$L$35:$L$46,$B4893),0)","v":0},{"$f":"IF(I4893=\"h\",INDEX(ID!$M$8:$M$31,FBR!$D4893+1)*INDEX(ID!$M$35:$M$46,$B4893),0)","v":40},{"$f":"IF(I4893=\"w\",INDEX(ID!$N$8:$N$31,FBR!$D4893+1)*INDEX(ID!$N$35:$N$46,$B4893),0)","v":0},null,23.623984906898531,0,0,0]
[4885,7,23,12,204,30,"2014-07-23",4,"h",null,{"$f":"IF(I4895=\"h\",INDEX(ID!$K$8:$K$31,FBR!$D4895+1)*INDEX(ID!$K$35:$K$46,$B4895),0)","v":43},{"$f":"IF(I4895=\"w\",INDEX(ID!$L$8:$L$31,FBR!$D4895+1)*INDEX(ID!$L$35:$L$46,$B4895),0)","v":0},{"$f":"IF(I4895=\"h\",INDEX(ID!$M$8:$M$31,FBR!$D4895+1)*INDEX(ID!$M$35:$M$46,$B4895),0)","v":43},{"$f":"IF(I4895=\"w\",INDEX(ID!$N$8:$N$31,FBR!$D4895+1)*INDEX(ID!$N$35:$N$46,$B4895),0)","v":0},null,25.395783774915923,0,0,0]
[4888,7,23,15,204,30,"2014-07-23",4,"h",null,{"$f":"IF(I4898=\"h\",INDEX(ID!$K$8:$K$31,FBR!$D4898+1)*INDEX(ID!$K$35:$K$46,$B4898),0)","v":50},{"$f":"IF(I4898=\"w\",INDEX(ID!$L$8:$L$31,FBR!$D4898+1)*INDEX(ID!$L$35:$L$46,$B4898),0)","v":0},{"$f":"IF(I4898=\"h\",INDEX(ID!$M$8:$M$31,FBR!$D4898+1)*INDEX(ID!$M$35:$M$46,$B4898),0)","v":50},{"$f":"IF(I4898=\"w\",INDEX(ID!$N$8:$N$31,FBR!$D4898+1)*INDEX(ID!$N$35:$N$46,$B4898),0)","v":0},null,29.529981133623163,0,0,0]
[4891,7,23,18,204,30,"2014-07-23",4,"h",null,{"$f":"IF(I4901=\"h\",INDEX(ID!$K$8:$K$31,FBR!$D4901+1)*INDEX(ID!$K$35:$K$46,$B4901),0)","v":65},{"$f":"IF(I4901=\"w\",INDEX(ID!$L$8:$L$31,FBR!$D4901+1)*INDEX(ID!$L$35:$L$46,$B4901),0)","v":0},{"$f":"IF(I4901=\"h\",INDEX(ID!$M$8:$M$31,FBR!$D4901+1)*INDEX(ID!$M$35:$M$46,$B4901),0)","v":65},{"$f":"IF(I4901=\"w\",INDEX(ID!$N$8:$N$31,FBR!$D4901+1)*INDEX(ID!$N$35:$N$46,$B4901),0)","v":0},null,38.388975473710111,0,0,0]
[4895,7,23,22,204,30,"2014-07-23",4,"h",null,{"$f":"IF(I4905=\"h\",INDEX(ID!$K$8:$K$31,FBR!$D4905+1)*INDEX(ID!$K$35:$K$46,$B4905),0)","v":45},{"$f":"IF(I4905=\"w\",INDEX(ID!$L$8:$L$31,FBR!$D4905+1)*INDEX(ID!$L$35:$L$46,$B4905),0)","v":0},{"$f":"IF(I4905=\"h\",INDEX(ID!$M$8:$M$31,FBR!$D4905+1)*INDEX(ID!$M$35:$M$46,$B4905),0)","v":45},{"$f":"IF(I4905=\"w\",INDEX(ID!$N$8:$N$31,FBR!$D4905+1)*INDEX(ID!$N$35:$N$46,$B4905),0)","v":0},null,26.576983020260847,0,0,0]
[4898,7,24,1,205,30,"2014-07-24",5,"h",null,{"$f":"IF(I4908=\"h\",INDEX(ID!$K$8:$K$31,FBR!$D4908+1)*INDEX(ID!$K$35:$K$46,$B4908),0)","v":30},{"$f":"IF(I4908=\"w\",INDEX(ID!$L$8:$L$31,FBR!$D4908+1)*INDEX(ID!$L$35:$L$46,$B4908),0)","v":0},{"$f":"IF(I4908=\"h\",INDEX(ID!$M$8:$M$31,FBR!$D4908+1)*INDEX(ID!$M$35:$M$46,$B4908),0)","v":30},{"$f":"IF(I4908=\"w\",INDEX(ID!$N$8:$N$31,FBR!$D4908+1)*INDEX(ID!$N$35:$N$46,$B4908),0)","v":0},null,17.717988680173899,0,0,0]
[4901,7,24,4,205,30,"2014-07-24",5,"h",null,{"$f":"IF(I4911=\"h\",INDEX(ID!$K$8:$K$31,FBR!$D4911+1)*INDEX(ID!$K$35:$K$46,$B4911),0)","v":27},{"$f":"IF(I4911=\"w\",INDEX(ID!$L$8:$L$31,FBR!$D4911+1)*INDEX(ID!$L$35:$L$46,$B4911),0)","v":0},{"$f":"IF(I4911=\"h\",INDEX(ID!$M$8:$M$31,FBR!$D4911+1)*INDEX(ID!$M$35:$M$46,$B4911),0)","v":27},{"$f":"IF(I4911=\"w\",INDEX(ID!$N$8:$N$31,FBR!$D4911+1)*INDEX(ID!$N$35:$N$46,$B4911),0)","v":0},null,15.94618981215651,0,0,0]
[4904,7,24,7,205,30,"2014-07-24",5,"h",null,{"$f":"IF(I4914=\"h\",INDEX(ID!$K$8:$K$31,FBR!$D4914+1)*INDEX(ID!$K$35:$K$46,$B4914),0)","v":32},{"$f":"IF(I4914=\"w\",INDEX(ID!$L$8:$L$31,FBR!$D4914+1)*INDEX(ID!$L$35:$L$46,$B4914),0)","v":0},{"$f":"IF(I4914=\"h\",INDEX(ID!$M$8:$M$31,FBR!$D4914+1)*INDEX(ID!$M$35:$M$46,$B4914),0)","v":32},{"$f":"IF(I4914=\"w\",INDEX(ID!$N$8:$N$31,FBR!$D4914+1)*INDEX(ID!$N$35:$N$46,$B4914),0)","v":0},null,18.899187925518824,0,0,0]
[4906,7,24,9,205,{"$f":"F4748+1","v":30},"2014-07-24",5,"h",null,{"$f":"IF(I4916=\"h\",INDEX(ID!$K$8:$K$31,FBR!$D4916+1)*INDEX(ID!$K$35:$K$46,$B4916),0)","v":38},{"$f":"IF(I4916=\"w\",INDEX(ID!$L$8:$L$31,FBR!$D4916+1)*INDEX(ID!$L$35:$L$46,$B4916),0)","v":0},{"$f":"IF(I4916=\"h\",INDEX(ID!$M$8:$M$31,FBR!$D4916+1)*INDEX(ID!$M$35:$M$46,$B4916),0)","v":38},{"$f":"IF(I4916=\"w\",INDEX(ID!$N$8:$N$31,FBR!$D4916+1)*INDEX(ID!$N$35:$N$46,$B4916),0)","v":0},null,22.442785661553604,0,0,0]
[4910,7,24,13,205,30,"2014-07-24",5,"h",null,{"$f":"IF(I4920=\"h\",INDEX(ID!$K$8:$K$31,FBR!$D4920+1)*INDEX(ID!$K$35:$K$46,$B4920),0)","v":44},{"$f":"IF(I4920=\"w\",INDEX(ID!$L$8:$L$31,FBR!$D4920+1)*INDEX(ID!$L$35:$L$46,$B4920),0)","v":0},{"$f":"IF(I4920=\"h\",INDEX(ID!$M$8:$M$31,FBR!$D4920+1)*INDEX(ID!$M$35:$M$46,$B4920),0)","v":44},{"$f":"IF(I4920=\"w\",INDEX(ID!$N$8:$N$31,FBR!$D4920+1)*INDEX(ID!$N$35:$N$46,$B4920),0)","v":0},null,25.986383397588384,0,0,0]
[4913,7,24,16,205,30,"2014-07-24",5,"h",null,{"$f":"IF(I4923=\"h\",INDEX(ID!$K$8:$K$31,FBR!$D4923+1)*INDEX(ID!$K$35:$K$46,$B4923),0)","v":53},{"$f":"IF(I4923=\"w\",INDEX(ID!$L$8:$L$31,FBR!$D4923+1)*INDEX(ID!$L$35:$L$46,$B4923),0)","v":0},{"$f":"IF(I4923=\"h\",INDEX(ID!$M$8:$M$31,FBR!$D4923+1)*INDEX(ID!$M$35:$M$46,$B4923),0)","v":53},{"$f":"IF(I4923=\"w\",INDEX(ID!$N$8:$N$31,FBR!$D4923+1)*INDEX(ID!$N$35:$N$46,$B4923),0)","v":0},null,31.301780001640555,0,0,0]
[4916,7,24,19,205,30,"2014-07-24",5,"h",null,{"$f":"IF(I4926=\"h\",INDEX(ID!$K$8:$K$31,FBR!$D4926+1)*INDEX(ID!$K$35:$K$46,$B4926),0)","v":60},{"$f":"IF(I4926=\"w\",INDEX(ID!$L$8:$L$31,FBR!$D4926+1)*INDEX(ID!$L$35:$L$46,$B4926),0)","v":0},{"$f":"IF(I4926=\"h\",INDEX(ID!$M$8:$M$31,FBR!$D4926+1)*INDEX(ID!$M$35:$M$46,$B4926),0)","v":60},{"$f":"IF(I4926=\"w\",INDEX(ID!$N$8:$N$31,FBR!$D4926+1)*INDEX(ID!$N$35:$N$46,$B4926),0)","v":0},null,35.435977360347799,0,0,0]
[4920,7,24,23,205,30,"2014-07-24",5,"h",null,{"$f":"IF(I4930=\"h\",INDEX(ID!$K$8:$K$31,FBR!$D4930+1)*INDEX(ID!$K$35:$K$46,$B4930),0)","v":40},{"$f":"IF(I4930=\"w\",INDEX(ID!$L$8:$L$31,FBR!$D4930+1)*INDEX(ID!$L$35:$L$46,$B4930),0)","v":0},{"$f":"IF(I4930=\"h\",INDEX(ID!$M$8:$M$31,FBR!$D4930+1)*INDEX(ID!$M$35:$M$46,$B4930),0)","v":40},{"$f":"IF(I4930=\"w\",INDEX(ID!$N$8:$N$31,FBR!$D4930+1)*INDEX(ID!$N$35:$N$46,$B4930),0)","v":0},null,23.623984906898531,0,0,0]
[4923,7,25,2,206,30,"2014-07-25",6,"w",null,{"$f":"IF(I4933=\"h\",INDEX(ID!$K$8:$K$31,FBR!$D4933+1)*INDEX(ID!$K$35:$K$46,$B4933),0)","v":0},{"$f":"IF(I4933=\"w\",INDEX(ID!$L$8:$L$31,FBR!$D4933+1)*INDEX(ID!$L$35:$L$46,$B4933),0)","v":28},{"$f":"IF(I4933=\"h\",INDEX(ID!$M$8:$M$31,FBR!$D4933+1)*INDEX(ID!$M$35:$M$46,$B4933),0)","v":0},{"$f":"IF(I4933=\"w\",INDEX(ID!$N$8:$N$31,FBR!$D4933+1)*INDEX(ID!$N$35:$N$46,$B4933),0)","v":28},null,0,16.536789434828972,0,0]
[4925,7,25,4,206,30,"2014-07-25",6,"w",null,{"$f":"IF(I4935=\"h\",INDEX(ID!$K$8:$K$31,FBR!$D4935+1)*INDEX(ID!$K$35:$K$46,$B4935),0)","v":0},{"$f":"IF(I4935=\"w\",INDEX(ID!$L$8:$L$31,FBR!$D4935+1)*INDEX(ID!$L$35:$L$46,$B4935),0)","v":27},{"$f":"IF(I4935=\"h\",INDEX(ID!$M$8:$M$31,FBR!$D4935+1)*INDEX(ID!$M$35:$M$46,$B4935),0)","v":0},{"$f":"IF(I4935=\"w\",INDEX(ID!$N$8:$N$31,FBR!$D4935+1)*INDEX(ID!$N$35:$N$46,$B4935),0)","v":27},null,0,15.94618981215651,0,0]
[4928,7,25,7,206,30,"2014-07-25",6,"w",null,{"$f":"IF(I4938=\"h\",INDEX(ID!$K$8:$K$31,FBR!$D4938+1)*INDEX(ID!$K$35:$K$46,$B4938),0)","v":0},{"$f":"IF(I4938=\"w\",INDEX(ID!$L$8:$L$31,FBR!$D4938+1)*INDEX(ID!$L$35:$L$46,$B4938),0)","v":32},{"$f":"IF(I4938=\"h\",INDEX(ID!$M$8:$M$31,FBR!$D4938+1)*INDEX(ID!$M$35:$M$46,$B4938),0)","v":0},{"$f":"IF(I4938=\"w\",INDEX(ID!$N$8:$N$31,FBR!$D4938+1)*INDEX(ID!$N$35:$N$46,$B4938),0)","v":32},null,0,18.899187925518824,0,0]
[4931,7,25,10,206,30,"2014-07-25",6,"w",null,{"$f":"IF(I4941=\"h\",INDEX(ID!$K$8:$K$31,FBR!$D4941+1)*INDEX(ID!$K$35:$K$46,$B4941),0)","v":0},{"$f":"IF(I4941=\"w\",INDEX(ID!$L$8:$L$31,FBR!$D4941+1)*INDEX(ID!$L$35:$L$46,$B4941),0)","v":40},{"$f":"IF(I4941=\"h\",INDEX(ID!$M$8:$M$31,FBR!$D4941+1)*INDEX(ID!$M$35:$M$46,$B4941),0)","v":0},{"$f":"IF(I4941=\"w\",INDEX(ID!$N$8:$N$31,FBR!$D4941+1)*INDEX(ID!$N$35:$N$46,$B4941),0)","v":40},null,0,23.623984906898531,0,0]
[4935,7,25,14,206,30,"2014-07-25",6,"w",null,{"$f":"IF(I4945=\"h\",INDEX(ID!$K$8:$K$31,FBR!$D4945+1)*INDEX(ID!$K$35:$K$46,$B4945),0)","v":0},{"$f":"IF(I4945=\"w\",INDEX(ID!$L$8:$L$31,FBR!$D4945+1)*INDEX(ID!$L$35:$L$46,$B4945),0)","v":47},{"$f":"IF(I4945=\"h\",INDEX(ID!$M$8:$M$31,FBR!$D4945+1)*INDEX(ID!$M$35:$M$46,$B4945),0)","v":0},{"$f":"IF(I4945=\"w\",INDEX(ID!$N$8:$N$31,FBR!$D4945+1)*INDEX(ID!$N$35:$N$46,$B4945),0)","v":47},null,0,27.758182265605775,0,0]
[4938,7,25,17,206,30,"2014-07-25",6,"w",null,{"$f":"IF(I4948=\"h\",INDEX(ID!$K$8:$K$31,FBR!$D4948+1)*INDEX(ID!$K$35:$K$46,$B4948),0)","v":0},{"$f":"IF(I4948=\"w\",INDEX(ID!$L$8:$L$31,FBR!$D4948+1)*INDEX(ID!$L$35:$L$46,$B4948),0)","v":62},{"$f":"IF(I4948=\"h\",INDEX(ID!$M$8:$M$31,FBR!$D4948+1)*INDEX(ID!$M$35:$M$46,$B4948),0)","v":0},{"$f":"IF(I4948=\"w\",INDEX(ID!$N$8:$N$31,FBR!$D4948+1)*INDEX(ID!$N$35:$N$46,$B4948),0)","v":62},null,0,36.617176605692727,0,0]
[4941,7,25,20,206,30,"2014-07-25",6,"w",null,{"$f":"IF(I4951=\"h\",INDEX(ID!$K$8:$K$31,FBR!$D4951+1)*INDEX(ID!$K$35:$K$46,$B4951),0)","v":0},{"$f":"IF(I4951=\"w\",INDEX(ID!$L$8:$L$31,FBR!$D4951+1)*INDEX(ID!$L$35:$L$46,$B4951),0)","v":53},{"$f":"IF(I4951=\"h\",INDEX(ID!$M$8:$M$31,FBR!$D4951+1)*INDEX(ID!$M$35:$M$46,$B4951),0)","v":0},{"$f":"IF(I4951=\"w\",INDEX(ID!$N$8:$N$31,FBR!$D4951+1)*INDEX(ID!$N$35:$N$46,$B4951),0)","v":53},null,0,31.301780001640555,0,0]
[4945,7,26,0,207,30,"2014-07-26",7,"w",null,{"$f":"IF(I4955=\"h\",INDEX(ID!$K$8:$K$31,FBR!$D4955+1)*INDEX(ID!$K$35:$K$46,$B4955),0)","v":0},{"$f":"IF(I4955=\"w\",INDEX(ID!$L$8:$L$31,FBR!$D4955+1)*INDEX(ID!$L$35:$L$46,$B4955),0)","v":35},{"$f":"IF(I4955=\"h\",INDEX(ID!$M$8:$M$31,FBR!$D4955+1)*INDEX(ID!$M$35:$M$46,$B4955),0)","v":0},{"$f":"IF(I4955=\"w\",INDEX(ID!$N$8:$N$31,FBR!$D4955+1)*INDEX(ID!$N$35:$N$46,$B4955),0)","v":35},null,0,20.670986793536215,0,0]
[4946,7,26,1,207,30,"2014-07-26",7,"w",null,{"$f":"IF(I4956=\"h\",INDEX(ID!$K$8:$K$31,FBR!$D4956+1)*INDEX(ID!$K$35:$K$46,$B4956),0)","v":0},{"$f":"IF(I4956=\"w\",INDEX(ID!$L$8:$L$31,FBR!$D4956+1)*INDEX(ID!$L$35:$L$46,$B4956),0)","v":30},{"$f":"IF(I4956=\"h\",INDEX(ID!$M$8:$M$31,FBR!$D4956+1)*INDEX(ID!$M$35:$M$46,$B4956),0)","v":0},{"$f":"IF(I4956=\"w\",INDEX(ID!$N$8:$N$31,FBR!$D4956+1)*INDEX(ID!$N$35:$N$46,$B4956),0)","v":30},null,0,17.717988680173899,0,0]
[4950,7,26,5,207,30,"2014-07-26",7,"w",null,{"$f":"IF(I4960=\"h\",INDEX(ID!$K$8:$K$31,FBR!$D4960+1)*INDEX(ID!$K$35:$K$46,$B4960),0)","v":0},{"$f":"IF(I4960=\"w\",INDEX(ID!$L$8:$L$31,FBR!$D4960+1)*INDEX(ID!$L$35:$L$46,$B4960),0)","v":27},{"$f":"IF(I4960=\"h\",INDEX(ID!$M$8:$M$31,FBR!$D4960+1)*INDEX(ID!$M$35:$M$46,$B4960),0)","v":0},{"$f":"IF(I4960=\"w\",INDEX(ID!$N$8:$N$31,FBR!$D4960+1)*INDEX(ID!$N$35:$N$46,$B4960),0)","v":27},null,0,15.94618981215651,0,0]
[4953,7,26,8,207,30,"2014-07-26",7,"w",null,{"$f":"IF(I4963=\"h\",INDEX(ID!$K$8:$K$31,FBR!$D4963+1)*INDEX(ID!$K$35:$K$46,$B4963),0)","v":0},{"$f":"IF(I4963=\"w\",INDEX(ID!$L$8:$L$31,FBR!$D4963+1)*INDEX(ID!$L$35:$L$46,$B4963),0)","v":35},{"$f":"IF(I4963=\"h\",INDEX(ID!$M$8:$M$31,FBR!$D4963+1)*INDEX(ID!$M$35:$M$46,$B4963),0)","v":0},{"$f":"IF(I4963=\"w\",INDEX(ID!$N$8:$N$31,FBR!$D4963+1)*INDEX(ID!$N$35:$N$46,$B4963),0)","v":35},null,0,20.670986793536215,0,0]
[4956,7,26,11,207,30,"2014-07-26",7,"w",null,{"$f":"IF(I4966=\"h\",INDEX(ID!$K$8:$K$31,FBR!$D4966+1)*INDEX(ID!$K$35:$K$46,$B4966),0)","v":0},{"$f":"IF(I4966=\"w\",INDEX(ID!$L$8:$L$31,FBR!$D4966+1)*INDEX(ID!$L$35:$L$46,$B4966),0)","v":42},{"$f":"IF(I4966=\"h\",INDEX(ID!$M$8:$M$31,FBR!$D4966+1)*INDEX(ID!$M$35:$M$46,$B4966),0)","v":0},{"$f":"IF(I4966=\"w\",INDEX(ID!$N$8:$N$31,FBR!$D4966+1)*INDEX(ID!$N$35:$N$46,$B4966),0)","v":42},null,0,24.805184152243459,0,0]
[4960,7,26,15,207,30,"2014-07-26",7,"w",null,{"$f":"IF(I4970=\"h\",INDEX(ID!$K$8:$K$31,FBR!$D4970+1)*INDEX(ID!$K$35:$K$46,$B4970),0)","v":0},{"$f":"IF(I4970=\"w\",INDEX(ID!$L$8:$L$31,FBR!$D4970+1)*INDEX(ID!$L$35:$L$46,$B4970),0)","v":50},{"$f":"IF(I4970=\"h\",INDEX(ID!$M$8:$M$31,FBR!$D4970+1)*INDEX(ID!$M$35:$M$46,$B4970),0)","v":0},{"$f":"IF(I4970=\"w\",INDEX(ID!$N$8:$N$31,FBR!$D4970+1)*INDEX(ID!$N$35:$N$46,$B4970),0)","v":50},null,0,29.529981133623163,0,0]
[4963,7,26,18,207,30,"2014-07-26",7,"w",null,{"$f":"IF(I4973=\"h\",INDEX(ID!$K$8:$K$31,FBR!$D4973+1)*INDEX(ID!$K$35:$K$46,$B4973),0)","v":0},{"$f":"IF(I4973=\"w\",INDEX(ID!$L$8:$L$31,FBR!$D4973+1)*INDEX(ID!$L$35:$L$46,$B4973),0)","v":65},{"$f":"IF(I4973=\"h\",INDEX(ID!$M$8:$M$31,FBR!$D4973+1)*INDEX(ID!$M$35:$M$46,$B4973),0)","v":0},{"$f":"IF(I4973=\"w\",INDEX(ID!$N$8:$N$31,FBR!$D4973+1)*INDEX(ID!$N$35:$N$46,$B4973),0)","v":65},null,0,38.388975473710111,0,0]
[4967,7,26,22,207,30,"2014-07-26",7,"w",null,{"$f":"IF(I4977=\"h\",INDEX(ID!$K$8:$K$31,FBR!$D4977+1)*INDEX(ID!$K$35:$K$46,$B4977),0)","v":0},{"$f":"IF(I4977=\"w\",INDEX(ID!$L$8:$L$31,FBR!$D4977+1)*INDEX(ID!$L$35:$L$46,$B4977),0)","v":45},{"$f":"IF(I4977=\"h\",INDEX(ID!$M$8:$M$31,FBR!$D4977+1)*INDEX(ID!$M$35:$M$46,$B4977),0)","v":0},{"$f":"IF(I4977=\"w\",INDEX(ID!$N$8:$N$31,FBR!$D4977+1)*INDEX(ID!$N$35:$N$46,$B4977),0)","v":45},null,0,26.576983020260847,0,0]
[4971,7,27,2,208,30,"2014-07-27",1,"h",null,{"$f":"IF(I4981=\"h\",INDEX(ID!$K$8:$K$31,FBR!$D4981+1)*INDEX(ID!$K$35:$K$46,$B4981),0)","v":28},{"$f":"IF(I4981=\"w\",INDEX(ID!$L$8:$L$31,FBR!$D4981+1)*INDEX(ID!$L$35:$L$46,$B4981),0)","v":0},{"$f":"IF(I4981=\"h\",INDEX(ID!$M$8:$M$31,FBR!$D4981+1)*INDEX(ID!$M$35:$M$46,$B4981),0)","v":28},{"$f":"IF(I4981=\"w\",INDEX(ID!$N$8:$N$31,FBR!$D4981+1)*INDEX(ID!$N$35:$N$46,$B4981),0)","v":0},null,16.536789434828972,0,0,0]
[4974,7,27,5,208,30,"2014-07-27",1,"h",null,{"$f":"IF(I4984=\"h\",INDEX(ID!$K$8:$K$31,FBR!$D4984+1)*INDEX(ID!$K$35:$K$46,$B4984),0)","v":27},{"$f":"IF(I4984=\"w\",INDEX(ID!$L$8:$L$31,FBR!$D4984+1)*INDEX(ID!$L$35:$L$46,$B4984),0)","v":0},{"$f":"IF(I4984=\"h\",INDEX(ID!$M$8:$M$31,FBR!$D4984+1)*INDEX(ID!$M$35:$M$46,$B4984),0)","v":27},{"$f":"IF(I4984=\"w\",INDEX(ID!$N$8:$N$31,FBR!$D4984+1)*INDEX(ID!$N$35:$N$46,$B4984),0)","v":0},null,15.94618981215651,0,0,0]
[4975,7,27,6,208,30,"2014-07-27",1,"h",null,{"$f":"IF(I4985=\"h\",INDEX(ID!$K$8:$K$31,FBR!$D4985+1)*INDEX(ID!$K$35:$K$46,$B4985),0)","v":29},{"$f":"IF(I4985=\"w\",INDEX(ID!$L$8:$L$31,FBR!$D4985+1)*INDEX(ID!$L$35:$L$46,$B4985),0)","v":0},{"$f":"IF(I4985=\"h\",INDEX(ID!$M$8:$M$31,FBR!$D4985+1)*INDEX(ID!$M$35:$M$46,$B4985),0)","v":29},{"$f":"IF(I4985=\"w\",INDEX(ID!$N$8:$N$31,FBR!$D4985+1)*INDEX(ID!$N$35:$N$46,$B4985),0)","v":0},null,17.127389057501436,0,0,0]
[4978,7,27,9,208,30,"2014-07-27",1,"h",null,{"$f":"IF(I4988=\"h\",INDEX(ID!$K$8:$K$31,FBR!$D4988+1)*INDEX(ID!$K$35:$K$46,$B4988),0)","v":38},{"$f":"IF(I4988=\"w\",INDEX(ID!$L$8:$L$31,FBR!$D4988+1)*INDEX(ID!$L$35:$L$46,$B4988),0)","v":0},{"$f":"IF(I4988=\"h\",INDEX(ID!$M$8:$M$31,FBR!$D4988+1)*INDEX(ID!$M$35:$M$46,$B4988),0)","v":38},{"$f":"IF(I4988=\"w\",INDEX(ID!$N$8:$N$31,FBR!$D4988+1)*INDEX(ID!$N$35:$N$46,$B4988),0)","v":0},null,22.442785661553604,0,0,0]
[4981,7,27,12,208,30,"2014-07-27",1,"h",null,{"$f":"IF(I4991=\"h\",INDEX(ID!$K$8:$K$31,FBR!$D4991+1)*INDEX(ID!$K$35:$K$46,$B4991),0)","v":43},{"$f":"IF(I4991=\"w\",INDEX(ID!$L$8:$L$31,FBR!$D4991+1)*INDEX(ID!$L$35:$L$46,$B4991),0)","v":0},{"$f":"IF(I4991=\"h\",INDEX(ID!$M$8:$M$31,FBR!$D4991+1)*INDEX(ID!$M$35:$M$46,$B4991),0)","v":43},{"$f":"IF(I4991=\"w\",INDEX(ID!$N$8:$N$31,FBR!$D4991+1)*INDEX(ID!$N$35:$N$46,$B4991),0)","v":0},null,25.395783774915923,0,0,0]
[4985,7,27,16,208,30,"2014-07-27",1,"h",null,{"$f":"IF(I4995=\"h\",INDEX(ID!$K$8:$K$31,FBR!$D4995+1)*INDEX(ID!$K$35:$K$46,$B4995),0)","v":53},{"$f":"IF(I4995=\"w\",INDEX(ID!$L$8:$L$31,FBR!$D4995+1)*INDEX(ID!$L$35:$L$46,$B4995),0)","v":0},{"$f":"IF(I4995=\"h\",INDEX(ID!$M$8:$M$31,FBR!$D4995+1)*INDEX(ID!$M$35:$M$46,$B4995),0)","v":53},{"$f":"IF(I4995=\"w\",INDEX(ID!$N$8:$N$31,FBR!$D4995+1)*INDEX(ID!$N$35:$N$46,$B4995),0)","v":0},null,31.301780001640555,0,0,0]
[4988,7,27,19,208,30,"2014-07-27",1,"h",null,{"$f":"IF(I4998=\"h\",INDEX(ID!$K$8:$K$31,FBR!$D4998+1)*INDEX(ID!$K$35:$K$46,$B4998),0)","v":60},{"$f":"IF(I4998=\"w\",INDEX(ID!$L$8:$L$31,FBR!$D4998+1)*INDEX(ID!$L$35:$L$46,$B4998),0)","v":0},{"$f":"IF(I4998=\"h\",INDEX(ID!$M$8:$M$31,FBR!$D4998+1)*INDEX(ID!$M$35:$M$46,$B4998),0)","v":60},{"$f":"IF(I4998=\"w\",INDEX(ID!$N$8:$N$31,FBR!$D4998+1)*INDEX(ID!$N$35:$N$46,$B4998),0)","v":0},null,35.435977360347799,0,0,0]
[4993,7,28,0,209,30,"2014-07-28",{"$f":"WEEKDAY(G5003)","v":2},{"$f":"IF(OR(H5003=6,H5003=7),\"w\",\"h\")","v":"h"},null,{"$f":"IF(I5003=\"h\",INDEX(ID!$K$8:$K$31,FBR!$D5003+1)*INDEX(ID!$K$35:$K$46,$B5003),0)","v":35},{"$f":"IF(I5003=\"w\",INDEX(ID!$L$8:$L$31,FBR!$D5003+1)*INDEX(ID!$L$35:$L$46,$B5003),0)","v":0},{"$f":"IF(I5003=\"h\",INDEX(ID!$M$8:$M$31,FBR!$D5003+1)*INDEX(ID!$M$35:$M$46,$B5003),0)","v":35},{"$f":"IF(I5003=\"w\",INDEX(ID!$N$8:$N$31,FBR!$D5003+1)*INDEX(ID!$N$35:$N$46,$B5003),0)","v":0},null,{"$f":"K5003*(indvforbrug*antalbrugere)/($K$8789+$L$8789)","v":20.670986793536215},{"$f":"L5003*indvforbrug*antalbrugere/($K$8789+$L$8789)","v":0},{"$f":"M5003*fællesforbrug/($M$8789+$N$8789)","v":0},{"$f":"N5003*fællesforbrug/($M$8789+$N$8789)","v":0}]
[4996,7,28,3,209,30,"2014-07-28",2,"h",null,{"$f":"IF(I5006=\"h\",INDEX(ID!$K$8:$K$31,FBR!$D5006+1)*INDEX(ID!$K$35:$K$46,$B5006),0)","v":27},{"$f":"IF(I5006=\"w\",INDEX(ID!$L$8:$L$31,FBR!$D5006+1)*INDEX(ID!$L$35:$L$46,$B5006),0)","v":0},{"$f":"IF(I5006=\"h\",INDEX(ID!$M$8:$M$31,FBR!$D5006+1)*INDEX(ID!$M$35:$M$46,$B5006),0)","v":27},{"$f":"IF(I5006=\"w\",INDEX(ID!$N$8:$N$31,FBR!$D5006+1)*INDEX(ID!$N$35:$N$46,$B5006),0)","v":0},null,15.94618981215651,0,0,0]
[4999,7,28,6,209,30,"2014-07-28",2,"h",null,{"$f":"IF(I5009=\"h\",INDEX(ID!$K$8:$K$31,FBR!$D5009+1)*INDEX(ID!$K$35:$K$46,$B5009),0)","v":29},{"$f":"IF(I5009=\"w\",INDEX(ID!$L$8:$L$31,FBR!$D5009+1)*INDEX(ID!$L$35:$L$46,$B5009),0)","v":0},{"$f":"IF(I5009=\"h\",INDEX(ID!$M$8:$M$31,FBR!$D5009+1)*INDEX(ID!$M$35:$M$46,$B5009),0)","v":29},{"$f":"IF(I5009=\"w\",INDEX(ID!$N$8:$N$31,FBR!$D5009+1)*INDEX(ID!$N$35:$N$46,$B5009),0)","v":0},null,17.127389057501436,0,0,0]
[5000,7,28,7,209,30,"2014-07-28",2,"h",null,{"$f":"IF(I5010=\"h\",INDEX(ID!$K$8:$K$31,FBR!$D5010+1)*INDEX(ID!$K$35:$K$46,$B5010),0)","v":32},{"$f":"IF(I5010=\"w\",INDEX(ID!$L$8:$L$31,FBR!$D5010+1)*INDEX(ID!$L$35:$L$46,$B5010),0)","v":0},{"$f":"IF(I5010=\"h\",INDEX(ID!$M$8:$M$31,FBR!$D5010+1)*INDEX(ID!$M$35:$M$46,$B5010),0)","v":32},{"$f":"IF(I5010=\"w\",INDEX(ID!$N$8:$N$31,FBR!$D5010+1)*INDEX(ID!$N$35:$N$46,$B5010),0)","v":0},null,18.899187925518824,0,0,0]
[5003,7,28,10,209,30,"2014-07-28",2,"h",null,{"$f":"IF(I5013=\"h\",INDEX(ID!$K$8:$K$31,FBR!$D5013+1)*INDEX(ID!$K$35:$K$46,$B5013),0)","v":40},{"$f":"IF(I5013=\"w\",INDEX(ID!$L$8:$L$31,FBR!$D5013+1)*INDEX(ID!$L$35:$L$46,$B5013),0)","v":0},{"$f":"IF(I5013=\"h\",INDEX(ID!$M$8:$M$31,FBR!$D5013+1)*INDEX(ID!$M$35:$M$46,$B5013),0)","v":40},{"$f":"IF(I5013=\"w\",INDEX(ID!$N$8:$N$31,FBR!$D5013+1)*INDEX(ID!$N$35:$N$46,$B5013),0)","v":0},null,23.623984906898531,0,0,0]
[5006,7,28,13,209,30,"2014-07-28",2,"h",null,{"$f":"IF(I5016=\"h\",INDEX(ID!$K$8:$K$31,FBR!$D5016+1)*INDEX(ID!$K$35:$K$46,$B5016),0)","v":44},{"$f":"IF(I5016=\"w\",INDEX(ID!$L$8:$L$31,FBR!$D5016+1)*INDEX(ID!$L$35:$L$46,$B5016),0)","v":0},{"$f":"IF(I5016=\"h\",INDEX(ID!$M$8:$M$31,FBR!$D5016+1)*INDEX(ID!$M$35:$M$46,$B5016),0)","v":44},{"$f":"IF(I5016=\"w\",INDEX(ID!$N$8:$N$31,FBR!$D5016+1)*INDEX(ID!$N$35:$N$46,$B5016),0)","v":0},null,25.986383397588384,0,0,0]
[5009,7,28,16,209,30,"2014-07-28",2,"h",null,{"$f":"IF(I5019=\"h\",INDEX(ID!$K$8:$K$31,FBR!$D5019+1)*INDEX(ID!$K$35:$K$46,$B5019),0)","v":53},{"$f":"IF(I5019=\"w\",INDEX(ID!$L$8:$L$31,FBR!$D5019+1)*INDEX(ID!$L$35:$L$46,$B5019),0)","v":0},{"$f":"IF(I5019=\"h\",INDEX(ID!$M$8:$M$31,FBR!$D5019+1)*INDEX(ID!$M$35:$M$46,$B5019),0)","v":53},{"$f":"IF(I5019=\"w\",INDEX(ID!$N$8:$N$31,FBR!$D5019+1)*INDEX(ID!$N$35:$N$46,$B5019),0)","v":0},null,31.301780001640555,0,0,0]
[5014,7,28,21,209,30,"2014-07-28",2,"h",null,{"$f":"IF(I5024=\"h\",INDEX(ID!$K$8:$K$31,FBR!$D5024+1)*INDEX(ID!$K$35:$K$46,$B5024),0)","v":50},{"$f":"IF(I5024=\"w\",INDEX(ID!$L$8:$L$31,FBR!$D5024+1)*INDEX(ID!$L$35:$L$46,$B5024),0)","v":0},{"$f":"IF(I5024=\"h\",INDEX(ID!$M$8:$M$31,FBR!$D5024+1)*INDEX(ID!$M$35:$M$46,$B5024),0)","v":50},{"$f":"IF(I5024=\"w\",INDEX(ID!$N$8:$N$31,FBR!$D5024+1)*INDEX(ID!$N$35:$N$46,$B5024),0)","v":0},null,29.529981133623163,0,0,0]
[5018,7,29,1,{"$f":"E5004+1","v":210},30,"2014-07-29",3,"h",null,{"$f":"IF(I5028=\"h\",INDEX(ID!$K$8:$K$31,FBR!$D5028+1)*INDEX(ID!$K$35:$K$46,$B5028),0)","v":30},{"$f":"IF(I5028=\"w\",INDEX(ID!$L$8:$L$31,FBR!$D5028+1)*INDEX(ID!$L$35:$L$46,$B5028),0)","v":0},{"$f":"IF(I5028=\"h\",INDEX(ID!$M$8:$M$31,FBR!$D5028+1)*INDEX(ID!$M$35:$M$46,$B5028),0)","v":30},{"$f":"IF(I5028=\"w\",INDEX(ID!$N$8:$N$31,FBR!$D5028+1)*INDEX(ID!$N$35:$N$46,$B5028),0)","v":0},null,17.717988680173899,0,0,0]
[5021,7,29,4,210,30,"2014-07-29",3,"h",null,{"$f":"IF(I5031=\"h\",INDEX(ID!$K$8:$K$31,FBR!$D5031+1)*INDEX(ID!$K$35:$K$46,$B5031),0)","v":27},{"$f":"IF(I5031=\"w\",INDEX(ID!$L$8:$L$31,FBR!$D5031+1)*INDEX(ID!$L$35:$L$46,$B5031),0)","v":0},{"$f":"IF(I5031=\"h\",INDEX(ID!$M$8:$M$31,FBR!$D5031+1)*INDEX(ID!$M$35:$M$46,$B5031),0)","v":27},{"$f":"IF(I5031=\"w\",INDEX(ID!$N$8:$N$31,FBR!$D5031+1)*INDEX(ID!$N$35:$N$46,$B5031),0)","v":0},null,15.94618981215651,0,0,0]
[5024,7,29,7,210,30,"2014-07-29",3,"h",null,{"$f":"IF(I5034=\"h\",INDEX(ID!$K$8:$K$31,FBR!$D5034+1)*INDEX(ID!$K$35:$K$46,$B5034),0)","v":32},{"$f":"IF(I5034=\"w\",INDEX(ID!$L$8:$L$31,FBR!$D5034+1)*INDEX(ID!$L$35:$L$46,$B5034),0)","v":0},{"$f":"IF(I5034=\"h\",INDEX(ID!$M$8:$M$31,FBR!$D5034+1)*INDEX(ID!$M$35:$M$46,$B5034),0)","v":32},{"$f":"IF(I5034=\"w\",INDEX(ID!$N$8:$N$31,FBR!$D5034+1)*INDEX(ID!$N$35:$N$46,$B5034),0)","v":0},null,18.899187925518824,0,0,0]
[5025,7,29,8,210,30,"2014-07-29",3,"h",null,{"$f":"IF(I5035=\"h\",INDEX(ID!$K$8:$K$31,FBR!$D5035+1)*INDEX(ID!$K$35:$K$46,$B5035),0)","v":35},{"$f":"IF(I5035=\"w\",INDEX(ID!$L$8:$L$31,FBR!$D5035+1)*INDEX(ID!$L$35:$L$46,$B5035),0)","v":0},{"$f":"IF(I5035=\"h\",INDEX(ID!$M$8:$M$31,FBR!$D5035+1)*INDEX(ID!$M$35:$M$46,$B5035),0)","v":35},{"$f":"IF(I5035=\"w\",INDEX(ID!$N$8:$N$31,FBR!$D5035+1)*INDEX(ID!$N$35:$N$46,$B5035),0)","v":0},null,20.670986793536215,0,0,0]
[5028,7,29,11,210,30,"2014-07-29",3,"h",null,{"$f":"IF(I5038=\"h\",INDEX(ID!$K$8:$K$31,FBR!$D5038+1)*INDEX(ID!$K$35:$K$46,$B5038),0)","v":42},{"$f":"IF(I5038=\"w\",INDEX(ID!$L$8:$L$31,FBR!$D5038+1)*INDEX(ID!$L$35:$L$46,$B5038),0)","v":0},{"$f":"IF(I5038=\"h\",INDEX(ID!$M$8:$M$31,FBR!$D5038+1)*INDEX(ID!$M$35:$M$46,$B5038),0)","v":42},{"$f":"IF(I5038=\"w\",INDEX(ID!$N$8:$N$31,FBR!$D5038+1)*INDEX(ID!$N$35:$N$46,$B5038),0)","v":0},null,24.805184152243459,0,0,0]
[5034,7,29,17,210,{"$f":"F4876+1","v":30},"2014-07-29",3,"h",null,{"$f":"IF(I5044=\"h\",INDEX(ID!$K$8:$K$31,FBR!$D5044+1)*INDEX(ID!$K$35:$K$46,$B5044),0)","v":62},{"$f":"IF(I5044=\"w\",INDEX(ID!$L$8:$L$31,FBR!$D5044+1)*INDEX(ID!$L$35:$L$46,$B5044),0)","v":0},{"$f":"IF(I5044=\"h\",INDEX(ID!$M$8:$M$31,FBR!$D5044+1)*INDEX(ID!$M$35:$M$46,$B5044),0)","v":62},{"$f":"IF(I5044=\"w\",INDEX(ID!$N$8:$N$31,FBR!$D5044+1)*INDEX(ID!$N$35:$N$46,$B5044),0)","v":0},null,36.617176605692727,0,0,0]
[5036,7,29,19,210,30,"2014-07-29",3,"h",null,{"$f":"IF(I5046=\"h\",INDEX(ID!$K$8:$K$31,FBR!$D5046+1)*INDEX(ID!$K$35:$K$46,$B5046),0)","v":60},{"$f":"IF(I5046=\"w\",INDEX(ID!$L$8:$L$31,FBR!$D5046+1)*INDEX(ID!$L$35:$L$46,$B5046),0)","v":0},{"$f":"IF(I5046=\"h\",INDEX(ID!$M$8:$M$31,FBR!$D5046+1)*INDEX(ID!$M$35:$M$46,$B5046),0)","v":60},{"$f":"IF(I5046=\"w\",INDEX(ID!$N$8:$N$31,FBR!$D5046+1)*INDEX(ID!$N$35:$N$46,$B5046),0)","v":0},null,35.435977360347799,0,0,0]
[5039,7,29,22,210,30,"2014-07-29",3,"h",null,{"$f":"IF(I5049=\"h\",INDEX(ID!$K$8:$K$31,FBR!$D5049+1)*INDEX(ID!$K$35:$K$46,$B5049),0)","v":45},{"$f":"IF(I5049=\"w\",INDEX(ID!$L$8:$L$31,FBR!$D5049+1)*INDEX(ID!$L$35:$L$46,$B5049),0)","v":0},{"$f":"IF(I5049=\"h\",INDEX(ID!$M$8:$M$31,FBR!$D5049+1)*INDEX(ID!$M$35:$M$46,$B5049),0)","v":45},{"$f":"IF(I5049=\"w\",INDEX(ID!$N$8:$N$31,FBR!$D5049+1)*INDEX(ID!$N$35:$N$46,$B5049),0)","v":0},null,26.576983020260847,0,0,0]
[5043,7,30,2,211,31,"2014-07-30",4,"h",null,{"$f":"IF(I5053=\"h\",INDEX(ID!$K$8:$K$31,FBR!$D5053+1)*INDEX(ID!$K$35:$K$46,$B5053),0)","v":28},{"$f":"IF(I5053=\"w\",INDEX(ID!$L$8:$L$31,FBR!$D5053+1)*INDEX(ID!$L$35:$L$46,$B5053),0)","v":0},{"$f":"IF(I5053=\"h\",INDEX(ID!$M$8:$M$31,FBR!$D5053+1)*INDEX(ID!$M$35:$M$46,$B5053),0)","v":28},{"$f":"IF(I5053=\"w\",INDEX(ID!$N$8:$N$31,FBR!$D5053+1)*INDEX(ID!$N$35:$N$46,$B5053),0)","v":0},null,16.536789434828972,0,0,0]
[5046,7,30,5,211,31,"2014-07-30",4,"h",null,{"$f":"IF(I5056=\"h\",INDEX(ID!$K$8:$K$31,FBR!$D5056+1)*INDEX(ID!$K$35:$K$46,$B5056),0)","v":27},{"$f":"IF(I5056=\"w\",INDEX(ID!$L$8:$L$31,FBR!$D5056+1)*INDEX(ID!$L$35:$L$46,$B5056),0)","v":0},{"$f":"IF(I5056=\"h\",INDEX(ID!$M$8:$M$31,FBR!$D5056+1)*INDEX(ID!$M$35:$M$46,$B5056),0)","v":27},{"$f":"IF(I5056=\"w\",INDEX(ID!$N$8:$N$31,FBR!$D5056+1)*INDEX(ID!$N$35:$N$46,$B5056),0)","v":0},null,15.94618981215651,0,0,0]
[5049,7,30,8,211,31,"2014-07-30",4,"h",null,{"$f":"IF(I5059=\"h\",INDEX(ID!$K$8:$K$31,FBR!$D5059+1)*INDEX(ID!$K$35:$K$46,$B5059),0)","v":35},{"$f":"IF(I5059=\"w\",INDEX(ID!$L$8:$L$31,FBR!$D5059+1)*INDEX(ID!$L$35:$L$46,$B5059),0)","v":0},{"$f":"IF(I5059=\"h\",INDEX(ID!$M$8:$M$31,FBR!$D5059+1)*INDEX(ID!$M$35:$M$46,$B5059),0)","v":35},{"$f":"IF(I5059=\"w\",INDEX(ID!$N$8:$N$31,FBR!$D5059+1)*INDEX(ID!$N$35:$N$46,$B5059),0)","v":0},null,20.670986793536215,0,0,0]
[5051,7,30,10,211,31,"2014-07-30",4,"h",null,{"$f":"IF(I5061=\"h\",INDEX(ID!$K$8:$K$31,FBR!$D5061+1)*INDEX(ID!$K$35:$K$46,$B5061),0)","v":40},{"$f":"IF(I5061=\"w\",INDEX(ID!$L$8:$L$31,FBR!$D5061+1)*INDEX(ID!$L$35:$L$46,$B5061),0)","v":0},{"$f":"IF(I5061=\"h\",INDEX(ID!$M$8:$M$31,FBR!$D5061+1)*INDEX(ID!$M$35:$M$46,$B5061),0)","v":40},{"$f":"IF(I5061=\"w\",INDEX(ID!$N$8:$N$31,FBR!$D5061+1)*INDEX(ID!$N$35:$N$46,$B5061),0)","v":0},null,23.623984906898531,0,0,0]
[5054,7,30,13,211,31,"2014-07-30",4,"h",null,{"$f":"IF(I5064=\"h\",INDEX(ID!$K$8:$K$31,FBR!$D5064+1)*INDEX(ID!$K$35:$K$46,$B5064),0)","v":44},{"$f":"IF(I5064=\"w\",INDEX(ID!$L$8:$L$31,FBR!$D5064+1)*INDEX(ID!$L$35:$L$46,$B5064),0)","v":0},{"$f":"IF(I5064=\"h\",INDEX(ID!$M$8:$M$31,FBR!$D5064+1)*INDEX(ID!$M$35:$M$46,$B5064),0)","v":44},{"$f":"IF(I5064=\"w\",INDEX(ID!$N$8:$N$31,FBR!$D5064+1)*INDEX(ID!$N$35:$N$46,$B5064),0)","v":0},null,25.986383397588384,0,0,0]
[{"$f":"A5067+1","v":5058},7,30,17,211,31,{"$f":"DATE(2014,B5068,C5068)","v":"2014-07-30"},4,"h",null,{"$f":"IF(I5068=\"h\",INDEX(ID!$K$8:$K$31,FBR!$D5068+1)*INDEX(ID!$K$35:$K$46,$B5068),0)","v":62},{"$f":"IF(I5068=\"w\",INDEX(ID!$L$8:$L$31,FBR!$D5068+1)*INDEX(ID!$L$35:$L$46,$B5068),0)","v":0},{"$f":"IF(I5068=\"h\",INDEX(ID!$M$8:$M$31,FBR!$D5068+1)*INDEX(ID!$M$35:$M$46,$B5068),0)","v":62},{"$f":"IF(I5068=\"w\",INDEX(ID!$N$8:$N$31,FBR!$D5068+1)*INDEX(ID!$N$35:$N$46,$B5068),0)","v":0},null,36.617176605692727,0,0,0]
[5061,7,30,20,211,31,"2014-07-30",4,"h",null,{"$f":"IF(I5071=\"h\",INDEX(ID!$K$8:$K$31,FBR!$D5071+1)*INDEX(ID!$K$35:$K$46,$B5071),0)","v":53},{"$f":"IF(I5071=\"w\",INDEX(ID!$L$8:$L$31,FBR!$D5071+1)*INDEX(ID!$L$35:$L$46,$B5071),0)","v":0},{"$f":"IF(I5071=\"h\",INDEX(ID!$M$8:$M$31,FBR!$D5071+1)*INDEX(ID!$M$35:$M$46,$B5071),0)","v":53},{"$f":"IF(I5071=\"w\",INDEX(ID!$N$8:$N$31,FBR!$D5071+1)*INDEX(ID!$N$35:$N$46,$B5071),0)","v":0},null,31.301780001640555,0,0,0]
[5064,7,30,23,211,31,"2014-07-30",4,"h",null,{"$f":"IF(I5074=\"h\",INDEX(ID!$K$8:$K$31,FBR!$D5074+1)*INDEX(ID!$K$35:$K$46,$B5074),0)","v":40},{"$f":"IF(I5074=\"w\",INDEX(ID!$L$8:$L$31,FBR!$D5074+1)*INDEX(ID!$L$35:$L$46,$B5074),0)","v":0},{"$f":"IF(I5074=\"h\",INDEX(ID!$M$8:$M$31,FBR!$D5074+1)*INDEX(ID!$M$35:$M$46,$B5074),0)","v":40},{"$f":"IF(I5074=\"w\",INDEX(ID!$N$8:$N$31,FBR!$D5074+1)*INDEX(ID!$N$35:$N$46,$B5074),0)","v":0},null,23.623984906898531,0,0,0]
[5068,7,31,3,212,31,"2014-07-31",5,"h",null,{"$f":"IF(I5078=\"h\",INDEX(ID!$K$8:$K$31,FBR!$D5078+1)*INDEX(ID!$K$35:$K$46,$B5078),0)","v":27},{"$f":"IF(I5078=\"w\",INDEX(ID!$L$8:$L$31,FBR!$D5078+1)*INDEX(ID!$L$35:$L$46,$B5078),0)","v":0},{"$f":"IF(I5078=\"h\",INDEX(ID!$M$8:$M$31,FBR!$D5078+1)*INDEX(ID!$M$35:$M$46,$B5078),0)","v":27},{"$f":"IF(I5078=\"w\",INDEX(ID!$N$8:$N$31,FBR!$D5078+1)*INDEX(ID!$N$35:$N$46,$B5078),0)","v":0},null,15.94618981215651,0,0,0]
[5071,7,31,6,212,31,"2014-07-31",5,"h",null,{"$f":"IF(I5081=\"h\",INDEX(ID!$K$8:$K$31,FBR!$D5081+1)*INDEX(ID!$K$35:$K$46,$B5081),0)","v":29},{"$f":"IF(I5081=\"w\",INDEX(ID!$L$8:$L$31,FBR!$D5081+1)*INDEX(ID!$L$35:$L$46,$B5081),0)","v":0},{"$f":"IF(I5081=\"h\",INDEX(ID!$M$8:$M$31,FBR!$D5081+1)*INDEX(ID!$M$35:$M$46,$B5081),0)","v":29},{"$f":"IF(I5081=\"w\",INDEX(ID!$N$8:$N$31,FBR!$D5081+1)*INDEX(ID!$N$35:$N$46,$B5081),0)","v":0},null,17.127389057501436,0,0,0]
[5072,7,31,7,212,31,"2014-07-31",5,"h",null,{"$f":"IF(I5082=\"h\",INDEX(ID!$K$8:$K$31,FBR!$D5082+1)*INDEX(ID!$K$35:$K$46,$B5082),0)","v":32},{"$f":"IF(I5082=\"w\",INDEX(ID!$L$8:$L$31,FBR!$D5082+1)*INDEX(ID!$L$35:$L$46,$B5082),0)","v":0},{"$f":"IF(I5082=\"h\",INDEX(ID!$M$8:$M$31,FBR!$D5082+1)*INDEX(ID!$M$35:$M$46,$B5082),0)","v":32},{"$f":"IF(I5082=\"w\",INDEX(ID!$N$8:$N$31,FBR!$D5082+1)*INDEX(ID!$N$35:$N$46,$B5082),0)","v":0},null,18.899187925518824,0,0,0]
[5076,7,31,11,212,31,"2014-07-31",5,"h",null,{"$f":"IF(I5086=\"h\",INDEX(ID!$K$8:$K$31,FBR!$D5086+1)*INDEX(ID!$K$35:$K$46,$B5086),0)","v":42},{"$f":"IF(I5086=\"w\",INDEX(ID!$L$8:$L$31,FBR!$D5086+1)*INDEX(ID!$L$35:$L$46,$B5086),0)","v":0},{"$f":"IF(I5086=\"h\",INDEX(ID!$M$8:$M$31,FBR!$D5086+1)*INDEX(ID!$M$35:$M$46,$B5086),0)","v":42},{"$f":"IF(I5086=\"w\",INDEX(ID!$N$8:$N$31,FBR!$D5086+1)*INDEX(ID!$N$35:$N$46,$B5086),0)","v":0},null,24.805184152243459,0,0,0]
[5079,7,31,14,212,31,"2014-07-31",5,"h",null,{"$f":"IF(I5089=\"h\",INDEX(ID!$K$8:$K$31,FBR!$D5089+1)*INDEX(ID!$K$35:$K$46,$B5089),0)","v":47},{"$f":"IF(I5089=\"w\",INDEX(ID!$L$8:$L$31,FBR!$D5089+1)*INDEX(ID!$L$35:$L$46,$B5089),0)","v":0},{"$f":"IF(I5089=\"h\",INDEX(ID!$M$8:$M$31,FBR!$D5089+1)*INDEX(ID!$M$35:$M$46,$B5089),0)","v":47},{"$f":"IF(I5089=\"w\",INDEX(ID!$N$8:$N$31,FBR!$D5089+1)*INDEX(ID!$N$35:$N$46,$B5089),0)","v":0},null,27.758182265605775,0,0,0]
[5083,7,31,18,212,31,"2014-07-31",5,"h",null,{"$f":"IF(I5093=\"h\",INDEX(ID!$K$8:$K$31,FBR!$D5093+1)*INDEX(ID!$K$35:$K$46,$B5093),0)","v":65},{"$f":"IF(I5093=\"w\",INDEX(ID!$L$8:$L$31,FBR!$D5093+1)*INDEX(ID!$L$35:$L$46,$B5093),0)","v":0},{"$f":"IF(I5093=\"h\",INDEX(ID!$M$8:$M$31,FBR!$D5093+1)*INDEX(ID!$M$35:$M$46,$B5093),0)","v":65},{"$f":"IF(I5093=\"w\",INDEX(ID!$N$8:$N$31,FBR!$D5093+1)*INDEX(ID!$N$35:$N$46,$B5093),0)","v":0},null,38.388975473710111,0,0,0]
[5086,7,31,21,212,31,"2014-07-31",5,"h",null,{"$f":"IF(I5096=\"h\",INDEX(ID!$K$8:$K$31,FBR!$D5096+1)*INDEX(ID!$K$35:$K$46,$B5096),0)","v":50},{"$f":"IF(I5096=\"w\",INDEX(ID!$L$8:$L$31,FBR!$D5096+1)*INDEX(ID!$L$35:$L$46,$B5096),0)","v":0},{"$f":"IF(I5096=\"h\",INDEX(ID!$M$8:$M$31,FBR!$D5096+1)*INDEX(ID!$M$35:$M$46,$B5096),0)","v":50},{"$f":"IF(I5096=\"w\",INDEX(ID!$N$8:$N$31,FBR!$D5096+1)*INDEX(ID!$N$35:$N$46,$B5096),0)","v":0},null,29.529981133623163,0,0,0]
[5089,8,1,0,213,31,"2014-08-01",6,"w",null,{"$f":"IF(I5099=\"h\",INDEX(ID!$K$8:$K$31,FBR!$D5099+1)*INDEX(ID!$K$35:$K$46,$B5099),0)","v":0},{"$f":"IF(I5099=\"w\",INDEX(ID!$L$8:$L$31,FBR!$D5099+1)*INDEX(ID!$L$35:$L$46,$B5099),0)","v":35},{"$f":"IF(I5099=\"h\",INDEX(ID!$M$8:$M$31,FBR!$D5099+1)*INDEX(ID!$M$35:$M$46,$B5099),0)","v":0},{"$f":"IF(I5099=\"w\",INDEX(ID!$N$8:$N$31,FBR!$D5099+1)*INDEX(ID!$N$35:$N$46,$B5099),0)","v":35},null,0,20.670986793536215,0,0]
[5093,8,1,4,213,31,"2014-08-01",6,"w",null,{"$f":"IF(I5103=\"h\",INDEX(ID!$K$8:$K$31,FBR!$D5103+1)*INDEX(ID!$K$35:$K$46,$B5103),0)","v":0},{"$f":"IF(I5103=\"w\",INDEX(ID!$L$8:$L$31,FBR!$D5103+1)*INDEX(ID!$L$35:$L$46,$B5103),0)","v":27},{"$f":"IF(I5103=\"h\",INDEX(ID!$M$8:$M$31,FBR!$D5103+1)*INDEX(ID!$M$35:$M$46,$B5103),0)","v":0},{"$f":"IF(I5103=\"w\",INDEX(ID!$N$8:$N$31,FBR!$D5103+1)*INDEX(ID!$N$35:$N$46,$B5103),0)","v":27},null,0,15.94618981215651,0,0]
[5097,8,1,8,213,31,"2014-08-01",6,"w",null,{"$f":"IF(I5107=\"h\",INDEX(ID!$K$8:$K$31,FBR!$D5107+1)*INDEX(ID!$K$35:$K$46,$B5107),0)","v":0},{"$f":"IF(I5107=\"w\",INDEX(ID!$L$8:$L$31,FBR!$D5107+1)*INDEX(ID!$L$35:$L$46,$B5107),0)","v":35},{"$f":"IF(I5107=\"h\",INDEX(ID!$M$8:$M$31,FBR!$D5107+1)*INDEX(ID!$M$35:$M$46,$B5107),0)","v":0},{"$f":"IF(I5107=\"w\",INDEX(ID!$N$8:$N$31,FBR!$D5107+1)*INDEX(ID!$N$35:$N$46,$B5107),0)","v":35},null,0,20.670986793536215,0,0]
[5098,8,1,9,213,{"$f":"F4940+1","v":31},"2014-08-01",6,"w",null,{"$f":"IF(I5108=\"h\",INDEX(ID!$K$8:$K$31,FBR!$D5108+1)*INDEX(ID!$K$35:$K$46,$B5108),0)","v":0},{"$f":"IF(I5108=\"w\",INDEX(ID!$L$8:$L$31,FBR!$D5108+1)*INDEX(ID!$L$35:$L$46,$B5108),0)","v":38},{"$f":"IF(I5108=\"h\",INDEX(ID!$M$8:$M$31,FBR!$D5108+1)*INDEX(ID!$M$35:$M$46,$B5108),0)","v":0},{"$f":"IF(I5108=\"w\",INDEX(ID!$N$8:$N$31,FBR!$D5108+1)*INDEX(ID!$N$35:$N$46,$B5108),0)","v":38},null,0,22.442785661553604,0,0]
[5101,8,1,12,213,31,"2014-08-01",6,"w",null,{"$f":"IF(I5111=\"h\",INDEX(ID!$K$8:$K$31,FBR!$D5111+1)*INDEX(ID!$K$35:$K$46,$B5111),0)","v":0},{"$f":"IF(I5111=\"w\",INDEX(ID!$L$8:$L$31,FBR!$D5111+1)*INDEX(ID!$L$35:$L$46,$B5111),0)","v":43},{"$f":"IF(I5111=\"h\",INDEX(ID!$M$8:$M$31,FBR!$D5111+1)*INDEX(ID!$M$35:$M$46,$B5111),0)","v":0},{"$f":"IF(I5111=\"w\",INDEX(ID!$N$8:$N$31,FBR!$D5111+1)*INDEX(ID!$N$35:$N$46,$B5111),0)","v":43},null,0,25.395783774915923,0,0]
[5104,8,1,15,213,31,"2014-08-01",6,"w",null,{"$f":"IF(I5114=\"h\",INDEX(ID!$K$8:$K$31,FBR!$D5114+1)*INDEX(ID!$K$35:$K$46,$B5114),0)","v":0},{"$f":"IF(I5114=\"w\",INDEX(ID!$L$8:$L$31,FBR!$D5114+1)*INDEX(ID!$L$35:$L$46,$B5114),0)","v":50},{"$f":"IF(I5114=\"h\",INDEX(ID!$M$8:$M$31,FBR!$D5114+1)*INDEX(ID!$M$35:$M$46,$B5114),0)","v":0},{"$f":"IF(I5114=\"w\",INDEX(ID!$N$8:$N$31,FBR!$D5114+1)*INDEX(ID!$N$35:$N$46,$B5114),0)","v":50},null,0,29.529981133623163,0,0]
[5108,8,1,19,213,31,"2014-08-01",6,"w",null,{"$f":"IF(I5118=\"h\",INDEX(ID!$K$8:$K$31,FBR!$D5118+1)*INDEX(ID!$K$35:$K$46,$B5118),0)","v":0},{"$f":"IF(I5118=\"w\",INDEX(ID!$L$8:$L$31,FBR!$D5118+1)*INDEX(ID!$L$35:$L$46,$B5118),0)","v":60},{"$f":"IF(I5118=\"h\",INDEX(ID!$M$8:$M$31,FBR!$D5118+1)*INDEX(ID!$M$35:$M$46,$B5118),0)","v":0},{"$f":"IF(I5118=\"w\",INDEX(ID!$N$8:$N$31,FBR!$D5118+1)*INDEX(ID!$N$35:$N$46,$B5118),0)","v":60},null,0,35.435977360347799,0,0]
[5111,8,1,22,213,31,"2014-08-01",6,"w",null,{"$f":"IF(I5121=\"h\",INDEX(ID!$K$8:$K$31,FBR!$D5121+1)*INDEX(ID!$K$35:$K$46,$B5121),0)","v":0},{"$f":"IF(I5121=\"w\",INDEX(ID!$L$8:$L$31,FBR!$D5121+1)*INDEX(ID!$L$35:$L$46,$B5121),0)","v":45},{"$f":"IF(I5121=\"h\",INDEX(ID!$M$8:$M$31,FBR!$D5121+1)*INDEX(ID!$M$35:$M$46,$B5121),0)","v":0},{"$f":"IF(I5121=\"w\",INDEX(ID!$N$8:$N$31,FBR!$D5121+1)*INDEX(ID!$N$35:$N$46,$B5121),0)","v":45},null,0,26.576983020260847,0,0]
[5114,8,2,1,214,31,"2014-08-02",7,"w",null,{"$f":"IF(I5124=\"h\",INDEX(ID!$K$8:$K$31,FBR!$D5124+1)*INDEX(ID!$K$35:$K$46,$B5124),0)","v":0},{"$f":"IF(I5124=\"w\",INDEX(ID!$L$8:$L$31,FBR!$D5124+1)*INDEX(ID!$L$35:$L$46,$B5124),0)","v":30},{"$f":"IF(I5124=\"h\",INDEX(ID!$M$8:$M$31,FBR!$D5124+1)*INDEX(ID!$M$35:$M$46,$B5124),0)","v":0},{"$f":"IF(I5124=\"w\",INDEX(ID!$N$8:$N$31,FBR!$D5124+1)*INDEX(ID!$N$35:$N$46,$B5124),0)","v":30},null,0,17.717988680173899,0,0]
[5118,8,2,5,214,31,"2014-08-02",7,"w",null,{"$f":"IF(I5128=\"h\",INDEX(ID!$K$8:$K$31,FBR!$D5128+1)*INDEX(ID!$K$35:$K$46,$B5128),0)","v":0},{"$f":"IF(I5128=\"w\",INDEX(ID!$L$8:$L$31,FBR!$D5128+1)*INDEX(ID!$L$35:$L$46,$B5128),0)","v":27},{"$f":"IF(I5128=\"h\",INDEX(ID!$M$8:$M$31,FBR!$D5128+1)*INDEX(ID!$M$35:$M$46,$B5128),0)","v":0},{"$f":"IF(I5128=\"w\",INDEX(ID!$N$8:$N$31,FBR!$D5128+1)*INDEX(ID!$N$35:$N$46,$B5128),0)","v":27},null,0,15.94618981215651,0,0]
[{"$f":"A5131+1","v":5122},8,2,9,214,31,{"$f":"DATE(2014,B5132,C5132)","v":"2014-08-02"},7,"w",null,{"$f":"IF(I5132=\"h\",INDEX(ID!$K$8:$K$31,FBR!$D5132+1)*INDEX(ID!$K$35:$K$46,$B5132),0)","v":0},{"$f":"IF(I5132=\"w\",INDEX(ID!$L$8:$L$31,FBR!$D5132+1)*INDEX(ID!$L$35:$L$46,$B5132),0)","v":38},{"$f":"IF(I5132=\"h\",INDEX(ID!$M$8:$M$31,FBR!$D5132+1)*INDEX(ID!$M$35:$M$46,$B5132),0)","v":0},{"$f":"IF(I5132=\"w\",INDEX(ID!$N$8:$N$31,FBR!$D5132+1)*INDEX(ID!$N$35:$N$46,$B5132),0)","v":38},null,0,22.442785661553604,0,0]
[5123,8,2,10,214,31,"2014-08-02",7,"w",null,{"$f":"IF(I5133=\"h\",INDEX(ID!$K$8:$K$31,FBR!$D5133+1)*INDEX(ID!$K$35:$K$46,$B5133),0)","v":0},{"$f":"IF(I5133=\"w\",INDEX(ID!$L$8:$L$31,FBR!$D5133+1)*INDEX(ID!$L$35:$L$46,$B5133),0)","v":40},{"$f":"IF(I5133=\"h\",INDEX(ID!$M$8:$M$31,FBR!$D5133+1)*INDEX(ID!$M$35:$M$46,$B5133),0)","v":0},{"$f":"IF(I5133=\"w\",INDEX(ID!$N$8:$N$31,FBR!$D5133+1)*INDEX(ID!$N$35:$N$46,$B5133),0)","v":40},null,0,23.623984906898531,0,0]
[5126,8,2,13,214,31,"2014-08-02",7,"w",null,{"$f":"IF(I5136=\"h\",INDEX(ID!$K$8:$K$31,FBR!$D5136+1)*INDEX(ID!$K$35:$K$46,$B5136),0)","v":0},{"$f":"IF(I5136=\"w\",INDEX(ID!$L$8:$L$31,FBR!$D5136+1)*INDEX(ID!$L$35:$L$46,$B5136),0)","v":44},{"$f":"IF(I5136=\"h\",INDEX(ID!$M$8:$M$31,FBR!$D5136+1)*INDEX(ID!$M$35:$M$46,$B5136),0)","v":0},{"$f":"IF(I5136=\"w\",INDEX(ID!$N$8:$N$31,FBR!$D5136+1)*INDEX(ID!$N$35:$N$46,$B5136),0)","v":44},null,0,25.986383397588384,0,0]
[5129,8,2,16,214,31,"2014-08-02",7,"w",null,{"$f":"IF(I5139=\"h\",INDEX(ID!$K$8:$K$31,FBR!$D5139+1)*INDEX(ID!$K$35:$K$46,$B5139),0)","v":0},{"$f":"IF(I5139=\"w\",INDEX(ID!$L$8:$L$31,FBR!$D5139+1)*INDEX(ID!$L$35:$L$46,$B5139),0)","v":53},{"$f":"IF(I5139=\"h\",INDEX(ID!$M$8:$M$31,FBR!$D5139+1)*INDEX(ID!$M$35:$M$46,$B5139),0)","v":0},{"$f":"IF(I5139=\"w\",INDEX(ID!$N$8:$N$31,FBR!$D5139+1)*INDEX(ID!$N$35:$N$46,$B5139),0)","v":53},null,0,31.301780001640555,0,0]
[5133,8,2,20,214,31,"2014-08-02",7,"w",null,{"$f":"IF(I5143=\"h\",INDEX(ID!$K$8:$K$31,FBR!$D5143+1)*INDEX(ID!$K$35:$K$46,$B5143),0)","v":0},{"$f":"IF(I5143=\"w\",INDEX(ID!$L$8:$L$31,FBR!$D5143+1)*INDEX(ID!$L$35:$L$46,$B5143),0)","v":53},{"$f":"IF(I5143=\"h\",INDEX(ID!$M$8:$M$31,FBR!$D5143+1)*INDEX(ID!$M$35:$M$46,$B5143),0)","v":0},{"$f":"IF(I5143=\"w\",INDEX(ID!$N$8:$N$31,FBR!$D5143+1)*INDEX(ID!$N$35:$N$46,$B5143),0)","v":53},null,0,31.301780001640555,0,0]
[5135,8,2,22,214,31,"2014-08-02",7,"w",null,{"$f":"IF(I5145=\"h\",INDEX(ID!$K$8:$K$31,FBR!$D5145+1)*INDEX(ID!$K$35:$K$46,$B5145),0)","v":0},{"$f":"IF(I5145=\"w\",INDEX(ID!$L$8:$L$31,FBR!$D5145+1)*INDEX(ID!$L$35:$L$46,$B5145),0)","v":45},{"$f":"IF(I5145=\"h\",INDEX(ID!$M$8:$M$31,FBR!$D5145+1)*INDEX(ID!$M$35:$M$46,$B5145),0)","v":0},{"$f":"IF(I5145=\"w\",INDEX(ID!$N$8:$N$31,FBR!$D5145+1)*INDEX(ID!$N$35:$N$46,$B5145),0)","v":45},null,0,26.576983020260847,0,0]
[5140,8,3,3,215,31,"2014-08-03",1,"h",null,{"$f":"IF(I5150=\"h\",INDEX(ID!$K$8:$K$31,FBR!$D5150+1)*INDEX(ID!$K$35:$K$46,$B5150),0)","v":27},{"$f":"IF(I5150=\"w\",INDEX(ID!$L$8:$L$31,FBR!$D5150+1)*INDEX(ID!$L$35:$L$46,$B5150),0)","v":0},{"$f":"IF(I5150=\"h\",INDEX(ID!$M$8:$M$31,FBR!$D5150+1)*INDEX(ID!$M$35:$M$46,$B5150),0)","v":27},{"$f":"IF(I5150=\"w\",INDEX(ID!$N$8:$N$31,FBR!$D5150+1)*INDEX(ID!$N$35:$N$46,$B5150),0)","v":0},null,15.94618981215651,0,0,0]
[5144,8,3,7,215,31,"2014-08-03",1,"h",null,{"$f":"IF(I5154=\"h\",INDEX(ID!$K$8:$K$31,FBR!$D5154+1)*INDEX(ID!$K$35:$K$46,$B5154),0)","v":32},{"$f":"IF(I5154=\"w\",INDEX(ID!$L$8:$L$31,FBR!$D5154+1)*INDEX(ID!$L$35:$L$46,$B5154),0)","v":0},{"$f":"IF(I5154=\"h\",INDEX(ID!$M$8:$M$31,FBR!$D5154+1)*INDEX(ID!$M$35:$M$46,$B5154),0)","v":32},{"$f":"IF(I5154=\"w\",INDEX(ID!$N$8:$N$31,FBR!$D5154+1)*INDEX(ID!$N$35:$N$46,$B5154),0)","v":0},null,18.899187925518824,0,0,0]
[5147,8,3,10,215,31,"2014-08-03",1,"h",null,{"$f":"IF(I5157=\"h\",INDEX(ID!$K$8:$K$31,FBR!$D5157+1)*INDEX(ID!$K$35:$K$46,$B5157),0)","v":40},{"$f":"IF(I5157=\"w\",INDEX(ID!$L$8:$L$31,FBR!$D5157+1)*INDEX(ID!$L$35:$L$46,$B5157),0)","v":0},{"$f":"IF(I5157=\"h\",INDEX(ID!$M$8:$M$31,FBR!$D5157+1)*INDEX(ID!$M$35:$M$46,$B5157),0)","v":40},{"$f":"IF(I5157=\"w\",INDEX(ID!$N$8:$N$31,FBR!$D5157+1)*INDEX(ID!$N$35:$N$46,$B5157),0)","v":0},null,23.623984906898531,0,0,0]
[5148,8,3,11,215,31,"2014-08-03",1,"h",null,{"$f":"IF(I5158=\"h\",INDEX(ID!$K$8:$K$31,FBR!$D5158+1)*INDEX(ID!$K$35:$K$46,$B5158),0)","v":42},{"$f":"IF(I5158=\"w\",INDEX(ID!$L$8:$L$31,FBR!$D5158+1)*INDEX(ID!$L$35:$L$46,$B5158),0)","v":0},{"$f":"IF(I5158=\"h\",INDEX(ID!$M$8:$M$31,FBR!$D5158+1)*INDEX(ID!$M$35:$M$46,$B5158),0)","v":42},{"$f":"IF(I5158=\"w\",INDEX(ID!$N$8:$N$31,FBR!$D5158+1)*INDEX(ID!$N$35:$N$46,$B5158),0)","v":0},null,24.805184152243459,0,0,0]
[5151,8,3,14,215,31,"2014-08-03",1,"h",null,{"$f":"IF(I5161=\"h\",INDEX(ID!$K$8:$K$31,FBR!$D5161+1)*INDEX(ID!$K$35:$K$46,$B5161),0)","v":47},{"$f":"IF(I5161=\"w\",INDEX(ID!$L$8:$L$31,FBR!$D5161+1)*INDEX(ID!$L$35:$L$46,$B5161),0)","v":0},{"$f":"IF(I5161=\"h\",INDEX(ID!$M$8:$M$31,FBR!$D5161+1)*INDEX(ID!$M$35:$M$46,$B5161),0)","v":47},{"$f":"IF(I5161=\"w\",INDEX(ID!$N$8:$N$31,FBR!$D5161+1)*INDEX(ID!$N$35:$N$46,$B5161),0)","v":0},null,27.758182265605775,0,0,0]
[5154,8,3,17,215,31,"2014-08-03",1,"h",null,{"$f":"IF(I5164=\"h\",INDEX(ID!$K$8:$K$31,FBR!$D5164+1)*INDEX(ID!$K$35:$K$46,$B5164),0)","v":62},{"$f":"IF(I5164=\"w\",INDEX(ID!$L$8:$L$31,FBR!$D5164+1)*INDEX(ID!$L$35:$L$46,$B5164),0)","v":0},{"$f":"IF(I5164=\"h\",INDEX(ID!$M$8:$M$31,FBR!$D5164+1)*INDEX(ID!$M$35:$M$46,$B5164),0)","v":62},{"$f":"IF(I5164=\"w\",INDEX(ID!$N$8:$N$31,FBR!$D5164+1)*INDEX(ID!$N$35:$N$46,$B5164),0)","v":0},null,36.617176605692727,0,0,0]
[5160,8,3,23,215,31,"2014-08-03",1,"h",null,{"$f":"IF(I5170=\"h\",INDEX(ID!$K$8:$K$31,FBR!$D5170+1)*INDEX(ID!$K$35:$K$46,$B5170),0)","v":40},{"$f":"IF(I5170=\"w\",INDEX(ID!$L$8:$L$31,FBR!$D5170+1)*INDEX(ID!$L$35:$L$46,$B5170),0)","v":0},{"$f":"IF(I5170=\"h\",INDEX(ID!$M$8:$M$31,FBR!$D5170+1)*INDEX(ID!$M$35:$M$46,$B5170),0)","v":40},{"$f":"IF(I5170=\"w\",INDEX(ID!$N$8:$N$31,FBR!$D5170+1)*INDEX(ID!$N$35:$N$46,$B5170),0)","v":0},null,23.623984906898531,0,0,0]
[5162,8,4,1,216,{"$f":"F5004+1","v":31},"2014-08-04",2,"h",null,{"$f":"IF(I5172=\"h\",INDEX(ID!$K$8:$K$31,FBR!$D5172+1)*INDEX(ID!$K$35:$K$46,$B5172),0)","v":30},{"$f":"IF(I5172=\"w\",INDEX(ID!$L$8:$L$31,FBR!$D5172+1)*INDEX(ID!$L$35:$L$46,$B5172),0)","v":0},{"$f":"IF(I5172=\"h\",INDEX(ID!$M$8:$M$31,FBR!$D5172+1)*INDEX(ID!$M$35:$M$46,$B5172),0)","v":30},{"$f":"IF(I5172=\"w\",INDEX(ID!$N$8:$N$31,FBR!$D5172+1)*INDEX(ID!$N$35:$N$46,$B5172),0)","v":0},null,17.717988680173899,0,0,0]
[5166,8,4,5,216,31,"2014-08-04",2,"h",null,{"$f":"IF(I5176=\"h\",INDEX(ID!$K$8:$K$31,FBR!$D5176+1)*INDEX(ID!$K$35:$K$46,$B5176),0)","v":27},{"$f":"IF(I5176=\"w\",INDEX(ID!$L$8:$L$31,FBR!$D5176+1)*INDEX(ID!$L$35:$L$46,$B5176),0)","v":0},{"$f":"IF(I5176=\"h\",INDEX(ID!$M$8:$M$31,FBR!$D5176+1)*INDEX(ID!$M$35:$M$46,$B5176),0)","v":27},{"$f":"IF(I5176=\"w\",INDEX(ID!$N$8:$N$31,FBR!$D5176+1)*INDEX(ID!$N$35:$N$46,$B5176),0)","v":0},null,15.94618981215651,0,0,0]
[5169,8,4,8,216,31,"2014-08-04",2,"h",null,{"$f":"IF(I5179=\"h\",INDEX(ID!$K$8:$K$31,FBR!$D5179+1)*INDEX(ID!$K$35:$K$46,$B5179),0)","v":35},{"$f":"IF(I5179=\"w\",INDEX(ID!$L$8:$L$31,FBR!$D5179+1)*INDEX(ID!$L$35:$L$46,$B5179),0)","v":0},{"$f":"IF(I5179=\"h\",INDEX(ID!$M$8:$M$31,FBR!$D5179+1)*INDEX(ID!$M$35:$M$46,$B5179),0)","v":35},{"$f":"IF(I5179=\"w\",INDEX(ID!$N$8:$N$31,FBR!$D5179+1)*INDEX(ID!$N$35:$N$46,$B5179),0)","v":0},null,20.670986793536215,0,0,0]
[5172,8,4,11,216,31,"2014-08-04",2,"h",null,{"$f":"IF(I5182=\"h\",INDEX(ID!$K$8:$K$31,FBR!$D5182+1)*INDEX(ID!$K$35:$K$46,$B5182),0)","v":42},{"$f":"IF(I5182=\"w\",INDEX(ID!$L$8:$L$31,FBR!$D5182+1)*INDEX(ID!$L$35:$L$46,$B5182),0)","v":0},{"$f":"IF(I5182=\"h\",INDEX(ID!$M$8:$M$31,FBR!$D5182+1)*INDEX(ID!$M$35:$M$46,$B5182),0)","v":42},{"$f":"IF(I5182=\"w\",INDEX(ID!$N$8:$N$31,FBR!$D5182+1)*INDEX(ID!$N$35:$N$46,$B5182),0)","v":0},null,24.805184152243459,0,0,0]
[5173,8,4,12,216,31,"2014-08-04",2,"h",null,{"$f":"IF(I5183=\"h\",INDEX(ID!$K$8:$K$31,FBR!$D5183+1)*INDEX(ID!$K$35:$K$46,$B5183),0)","v":43},{"$f":"IF(I5183=\"w\",INDEX(ID!$L$8:$L$31,FBR!$D5183+1)*INDEX(ID!$L$35:$L$46,$B5183),0)","v":0},{"$f":"IF(I5183=\"h\",INDEX(ID!$M$8:$M$31,FBR!$D5183+1)*INDEX(ID!$M$35:$M$46,$B5183),0)","v":43},{"$f":"IF(I5183=\"w\",INDEX(ID!$N$8:$N$31,FBR!$D5183+1)*INDEX(ID!$N$35:$N$46,$B5183),0)","v":0},null,25.395783774915923,0,0,0]
[5176,8,4,15,216,31,"2014-08-04",2,"h",null,{"$f":"IF(I5186=\"h\",INDEX(ID!$K$8:$K$31,FBR!$D5186+1)*INDEX(ID!$K$35:$K$46,$B5186),0)","v":50},{"$f":"IF(I5186=\"w\",INDEX(ID!$L$8:$L$31,FBR!$D5186+1)*INDEX(ID!$L$35:$L$46,$B5186),0)","v":0},{"$f":"IF(I5186=\"h\",INDEX(ID!$M$8:$M$31,FBR!$D5186+1)*INDEX(ID!$M$35:$M$46,$B5186),0)","v":50},{"$f":"IF(I5186=\"w\",INDEX(ID!$N$8:$N$31,FBR!$D5186+1)*INDEX(ID!$N$35:$N$46,$B5186),0)","v":0},null,29.529981133623163,0,0,0]
[5181,8,4,20,216,31,"2014-08-04",2,"h",null,{"$f":"IF(I5191=\"h\",INDEX(ID!$K$8:$K$31,FBR!$D5191+1)*INDEX(ID!$K$35:$K$46,$B5191),0)","v":53},{"$f":"IF(I5191=\"w\",INDEX(ID!$L$8:$L$31,FBR!$D5191+1)*INDEX(ID!$L$35:$L$46,$B5191),0)","v":0},{"$f":"IF(I5191=\"h\",INDEX(ID!$M$8:$M$31,FBR!$D5191+1)*INDEX(ID!$M$35:$M$46,$B5191),0)","v":53},{"$f":"IF(I5191=\"w\",INDEX(ID!$N$8:$N$31,FBR!$D5191+1)*INDEX(ID!$N$35:$N$46,$B5191),0)","v":0},null,31.301780001640555,0,0,0]
[5184,8,4,23,216,31,"2014-08-04",2,"h",null,{"$f":"IF(I5194=\"h\",INDEX(ID!$K$8:$K$31,FBR!$D5194+1)*INDEX(ID!$K$35:$K$46,$B5194),0)","v":40},{"$f":"IF(I5194=\"w\",INDEX(ID!$L$8:$L$31,FBR!$D5194+1)*INDEX(ID!$L$35:$L$46,$B5194),0)","v":0},{"$f":"IF(I5194=\"h\",INDEX(ID!$M$8:$M$31,FBR!$D5194+1)*INDEX(ID!$M$35:$M$46,$B5194),0)","v":40},{"$f":"IF(I5194=\"w\",INDEX(ID!$N$8:$N$31,FBR!$D5194+1)*INDEX(ID!$N$35:$N$46,$B5194),0)","v":0},null,23.623984906898531,0,0,0]
[5187,8,5,2,217,31,"2014-08-05",3,"h",null,{"$f":"IF(I5197=\"h\",INDEX(ID!$K$8:$K$31,FBR!$D5197+1)*INDEX(ID!$K$35:$K$46,$B5197),0)","v":28},{"$f":"IF(I5197=\"w\",INDEX(ID!$L$8:$L$31,FBR!$D5197+1)*INDEX(ID!$L$35:$L$46,$B5197),0)","v":0},{"$f":"IF(I5197=\"h\",INDEX(ID!$M$8:$M$31,FBR!$D5197+1)*INDEX(ID!$M$35:$M$46,$B5197),0)","v":28},{"$f":"IF(I5197=\"w\",INDEX(ID!$N$8:$N$31,FBR!$D5197+1)*INDEX(ID!$N$35:$N$46,$B5197),0)","v":0},null,16.536789434828972,0,0,0]
[5191,8,5,6,217,31,"2014-08-05",3,"h",null,{"$f":"IF(I5201=\"h\",INDEX(ID!$K$8:$K$31,FBR!$D5201+1)*INDEX(ID!$K$35:$K$46,$B5201),0)","v":29},{"$f":"IF(I5201=\"w\",INDEX(ID!$L$8:$L$31,FBR!$D5201+1)*INDEX(ID!$L$35:$L$46,$B5201),0)","v":0},{"$f":"IF(I5201=\"h\",INDEX(ID!$M$8:$M$31,FBR!$D5201+1)*INDEX(ID!$M$35:$M$46,$B5201),0)","v":29},{"$f":"IF(I5201=\"w\",INDEX(ID!$N$8:$N$31,FBR!$D5201+1)*INDEX(ID!$N$35:$N$46,$B5201),0)","v":0},null,17.127389057501436,0,0,0]
[5194,8,5,9,217,31,"2014-08-05",3,"h",null,{"$f":"IF(I5204=\"h\",INDEX(ID!$K$8:$K$31,FBR!$D5204+1)*INDEX(ID!$K$35:$K$46,$B5204),0)","v":38},{"$f":"IF(I5204=\"w\",INDEX(ID!$L$8:$L$31,FBR!$D5204+1)*INDEX(ID!$L$35:$L$46,$B5204),0)","v":0},{"$f":"IF(I5204=\"h\",INDEX(ID!$M$8:$M$31,FBR!$D5204+1)*INDEX(ID!$M$35:$M$46,$B5204),0)","v":38},{"$f":"IF(I5204=\"w\",INDEX(ID!$N$8:$N$31,FBR!$D5204+1)*INDEX(ID!$N$35:$N$46,$B5204),0)","v":0},null,22.442785661553604,0,0,0]
[5197,8,5,12,217,31,"2014-08-05",3,"h",null,{"$f":"IF(I5207=\"h\",INDEX(ID!$K$8:$K$31,FBR!$D5207+1)*INDEX(ID!$K$35:$K$46,$B5207),0)","v":43},{"$f":"IF(I5207=\"w\",INDEX(ID!$L$8:$L$31,FBR!$D5207+1)*INDEX(ID!$L$35:$L$46,$B5207),0)","v":0},{"$f":"IF(I5207=\"h\",INDEX(ID!$M$8:$M$31,FBR!$D5207+1)*INDEX(ID!$M$35:$M$46,$B5207),0)","v":43},{"$f":"IF(I5207=\"w\",INDEX(ID!$N$8:$N$31,FBR!$D5207+1)*INDEX(ID!$N$35:$N$46,$B5207),0)","v":0},null,25.395783774915923,0,0,0]
[5198,8,5,13,217,31,"2014-08-05",3,"h",null,{"$f":"IF(I5208=\"h\",INDEX(ID!$K$8:$K$31,FBR!$D5208+1)*INDEX(ID!$K$35:$K$46,$B5208),0)","v":44},{"$f":"IF(I5208=\"w\",INDEX(ID!$L$8:$L$31,FBR!$D5208+1)*INDEX(ID!$L$35:$L$46,$B5208),0)","v":0},{"$f":"IF(I5208=\"h\",INDEX(ID!$M$8:$M$31,FBR!$D5208+1)*INDEX(ID!$M$35:$M$46,$B5208),0)","v":44},{"$f":"IF(I5208=\"w\",INDEX(ID!$N$8:$N$31,FBR!$D5208+1)*INDEX(ID!$N$35:$N$46,$B5208),0)","v":0},null,25.986383397588384,0,0,0]
[5202,8,5,17,217,31,"2014-08-05",3,"h",null,{"$f":"IF(I5212=\"h\",INDEX(ID!$K$8:$K$31,FBR!$D5212+1)*INDEX(ID!$K$35:$K$46,$B5212),0)","v":62},{"$f":"IF(I5212=\"w\",INDEX(ID!$L$8:$L$31,FBR!$D5212+1)*INDEX(ID!$L$35:$L$46,$B5212),0)","v":0},{"$f":"IF(I5212=\"h\",INDEX(ID!$M$8:$M$31,FBR!$D5212+1)*INDEX(ID!$M$35:$M$46,$B5212),0)","v":62},{"$f":"IF(I5212=\"w\",INDEX(ID!$N$8:$N$31,FBR!$D5212+1)*INDEX(ID!$N$35:$N$46,$B5212),0)","v":0},null,36.617176605692727,0,0,0]
[5205,8,5,20,217,31,"2014-08-05",3,"h",null,{"$f":"IF(I5215=\"h\",INDEX(ID!$K$8:$K$31,FBR!$D5215+1)*INDEX(ID!$K$35:$K$46,$B5215),0)","v":53},{"$f":"IF(I5215=\"w\",INDEX(ID!$L$8:$L$31,FBR!$D5215+1)*INDEX(ID!$L$35:$L$46,$B5215),0)","v":0},{"$f":"IF(I5215=\"h\",INDEX(ID!$M$8:$M$31,FBR!$D5215+1)*INDEX(ID!$M$35:$M$46,$B5215),0)","v":53},{"$f":"IF(I5215=\"w\",INDEX(ID!$N$8:$N$31,FBR!$D5215+1)*INDEX(ID!$N$35:$N$46,$B5215),0)","v":0},null,31.301780001640555,0,0,0]
[5209,8,6,0,218,32,"2014-08-06",4,"h",null,{"$f":"IF(I5219=\"h\",INDEX(ID!$K$8:$K$31,FBR!$D5219+1)*INDEX(ID!$K$35:$K$46,$B5219),0)","v":35},{"$f":"IF(I5219=\"w\",INDEX(ID!$L$8:$L$31,FBR!$D5219+1)*INDEX(ID!$L$35:$L$46,$B5219),0)","v":0},{"$f":"IF(I5219=\"h\",INDEX(ID!$M$8:$M$31,FBR!$D5219+1)*INDEX(ID!$M$35:$M$46,$B5219),0)","v":35},{"$f":"IF(I5219=\"w\",INDEX(ID!$N$8:$N$31,FBR!$D5219+1)*INDEX(ID!$N$35:$N$46,$B5219),0)","v":0},null,20.670986793536215,0,0,0]
[5212,8,6,3,218,32,"2014-08-06",4,"h",null,{"$f":"IF(I5222=\"h\",INDEX(ID!$K$8:$K$31,FBR!$D5222+1)*INDEX(ID!$K$35:$K$46,$B5222),0)","v":27},{"$f":"IF(I5222=\"w\",INDEX(ID!$L$8:$L$31,FBR!$D5222+1)*INDEX(ID!$L$35:$L$46,$B5222),0)","v":0},{"$f":"IF(I5222=\"h\",INDEX(ID!$M$8:$M$31,FBR!$D5222+1)*INDEX(ID!$M$35:$M$46,$B5222),0)","v":27},{"$f":"IF(I5222=\"w\",INDEX(ID!$N$8:$N$31,FBR!$D5222+1)*INDEX(ID!$N$35:$N$46,$B5222),0)","v":0},null,15.94618981215651,0,0,0]
[5216,8,6,7,218,32,"2014-08-06",4,"h",null,{"$f":"IF(I5226=\"h\",INDEX(ID!$K$8:$K$31,FBR!$D5226+1)*INDEX(ID!$K$35:$K$46,$B5226),0)","v":32},{"$f":"IF(I5226=\"w\",INDEX(ID!$L$8:$L$31,FBR!$D5226+1)*INDEX(ID!$L$35:$L$46,$B5226),0)","v":0},{"$f":"IF(I5226=\"h\",INDEX(ID!$M$8:$M$31,FBR!$D5226+1)*INDEX(ID!$M$35:$M$46,$B5226),0)","v":32},{"$f":"IF(I5226=\"w\",INDEX(ID!$N$8:$N$31,FBR!$D5226+1)*INDEX(ID!$N$35:$N$46,$B5226),0)","v":0},null,18.899187925518824,0,0,0]
[5219,8,6,10,218,32,"2014-08-06",4,"h",null,{"$f":"IF(I5229=\"h\",INDEX(ID!$K$8:$K$31,FBR!$D5229+1)*INDEX(ID!$K$35:$K$46,$B5229),0)","v":40},{"$f":"IF(I5229=\"w\",INDEX(ID!$L$8:$L$31,FBR!$D5229+1)*INDEX(ID!$L$35:$L$46,$B5229),0)","v":0},{"$f":"IF(I5229=\"h\",INDEX(ID!$M$8:$M$31,FBR!$D5229+1)*INDEX(ID!$M$35:$M$46,$B5229),0)","v":40},{"$f":"IF(I5229=\"w\",INDEX(ID!$N$8:$N$31,FBR!$D5229+1)*INDEX(ID!$N$35:$N$46,$B5229),0)","v":0},null,23.623984906898531,0,0,0]
[5222,8,6,13,218,32,"2014-08-06",4,"h",null,{"$f":"IF(I5232=\"h\",INDEX(ID!$K$8:$K$31,FBR!$D5232+1)*INDEX(ID!$K$35:$K$46,$B5232),0)","v":44},{"$f":"IF(I5232=\"w\",INDEX(ID!$L$8:$L$31,FBR!$D5232+1)*INDEX(ID!$L$35:$L$46,$B5232),0)","v":0},{"$f":"IF(I5232=\"h\",INDEX(ID!$M$8:$M$31,FBR!$D5232+1)*INDEX(ID!$M$35:$M$46,$B5232),0)","v":44},{"$f":"IF(I5232=\"w\",INDEX(ID!$N$8:$N$31,FBR!$D5232+1)*INDEX(ID!$N$35:$N$46,$B5232),0)","v":0},null,25.986383397588384,0,0,0]
[5223,8,6,14,218,32,"2014-08-06",4,"h",null,{"$f":"IF(I5233=\"h\",INDEX(ID!$K$8:$K$31,FBR!$D5233+1)*INDEX(ID!$K$35:$K$46,$B5233),0)","v":47},{"$f":"IF(I5233=\"w\",INDEX(ID!$L$8:$L$31,FBR!$D5233+1)*INDEX(ID!$L$35:$L$46,$B5233),0)","v":0},{"$f":"IF(I5233=\"h\",INDEX(ID!$M$8:$M$31,FBR!$D5233+1)*INDEX(ID!$M$35:$M$46,$B5233),0)","v":47},{"$f":"IF(I5233=\"w\",INDEX(ID!$N$8:$N$31,FBR!$D5233+1)*INDEX(ID!$N$35:$N$46,$B5233),0)","v":0},null,27.758182265605775,0,0,0]
[5227,8,6,18,218,32,"2014-08-06",4,"h",null,{"$f":"IF(I5237=\"h\",INDEX(ID!$K$8:$K$31,FBR!$D5237+1)*INDEX(ID!$K$35:$K$46,$B5237),0)","v":65},{"$f":"IF(I5237=\"w\",INDEX(ID!$L$8:$L$31,FBR!$D5237+1)*INDEX(ID!$L$35:$L$46,$B5237),0)","v":0},{"$f":"IF(I5237=\"h\",INDEX(ID!$M$8:$M$31,FBR!$D5237+1)*INDEX(ID!$M$35:$M$46,$B5237),0)","v":65},{"$f":"IF(I5237=\"w\",INDEX(ID!$N$8:$N$31,FBR!$D5237+1)*INDEX(ID!$N$35:$N$46,$B5237),0)","v":0},null,38.388975473710111,0,0,0]
[5231,8,6,22,218,32,"2014-08-06",4,"h",null,{"$f":"IF(I5241=\"h\",INDEX(ID!$K$8:$K$31,FBR!$D5241+1)*INDEX(ID!$K$35:$K$46,$B5241),0)","v":45},{"$f":"IF(I5241=\"w\",INDEX(ID!$L$8:$L$31,FBR!$D5241+1)*INDEX(ID!$L$35:$L$46,$B5241),0)","v":0},{"$f":"IF(I5241=\"h\",INDEX(ID!$M$8:$M$31,FBR!$D5241+1)*INDEX(ID!$M$35:$M$46,$B5241),0)","v":45},{"$f":"IF(I5241=\"w\",INDEX(ID!$N$8:$N$31,FBR!$D5241+1)*INDEX(ID!$N$35:$N$46,$B5241),0)","v":0},null,26.576983020260847,0,0,0]
[5234,8,7,1,219,32,"2014-08-07",5,"h",null,{"$f":"IF(I5244=\"h\",INDEX(ID!$K$8:$K$31,FBR!$D5244+1)*INDEX(ID!$K$35:$K$46,$B5244),0)","v":30},{"$f":"IF(I5244=\"w\",INDEX(ID!$L$8:$L$31,FBR!$D5244+1)*INDEX(ID!$L$35:$L$46,$B5244),0)","v":0},{"$f":"IF(I5244=\"h\",INDEX(ID!$M$8:$M$31,FBR!$D5244+1)*INDEX(ID!$M$35:$M$46,$B5244),0)","v":30},{"$f":"IF(I5244=\"w\",INDEX(ID!$N$8:$N$31,FBR!$D5244+1)*INDEX(ID!$N$35:$N$46,$B5244),0)","v":0},null,17.717988680173899,0,0,0]
[5237,8,7,4,219,32,"2014-08-07",5,"h",null,{"$f":"IF(I5247=\"h\",INDEX(ID!$K$8:$K$31,FBR!$D5247+1)*INDEX(ID!$K$35:$K$46,$B5247),0)","v":27},{"$f":"IF(I5247=\"w\",INDEX(ID!$L$8:$L$31,FBR!$D5247+1)*INDEX(ID!$L$35:$L$46,$B5247),0)","v":0},{"$f":"IF(I5247=\"h\",INDEX(ID!$M$8:$M$31,FBR!$D5247+1)*INDEX(ID!$M$35:$M$46,$B5247),0)","v":27},{"$f":"IF(I5247=\"w\",INDEX(ID!$N$8:$N$31,FBR!$D5247+1)*INDEX(ID!$N$35:$N$46,$B5247),0)","v":0},null,15.94618981215651,0,0,0]
[5241,8,7,8,219,32,"2014-08-07",5,"h",null,{"$f":"IF(I5251=\"h\",INDEX(ID!$K$8:$K$31,FBR!$D5251+1)*INDEX(ID!$K$35:$K$46,$B5251),0)","v":35},{"$f":"IF(I5251=\"w\",INDEX(ID!$L$8:$L$31,FBR!$D5251+1)*INDEX(ID!$L$35:$L$46,$B5251),0)","v":0},{"$f":"IF(I5251=\"h\",INDEX(ID!$M$8:$M$31,FBR!$D5251+1)*INDEX(ID!$M$35:$M$46,$B5251),0)","v":35},{"$f":"IF(I5251=\"w\",INDEX(ID!$N$8:$N$31,FBR!$D5251+1)*INDEX(ID!$N$35:$N$46,$B5251),0)","v":0},null,20.670986793536215,0,0,0]
[5244,8,7,11,219,32,"2014-08-07",5,"h",null,{"$f":"IF(I5254=\"h\",INDEX(ID!$K$8:$K$31,FBR!$D5254+1)*INDEX(ID!$K$35:$K$46,$B5254),0)","v":42},{"$f":"IF(I5254=\"w\",INDEX(ID!$L$8:$L$31,FBR!$D5254+1)*INDEX(ID!$L$35:$L$46,$B5254),0)","v":0},{"$f":"IF(I5254=\"h\",INDEX(ID!$M$8:$M$31,FBR!$D5254+1)*INDEX(ID!$M$35:$M$46,$B5254),0)","v":42},{"$f":"IF(I5254=\"w\",INDEX(ID!$N$8:$N$31,FBR!$D5254+1)*INDEX(ID!$N$35:$N$46,$B5254),0)","v":0},null,24.805184152243459,0,0,0]
[5248,8,7,15,219,32,"2014-08-07",5,"h",null,{"$f":"IF(I5258=\"h\",INDEX(ID!$K$8:$K$31,FBR!$D5258+1)*INDEX(ID!$K$35:$K$46,$B5258),0)","v":50},{"$f":"IF(I5258=\"w\",INDEX(ID!$L$8:$L$31,FBR!$D5258+1)*INDEX(ID!$L$35:$L$46,$B5258),0)","v":0},{"$f":"IF(I5258=\"h\",INDEX(ID!$M$8:$M$31,FBR!$D5258+1)*INDEX(ID!$M$35:$M$46,$B5258),0)","v":50},{"$f":"IF(I5258=\"w\",INDEX(ID!$N$8:$N$31,FBR!$D5258+1)*INDEX(ID!$N$35:$N$46,$B5258),0)","v":0},null,29.529981133623163,0,0,0]
[5249,8,7,16,219,32,"2014-08-07",{"$f":"WEEKDAY(G5259)","v":5},{"$f":"IF(OR(H5259=6,H5259=7),\"w\",\"h\")","v":"h"},null,{"$f":"IF(I5259=\"h\",INDEX(ID!$K$8:$K$31,FBR!$D5259+1)*INDEX(ID!$K$35:$K$46,$B5259),0)","v":53},{"$f":"IF(I5259=\"w\",INDEX(ID!$L$8:$L$31,FBR!$D5259+1)*INDEX(ID!$L$35:$L$46,$B5259),0)","v":0},{"$f":"IF(I5259=\"h\",INDEX(ID!$M$8:$M$31,FBR!$D5259+1)*INDEX(ID!$M$35:$M$46,$B5259),0)","v":53},{"$f":"IF(I5259=\"w\",INDEX(ID!$N$8:$N$31,FBR!$D5259+1)*INDEX(ID!$N$35:$N$46,$B5259),0)","v":0},null,{"$f":"K5259*(indvforbrug*antalbrugere)/($K$8789+$L$8789)","v":31.301780001640555},{"$f":"L5259*indvforbrug*antalbrugere/($K$8789+$L$8789)","v":0},{"$f":"M5259*fællesforbrug/($M$8789+$N$8789)","v":0},{"$f":"N5259*fællesforbrug/($M$8789+$N$8789)","v":0}]
[5252,8,7,19,219,32,"2014-08-07",5,"h",null,{"$f":"IF(I5262=\"h\",INDEX(ID!$K$8:$K$31,FBR!$D5262+1)*INDEX(ID!$K$35:$K$46,$B5262),0)","v":60},{"$f":"IF(I5262=\"w\",INDEX(ID!$L$8:$L$31,FBR!$D5262+1)*INDEX(ID!$L$35:$L$46,$B5262),0)","v":0},{"$f":"IF(I5262=\"h\",INDEX(ID!$M$8:$M$31,FBR!$D5262+1)*INDEX(ID!$M$35:$M$46,$B5262),0)","v":60},{"$f":"IF(I5262=\"w\",INDEX(ID!$N$8:$N$31,FBR!$D5262+1)*INDEX(ID!$N$35:$N$46,$B5262),0)","v":0},null,35.435977360347799,0,0,0]
[5256,8,7,23,219,32,"2014-08-07",5,"h",null,{"$f":"IF(I5266=\"h\",INDEX(ID!$K$8:$K$31,FBR!$D5266+1)*INDEX(ID!$K$35:$K$46,$B5266),0)","v":40},{"$f":"IF(I5266=\"w\",INDEX(ID!$L$8:$L$31,FBR!$D5266+1)*INDEX(ID!$L$35:$L$46,$B5266),0)","v":0},{"$f":"IF(I5266=\"h\",INDEX(ID!$M$8:$M$31,FBR!$D5266+1)*INDEX(ID!$M$35:$M$46,$B5266),0)","v":40},{"$f":"IF(I5266=\"w\",INDEX(ID!$N$8:$N$31,FBR!$D5266+1)*INDEX(ID!$N$35:$N$46,$B5266),0)","v":0},null,23.623984906898531,0,0,0]
[5259,8,8,2,220,32,"2014-08-08",6,"w",null,{"$f":"IF(I5269=\"h\",INDEX(ID!$K$8:$K$31,FBR!$D5269+1)*INDEX(ID!$K$35:$K$46,$B5269),0)","v":0},{"$f":"IF(I5269=\"w\",INDEX(ID!$L$8:$L$31,FBR!$D5269+1)*INDEX(ID!$L$35:$L$46,$B5269),0)","v":28},{"$f":"IF(I5269=\"h\",INDEX(ID!$M$8:$M$31,FBR!$D5269+1)*INDEX(ID!$M$35:$M$46,$B5269),0)","v":0},{"$f":"IF(I5269=\"w\",INDEX(ID!$N$8:$N$31,FBR!$D5269+1)*INDEX(ID!$N$35:$N$46,$B5269),0)","v":28},null,0,16.536789434828972,0,0]
[5262,8,8,5,220,32,"2014-08-08",6,"w",null,{"$f":"IF(I5272=\"h\",INDEX(ID!$K$8:$K$31,FBR!$D5272+1)*INDEX(ID!$K$35:$K$46,$B5272),0)","v":0},{"$f":"IF(I5272=\"w\",INDEX(ID!$L$8:$L$31,FBR!$D5272+1)*INDEX(ID!$L$35:$L$46,$B5272),0)","v":27},{"$f":"IF(I5272=\"h\",INDEX(ID!$M$8:$M$31,FBR!$D5272+1)*INDEX(ID!$M$35:$M$46,$B5272),0)","v":0},{"$f":"IF(I5272=\"w\",INDEX(ID!$N$8:$N$31,FBR!$D5272+1)*INDEX(ID!$N$35:$N$46,$B5272),0)","v":27},null,0,15.94618981215651,0,0]
[5265,8,8,8,220,32,"2014-08-08",6,"w",null,{"$f":"IF(I5275=\"h\",INDEX(ID!$K$8:$K$31,FBR!$D5275+1)*INDEX(ID!$K$35:$K$46,$B5275),0)","v":0},{"$f":"IF(I5275=\"w\",INDEX(ID!$L$8:$L$31,FBR!$D5275+1)*INDEX(ID!$L$35:$L$46,$B5275),0)","v":35},{"$f":"IF(I5275=\"h\",INDEX(ID!$M$8:$M$31,FBR!$D5275+1)*INDEX(ID!$M$35:$M$46,$B5275),0)","v":0},{"$f":"IF(I5275=\"w\",INDEX(ID!$N$8:$N$31,FBR!$D5275+1)*INDEX(ID!$N$35:$N$46,$B5275),0)","v":35},null,0,20.670986793536215,0,0]
[5270,8,8,13,220,32,"2014-08-08",6,"w",null,{"$f":"IF(I5280=\"h\",INDEX(ID!$K$8:$K$31,FBR!$D5280+1)*INDEX(ID!$K$35:$K$46,$B5280),0)","v":0},{"$f":"IF(I5280=\"w\",INDEX(ID!$L$8:$L$31,FBR!$D5280+1)*INDEX(ID!$L$35:$L$46,$B5280),0)","v":44},{"$f":"IF(I5280=\"h\",INDEX(ID!$M$8:$M$31,FBR!$D5280+1)*INDEX(ID!$M$35:$M$46,$B5280),0)","v":0},{"$f":"IF(I5280=\"w\",INDEX(ID!$N$8:$N$31,FBR!$D5280+1)*INDEX(ID!$N$35:$N$46,$B5280),0)","v":44},null,0,25.986383397588384,0,0]
[5271,8,8,14,220,32,"2014-08-08",6,"w",null,{"$f":"IF(I5281=\"h\",INDEX(ID!$K$8:$K$31,FBR!$D5281+1)*INDEX(ID!$K$35:$K$46,$B5281),0)","v":0},{"$f":"IF(I5281=\"w\",INDEX(ID!$L$8:$L$31,FBR!$D5281+1)*INDEX(ID!$L$35:$L$46,$B5281),0)","v":47},{"$f":"IF(I5281=\"h\",INDEX(ID!$M$8:$M$31,FBR!$D5281+1)*INDEX(ID!$M$35:$M$46,$B5281),0)","v":0},{"$f":"IF(I5281=\"w\",INDEX(ID!$N$8:$N$31,FBR!$D5281+1)*INDEX(ID!$N$35:$N$46,$B5281),0)","v":47},null,0,27.758182265605775,0,0]
[5274,8,8,17,{"$f":"E5260+1","v":220},32,"2014-08-08",6,"w",null,{"$f":"IF(I5284=\"h\",INDEX(ID!$K$8:$K$31,FBR!$D5284+1)*INDEX(ID!$K$35:$K$46,$B5284),0)","v":0},{"$f":"IF(I5284=\"w\",INDEX(ID!$L$8:$L$31,FBR!$D5284+1)*INDEX(ID!$L$35:$L$46,$B5284),0)","v":62},{"$f":"IF(I5284=\"h\",INDEX(ID!$M$8:$M$31,FBR!$D5284+1)*INDEX(ID!$M$35:$M$46,$B5284),0)","v":0},{"$f":"IF(I5284=\"w\",INDEX(ID!$N$8:$N$31,FBR!$D5284+1)*INDEX(ID!$N$35:$N$46,$B5284),0)","v":62},null,0,36.617176605692727,0,0]
[5277,8,8,20,220,32,"2014-08-08",6,"w",null,{"$f":"IF(I5287=\"h\",INDEX(ID!$K$8:$K$31,FBR!$D5287+1)*INDEX(ID!$K$35:$K$46,$B5287),0)","v":0},{"$f":"IF(I5287=\"w\",INDEX(ID!$L$8:$L$31,FBR!$D5287+1)*INDEX(ID!$L$35:$L$46,$B5287),0)","v":53},{"$f":"IF(I5287=\"h\",INDEX(ID!$M$8:$M$31,FBR!$D5287+1)*INDEX(ID!$M$35:$M$46,$B5287),0)","v":0},{"$f":"IF(I5287=\"w\",INDEX(ID!$N$8:$N$31,FBR!$D5287+1)*INDEX(ID!$N$35:$N$46,$B5287),0)","v":53},null,0,31.301780001640555,0,0]
[5281,8,9,0,221,32,"2014-08-09",7,"w",null,{"$f":"IF(I5291=\"h\",INDEX(ID!$K$8:$K$31,FBR!$D5291+1)*INDEX(ID!$K$35:$K$46,$B5291),0)","v":0},{"$f":"IF(I5291=\"w\",INDEX(ID!$L$8:$L$31,FBR!$D5291+1)*INDEX(ID!$L$35:$L$46,$B5291),0)","v":35},{"$f":"IF(I5291=\"h\",INDEX(ID!$M$8:$M$31,FBR!$D5291+1)*INDEX(ID!$M$35:$M$46,$B5291),0)","v":0},{"$f":"IF(I5291=\"w\",INDEX(ID!$N$8:$N$31,FBR!$D5291+1)*INDEX(ID!$N$35:$N$46,$B5291),0)","v":35},null,0,20.670986793536215,0,0]
[5284,8,9,3,221,32,"2014-08-09",7,"w",null,{"$f":"IF(I5294=\"h\",INDEX(ID!$K$8:$K$31,FBR!$D5294+1)*INDEX(ID!$K$35:$K$46,$B5294),0)","v":0},{"$f":"IF(I5294=\"w\",INDEX(ID!$L$8:$L$31,FBR!$D5294+1)*INDEX(ID!$L$35:$L$46,$B5294),0)","v":27},{"$f":"IF(I5294=\"h\",INDEX(ID!$M$8:$M$31,FBR!$D5294+1)*INDEX(ID!$M$35:$M$46,$B5294),0)","v":0},{"$f":"IF(I5294=\"w\",INDEX(ID!$N$8:$N$31,FBR!$D5294+1)*INDEX(ID!$N$35:$N$46,$B5294),0)","v":27},null,0,15.94618981215651,0,0]
[5286,8,9,5,221,32,"2014-08-09",7,"w",null,{"$f":"IF(I5296=\"h\",INDEX(ID!$K$8:$K$31,FBR!$D5296+1)*INDEX(ID!$K$35:$K$46,$B5296),0)","v":0},{"$f":"IF(I5296=\"w\",INDEX(ID!$L$8:$L$31,FBR!$D5296+1)*INDEX(ID!$L$35:$L$46,$B5296),0)","v":27},{"$f":"IF(I5296=\"h\",INDEX(ID!$M$8:$M$31,FBR!$D5296+1)*INDEX(ID!$M$35:$M$46,$B5296),0)","v":0},{"$f":"IF(I5296=\"w\",INDEX(ID!$N$8:$N$31,FBR!$D5296+1)*INDEX(ID!$N$35:$N$46,$B5296),0)","v":27},null,0,15.94618981215651,0,0]
[5292,8,9,11,221,32,"2014-08-09",7,"w",null,{"$f":"IF(I5302=\"h\",INDEX(ID!$K$8:$K$31,FBR!$D5302+1)*INDEX(ID!$K$35:$K$46,$B5302),0)","v":0},{"$f":"IF(I5302=\"w\",INDEX(ID!$L$8:$L$31,FBR!$D5302+1)*INDEX(ID!$L$35:$L$46,$B5302),0)","v":42},{"$f":"IF(I5302=\"h\",INDEX(ID!$M$8:$M$31,FBR!$D5302+1)*INDEX(ID!$M$35:$M$46,$B5302),0)","v":0},{"$f":"IF(I5302=\"w\",INDEX(ID!$N$8:$N$31,FBR!$D5302+1)*INDEX(ID!$N$35:$N$46,$B5302),0)","v":42},null,0,24.805184152243459,0,0]
[5295,8,9,14,221,32,"2014-08-09",7,"w",null,{"$f":"IF(I5305=\"h\",INDEX(ID!$K$8:$K$31,FBR!$D5305+1)*INDEX(ID!$K$35:$K$46,$B5305),0)","v":0},{"$f":"IF(I5305=\"w\",INDEX(ID!$L$8:$L$31,FBR!$D5305+1)*INDEX(ID!$L$35:$L$46,$B5305),0)","v":47},{"$f":"IF(I5305=\"h\",INDEX(ID!$M$8:$M$31,FBR!$D5305+1)*INDEX(ID!$M$35:$M$46,$B5305),0)","v":0},{"$f":"IF(I5305=\"w\",INDEX(ID!$N$8:$N$31,FBR!$D5305+1)*INDEX(ID!$N$35:$N$46,$B5305),0)","v":47},null,0,27.758182265605775,0,0]
[5296,8,9,15,221,32,"2014-08-09",7,"w",null,{"$f":"IF(I5306=\"h\",INDEX(ID!$K$8:$K$31,FBR!$D5306+1)*INDEX(ID!$K$35:$K$46,$B5306),0)","v":0},{"$f":"IF(I5306=\"w\",INDEX(ID!$L$8:$L$31,FBR!$D5306+1)*INDEX(ID!$L$35:$L$46,$B5306),0)","v":50},{"$f":"IF(I5306=\"h\",INDEX(ID!$M$8:$M$31,FBR!$D5306+1)*INDEX(ID!$M$35:$M$46,$B5306),0)","v":0},{"$f":"IF(I5306=\"w\",INDEX(ID!$N$8:$N$31,FBR!$D5306+1)*INDEX(ID!$N$35:$N$46,$B5306),0)","v":50},null,0,29.529981133623163,0,0]
[5299,8,9,18,221,32,"2014-08-09",7,"w",null,{"$f":"IF(I5309=\"h\",INDEX(ID!$K$8:$K$31,FBR!$D5309+1)*INDEX(ID!$K$35:$K$46,$B5309),0)","v":0},{"$f":"IF(I5309=\"w\",INDEX(ID!$L$8:$L$31,FBR!$D5309+1)*INDEX(ID!$L$35:$L$46,$B5309),0)","v":65},{"$f":"IF(I5309=\"h\",INDEX(ID!$M$8:$M$31,FBR!$D5309+1)*INDEX(ID!$M$35:$M$46,$B5309),0)","v":0},{"$f":"IF(I5309=\"w\",INDEX(ID!$N$8:$N$31,FBR!$D5309+1)*INDEX(ID!$N$35:$N$46,$B5309),0)","v":65},null,0,38.388975473710111,0,0]
[5302,8,9,21,221,32,"2014-08-09",7,"w",null,{"$f":"IF(I5312=\"h\",INDEX(ID!$K$8:$K$31,FBR!$D5312+1)*INDEX(ID!$K$35:$K$46,$B5312),0)","v":0},{"$f":"IF(I5312=\"w\",INDEX(ID!$L$8:$L$31,FBR!$D5312+1)*INDEX(ID!$L$35:$L$46,$B5312),0)","v":50},{"$f":"IF(I5312=\"h\",INDEX(ID!$M$8:$M$31,FBR!$D5312+1)*INDEX(ID!$M$35:$M$46,$B5312),0)","v":0},{"$f":"IF(I5312=\"w\",INDEX(ID!$N$8:$N$31,FBR!$D5312+1)*INDEX(ID!$N$35:$N$46,$B5312),0)","v":50},null,0,29.529981133623163,0,0]
[5306,8,10,1,222,32,"2014-08-10",1,"h",null,{"$f":"IF(I5316=\"h\",INDEX(ID!$K$8:$K$31,FBR!$D5316+1)*INDEX(ID!$K$35:$K$46,$B5316),0)","v":30},{"$f":"IF(I5316=\"w\",INDEX(ID!$L$8:$L$31,FBR!$D5316+1)*INDEX(ID!$L$35:$L$46,$B5316),0)","v":0},{"$f":"IF(I5316=\"h\",INDEX(ID!$M$8:$M$31,FBR!$D5316+1)*INDEX(ID!$M$35:$M$46,$B5316),0)","v":30},{"$f":"IF(I5316=\"w\",INDEX(ID!$N$8:$N$31,FBR!$D5316+1)*INDEX(ID!$N$35:$N$46,$B5316),0)","v":0},null,17.717988680173899,0,0,0]
[5311,8,10,6,222,32,"2014-08-10",1,"h",null,{"$f":"IF(I5321=\"h\",INDEX(ID!$K$8:$K$31,FBR!$D5321+1)*INDEX(ID!$K$35:$K$46,$B5321),0)","v":29},{"$f":"IF(I5321=\"w\",INDEX(ID!$L$8:$L$31,FBR!$D5321+1)*INDEX(ID!$L$35:$L$46,$B5321),0)","v":0},{"$f":"IF(I5321=\"h\",INDEX(ID!$M$8:$M$31,FBR!$D5321+1)*INDEX(ID!$M$35:$M$46,$B5321),0)","v":29},{"$f":"IF(I5321=\"w\",INDEX(ID!$N$8:$N$31,FBR!$D5321+1)*INDEX(ID!$N$35:$N$46,$B5321),0)","v":0},null,17.127389057501436,0,0,0]
[5313,8,10,8,222,32,"2014-08-10",{"$f":"WEEKDAY(G5323)","v":1},{"$f":"IF(OR(H5323=6,H5323=7),\"w\",\"h\")","v":"h"},null,{"$f":"IF(I5323=\"h\",INDEX(ID!$K$8:$K$31,FBR!$D5323+1)*INDEX(ID!$K$35:$K$46,$B5323),0)","v":35},{"$f":"IF(I5323=\"w\",INDEX(ID!$L$8:$L$31,FBR!$D5323+1)*INDEX(ID!$L$35:$L$46,$B5323),0)","v":0},{"$f":"IF(I5323=\"h\",INDEX(ID!$M$8:$M$31,FBR!$D5323+1)*INDEX(ID!$M$35:$M$46,$B5323),0)","v":35},{"$f":"IF(I5323=\"w\",INDEX(ID!$N$8:$N$31,FBR!$D5323+1)*INDEX(ID!$N$35:$N$46,$B5323),0)","v":0},null,{"$f":"K5323*(indvforbrug*antalbrugere)/($K$8789+$L$8789)","v":20.670986793536215},{"$f":"L5323*indvforbrug*antalbrugere/($K$8789+$L$8789)","v":0},{"$f":"M5323*fællesforbrug/($M$8789+$N$8789)","v":0},{"$f":"N5323*fællesforbrug/($M$8789+$N$8789)","v":0}]
[5317,8,10,12,222,32,"2014-08-10",1,"h",null,{"$f":"IF(I5327=\"h\",INDEX(ID!$K$8:$K$31,FBR!$D5327+1)*INDEX(ID!$K$35:$K$46,$B5327),0)","v":43},{"$f":"IF(I5327=\"w\",INDEX(ID!$L$8:$L$31,FBR!$D5327+1)*INDEX(ID!$L$35:$L$46,$B5327),0)","v":0},{"$f":"IF(I5327=\"h\",INDEX(ID!$M$8:$M$31,FBR!$D5327+1)*INDEX(ID!$M$35:$M$46,$B5327),0)","v":43},{"$f":"IF(I5327=\"w\",INDEX(ID!$N$8:$N$31,FBR!$D5327+1)*INDEX(ID!$N$35:$N$46,$B5327),0)","v":0},null,25.395783774915923,0,0,0]
[5320,8,10,15,222,32,"2014-08-10",1,"h",null,{"$f":"IF(I5330=\"h\",INDEX(ID!$K$8:$K$31,FBR!$D5330+1)*INDEX(ID!$K$35:$K$46,$B5330),0)","v":50},{"$f":"IF(I5330=\"w\",INDEX(ID!$L$8:$L$31,FBR!$D5330+1)*INDEX(ID!$L$35:$L$46,$B5330),0)","v":0},{"$f":"IF(I5330=\"h\",INDEX(ID!$M$8:$M$31,FBR!$D5330+1)*INDEX(ID!$M$35:$M$46,$B5330),0)","v":50},{"$f":"IF(I5330=\"w\",INDEX(ID!$N$8:$N$31,FBR!$D5330+1)*INDEX(ID!$N$35:$N$46,$B5330),0)","v":0},null,29.529981133623163,0,0,0]
[5321,8,10,16,222,32,"2014-08-10",1,"h",null,{"$f":"IF(I5331=\"h\",INDEX(ID!$K$8:$K$31,FBR!$D5331+1)*INDEX(ID!$K$35:$K$46,$B5331),0)","v":53},{"$f":"IF(I5331=\"w\",INDEX(ID!$L$8:$L$31,FBR!$D5331+1)*INDEX(ID!$L$35:$L$46,$B5331),0)","v":0},{"$f":"IF(I5331=\"h\",INDEX(ID!$M$8:$M$31,FBR!$D5331+1)*INDEX(ID!$M$35:$M$46,$B5331),0)","v":53},{"$f":"IF(I5331=\"w\",INDEX(ID!$N$8:$N$31,FBR!$D5331+1)*INDEX(ID!$N$35:$N$46,$B5331),0)","v":0},null,31.301780001640555,0,0,0]
[5324,8,10,19,222,32,"2014-08-10",1,"h",null,{"$f":"IF(I5334=\"h\",INDEX(ID!$K$8:$K$31,FBR!$D5334+1)*INDEX(ID!$K$35:$K$46,$B5334),0)","v":60},{"$f":"IF(I5334=\"w\",INDEX(ID!$L$8:$L$31,FBR!$D5334+1)*INDEX(ID!$L$35:$L$46,$B5334),0)","v":0},{"$f":"IF(I5334=\"h\",INDEX(ID!$M$8:$M$31,FBR!$D5334+1)*INDEX(ID!$M$35:$M$46,$B5334),0)","v":60},{"$f":"IF(I5334=\"w\",INDEX(ID!$N$8:$N$31,FBR!$D5334+1)*INDEX(ID!$N$35:$N$46,$B5334),0)","v":0},null,35.435977360347799,0,0,0]
[5328,8,10,23,222,32,"2014-08-10",1,"h",null,{"$f":"IF(I5338=\"h\",INDEX(ID!$K$8:$K$31,FBR!$D5338+1)*INDEX(ID!$K$35:$K$46,$B5338),0)","v":40},{"$f":"IF(I5338=\"w\",INDEX(ID!$L$8:$L$31,FBR!$D5338+1)*INDEX(ID!$L$35:$L$46,$B5338),0)","v":0},{"$f":"IF(I5338=\"h\",INDEX(ID!$M$8:$M$31,FBR!$D5338+1)*INDEX(ID!$M$35:$M$46,$B5338),0)","v":40},{"$f":"IF(I5338=\"w\",INDEX(ID!$N$8:$N$31,FBR!$D5338+1)*INDEX(ID!$N$35:$N$46,$B5338),0)","v":0},null,23.623984906898531,0,0,0]
[5332,8,11,3,223,32,"2014-08-11",2,"h",null,{"$f":"IF(I5342=\"h\",INDEX(ID!$K$8:$K$31,FBR!$D5342+1)*INDEX(ID!$K$35:$K$46,$B5342),0)","v":27},{"$f":"IF(I5342=\"w\",INDEX(ID!$L$8:$L$31,FBR!$D5342+1)*INDEX(ID!$L$35:$L$46,$B5342),0)","v":0},{"$f":"IF(I5342=\"h\",INDEX(ID!$M$8:$M$31,FBR!$D5342+1)*INDEX(ID!$M$35:$M$46,$B5342),0)","v":27},{"$f":"IF(I5342=\"w\",INDEX(ID!$N$8:$N$31,FBR!$D5342+1)*INDEX(ID!$N$35:$N$46,$B5342),0)","v":0},null,15.94618981215651,0,0,0]
[5335,8,11,6,223,32,"2014-08-11",2,"h",null,{"$f":"IF(I5345=\"h\",INDEX(ID!$K$8:$K$31,FBR!$D5345+1)*INDEX(ID!$K$35:$K$46,$B5345),0)","v":29},{"$f":"IF(I5345=\"w\",INDEX(ID!$L$8:$L$31,FBR!$D5345+1)*INDEX(ID!$L$35:$L$46,$B5345),0)","v":0},{"$f":"IF(I5345=\"h\",INDEX(ID!$M$8:$M$31,FBR!$D5345+1)*INDEX(ID!$M$35:$M$46,$B5345),0)","v":29},{"$f":"IF(I5345=\"w\",INDEX(ID!$N$8:$N$31,FBR!$D5345+1)*INDEX(ID!$N$35:$N$46,$B5345),0)","v":0},null,17.127389057501436,0,0,0]
[5339,8,11,10,223,32,"2014-08-11",2,"h",null,{"$f":"IF(I5349=\"h\",INDEX(ID!$K$8:$K$31,FBR!$D5349+1)*INDEX(ID!$K$35:$K$46,$B5349),0)","v":40},{"$f":"IF(I5349=\"w\",INDEX(ID!$L$8:$L$31,FBR!$D5349+1)*INDEX(ID!$L$35:$L$46,$B5349),0)","v":0},{"$f":"IF(I5349=\"h\",INDEX(ID!$M$8:$M$31,FBR!$D5349+1)*INDEX(ID!$M$35:$M$46,$B5349),0)","v":40},{"$f":"IF(I5349=\"w\",INDEX(ID!$N$8:$N$31,FBR!$D5349+1)*INDEX(ID!$N$35:$N$46,$B5349),0)","v":0},null,23.623984906898531,0,0,0]
[5342,8,11,13,223,32,"2014-08-11",2,"h",null,{"$f":"IF(I5352=\"h\",INDEX(ID!$K$8:$K$31,FBR!$D5352+1)*INDEX(ID!$K$35:$K$46,$B5352),0)","v":44},{"$f":"IF(I5352=\"w\",INDEX(ID!$L$8:$L$31,FBR!$D5352+1)*INDEX(ID!$L$35:$L$46,$B5352),0)","v":0},{"$f":"IF(I5352=\"h\",INDEX(ID!$M$8:$M$31,FBR!$D5352+1)*INDEX(ID!$M$35:$M$46,$B5352),0)","v":44},{"$f":"IF(I5352=\"w\",INDEX(ID!$N$8:$N$31,FBR!$D5352+1)*INDEX(ID!$N$35:$N$46,$B5352),0)","v":0},null,25.986383397588384,0,0,0]
[5345,8,11,16,223,32,"2014-08-11",2,"h",null,{"$f":"IF(I5355=\"h\",INDEX(ID!$K$8:$K$31,FBR!$D5355+1)*INDEX(ID!$K$35:$K$46,$B5355),0)","v":53},{"$f":"IF(I5355=\"w\",INDEX(ID!$L$8:$L$31,FBR!$D5355+1)*INDEX(ID!$L$35:$L$46,$B5355),0)","v":0},{"$f":"IF(I5355=\"h\",INDEX(ID!$M$8:$M$31,FBR!$D5355+1)*INDEX(ID!$M$35:$M$46,$B5355),0)","v":53},{"$f":"IF(I5355=\"w\",INDEX(ID!$N$8:$N$31,FBR!$D5355+1)*INDEX(ID!$N$35:$N$46,$B5355),0)","v":0},null,31.301780001640555,0,0,0]
[5346,8,11,17,223,32,"2014-08-11",2,"h",null,{"$f":"IF(I5356=\"h\",INDEX(ID!$K$8:$K$31,FBR!$D5356+1)*INDEX(ID!$K$35:$K$46,$B5356),0)","v":62},{"$f":"IF(I5356=\"w\",INDEX(ID!$L$8:$L$31,FBR!$D5356+1)*INDEX(ID!$L$35:$L$46,$B5356),0)","v":0},{"$f":"IF(I5356=\"h\",INDEX(ID!$M$8:$M$31,FBR!$D5356+1)*INDEX(ID!$M$35:$M$46,$B5356),0)","v":62},{"$f":"IF(I5356=\"w\",INDEX(ID!$N$8:$N$31,FBR!$D5356+1)*INDEX(ID!$N$35:$N$46,$B5356),0)","v":0},null,36.617176605692727,0,0,0]
[5349,8,11,20,223,32,"2014-08-11",2,"h",null,{"$f":"IF(I5359=\"h\",INDEX(ID!$K$8:$K$31,FBR!$D5359+1)*INDEX(ID!$K$35:$K$46,$B5359),0)","v":53},{"$f":"IF(I5359=\"w\",INDEX(ID!$L$8:$L$31,FBR!$D5359+1)*INDEX(ID!$L$35:$L$46,$B5359),0)","v":0},{"$f":"IF(I5359=\"h\",INDEX(ID!$M$8:$M$31,FBR!$D5359+1)*INDEX(ID!$M$35:$M$46,$B5359),0)","v":53},{"$f":"IF(I5359=\"w\",INDEX(ID!$N$8:$N$31,FBR!$D5359+1)*INDEX(ID!$N$35:$N$46,$B5359),0)","v":0},null,31.301780001640555,0,0,0]
[5353,8,12,0,224,32,"2014-08-12",3,"h",null,{"$f":"IF(I5363=\"h\",INDEX(ID!$K$8:$K$31,FBR!$D5363+1)*INDEX(ID!$K$35:$K$46,$B5363),0)","v":35},{"$f":"IF(I5363=\"w\",INDEX(ID!$L$8:$L$31,FBR!$D5363+1)*INDEX(ID!$L$35:$L$46,$B5363),0)","v":0},{"$f":"IF(I5363=\"h\",INDEX(ID!$M$8:$M$31,FBR!$D5363+1)*INDEX(ID!$M$35:$M$46,$B5363),0)","v":35},{"$f":"IF(I5363=\"w\",INDEX(ID!$N$8:$N$31,FBR!$D5363+1)*INDEX(ID!$N$35:$N$46,$B5363),0)","v":0},null,20.670986793536215,0,0,0]
[5357,8,12,4,224,32,"2014-08-12",3,"h",null,{"$f":"IF(I5367=\"h\",INDEX(ID!$K$8:$K$31,FBR!$D5367+1)*INDEX(ID!$K$35:$K$46,$B5367),0)","v":27},{"$f":"IF(I5367=\"w\",INDEX(ID!$L$8:$L$31,FBR!$D5367+1)*INDEX(ID!$L$35:$L$46,$B5367),0)","v":0},{"$f":"IF(I5367=\"h\",INDEX(ID!$M$8:$M$31,FBR!$D5367+1)*INDEX(ID!$M$35:$M$46,$B5367),0)","v":27},{"$f":"IF(I5367=\"w\",INDEX(ID!$N$8:$N$31,FBR!$D5367+1)*INDEX(ID!$N$35:$N$46,$B5367),0)","v":0},null,15.94618981215651,0,0,0]
[5360,8,12,7,224,32,"2014-08-12",3,"h",null,{"$f":"IF(I5370=\"h\",INDEX(ID!$K$8:$K$31,FBR!$D5370+1)*INDEX(ID!$K$35:$K$46,$B5370),0)","v":32},{"$f":"IF(I5370=\"w\",INDEX(ID!$L$8:$L$31,FBR!$D5370+1)*INDEX(ID!$L$35:$L$46,$B5370),0)","v":0},{"$f":"IF(I5370=\"h\",INDEX(ID!$M$8:$M$31,FBR!$D5370+1)*INDEX(ID!$M$35:$M$46,$B5370),0)","v":32},{"$f":"IF(I5370=\"w\",INDEX(ID!$N$8:$N$31,FBR!$D5370+1)*INDEX(ID!$N$35:$N$46,$B5370),0)","v":0},null,18.899187925518824,0,0,0]
[5364,8,12,11,224,32,"2014-08-12",3,"h",null,{"$f":"IF(I5374=\"h\",INDEX(ID!$K$8:$K$31,FBR!$D5374+1)*INDEX(ID!$K$35:$K$46,$B5374),0)","v":42},{"$f":"IF(I5374=\"w\",INDEX(ID!$L$8:$L$31,FBR!$D5374+1)*INDEX(ID!$L$35:$L$46,$B5374),0)","v":0},{"$f":"IF(I5374=\"h\",INDEX(ID!$M$8:$M$31,FBR!$D5374+1)*INDEX(ID!$M$35:$M$46,$B5374),0)","v":42},{"$f":"IF(I5374=\"w\",INDEX(ID!$N$8:$N$31,FBR!$D5374+1)*INDEX(ID!$N$35:$N$46,$B5374),0)","v":0},null,24.805184152243459,0,0,0]
[5367,8,12,14,224,32,"2014-08-12",3,"h",null,{"$f":"IF(I5377=\"h\",INDEX(ID!$K$8:$K$31,FBR!$D5377+1)*INDEX(ID!$K$35:$K$46,$B5377),0)","v":47},{"$f":"IF(I5377=\"w\",INDEX(ID!$L$8:$L$31,FBR!$D5377+1)*INDEX(ID!$L$35:$L$46,$B5377),0)","v":0},{"$f":"IF(I5377=\"h\",INDEX(ID!$M$8:$M$31,FBR!$D5377+1)*INDEX(ID!$M$35:$M$46,$B5377),0)","v":47},{"$f":"IF(I5377=\"w\",INDEX(ID!$N$8:$N$31,FBR!$D5377+1)*INDEX(ID!$N$35:$N$46,$B5377),0)","v":0},null,27.758182265605775,0,0,0]
[5370,8,12,17,224,32,"2014-08-12",3,"h",null,{"$f":"IF(I5380=\"h\",INDEX(ID!$K$8:$K$31,FBR!$D5380+1)*INDEX(ID!$K$35:$K$46,$B5380),0)","v":62},{"$f":"IF(I5380=\"w\",INDEX(ID!$L$8:$L$31,FBR!$D5380+1)*INDEX(ID!$L$35:$L$46,$B5380),0)","v":0},{"$f":"IF(I5380=\"h\",INDEX(ID!$M$8:$M$31,FBR!$D5380+1)*INDEX(ID!$M$35:$M$46,$B5380),0)","v":62},{"$f":"IF(I5380=\"w\",INDEX(ID!$N$8:$N$31,FBR!$D5380+1)*INDEX(ID!$N$35:$N$46,$B5380),0)","v":0},null,36.617176605692727,0,0,0]
[5374,8,12,21,224,32,"2014-08-12",3,"h",null,{"$f":"IF(I5384=\"h\",INDEX(ID!$K$8:$K$31,FBR!$D5384+1)*INDEX(ID!$K$35:$K$46,$B5384),0)","v":50},{"$f":"IF(I5384=\"w\",INDEX(ID!$L$8:$L$31,FBR!$D5384+1)*INDEX(ID!$L$35:$L$46,$B5384),0)","v":0},{"$f":"IF(I5384=\"h\",INDEX(ID!$M$8:$M$31,FBR!$D5384+1)*INDEX(ID!$M$35:$M$46,$B5384),0)","v":50},{"$f":"IF(I5384=\"w\",INDEX(ID!$N$8:$N$31,FBR!$D5384+1)*INDEX(ID!$N$35:$N$46,$B5384),0)","v":0},null,29.529981133623163,0,0,0]
[5375,8,12,22,224,32,"2014-08-12",3,"h",null,{"$f":"IF(I5385=\"h\",INDEX(ID!$K$8:$K$31,FBR!$D5385+1)*INDEX(ID!$K$35:$K$46,$B5385),0)","v":45},{"$f":"IF(I5385=\"w\",INDEX(ID!$L$8:$L$31,FBR!$D5385+1)*INDEX(ID!$L$35:$L$46,$B5385),0)","v":0},{"$f":"IF(I5385=\"h\",INDEX(ID!$M$8:$M$31,FBR!$D5385+1)*INDEX(ID!$M$35:$M$46,$B5385),0)","v":45},{"$f":"IF(I5385=\"w\",INDEX(ID!$N$8:$N$31,FBR!$D5385+1)*INDEX(ID!$N$35:$N$46,$B5385),0)","v":0},null,26.576983020260847,0,0,0]
[{"$f":"A5387+1","v":5378},8,13,1,225,33,{"$f":"DATE(2014,B5388,C5388)","v":"2014-08-13"},4,"h",null,{"$f":"IF(I5388=\"h\",INDEX(ID!$K$8:$K$31,FBR!$D5388+1)*INDEX(ID!$K$35:$K$46,$B5388),0)","v":30},{"$f":"IF(I5388=\"w\",INDEX(ID!$L$8:$L$31,FBR!$D5388+1)*INDEX(ID!$L$35:$L$46,$B5388),0)","v":0},{"$f":"IF(I5388=\"h\",INDEX(ID!$M$8:$M$31,FBR!$D5388+1)*INDEX(ID!$M$35:$M$46,$B5388),0)","v":30},{"$f":"IF(I5388=\"w\",INDEX(ID!$N$8:$N$31,FBR!$D5388+1)*INDEX(ID!$N$35:$N$46,$B5388),0)","v":0},null,17.717988680173899,0,0,0]
[5382,8,13,5,225,33,"2014-08-13",4,"h",null,{"$f":"IF(I5392=\"h\",INDEX(ID!$K$8:$K$31,FBR!$D5392+1)*INDEX(ID!$K$35:$K$46,$B5392),0)","v":27},{"$f":"IF(I5392=\"w\",INDEX(ID!$L$8:$L$31,FBR!$D5392+1)*INDEX(ID!$L$35:$L$46,$B5392),0)","v":0},{"$f":"IF(I5392=\"h\",INDEX(ID!$M$8:$M$31,FBR!$D5392+1)*INDEX(ID!$M$35:$M$46,$B5392),0)","v":27},{"$f":"IF(I5392=\"w\",INDEX(ID!$N$8:$N$31,FBR!$D5392+1)*INDEX(ID!$N$35:$N$46,$B5392),0)","v":0},null,15.94618981215651,0,0,0]
[5385,8,13,8,225,33,"2014-08-13",4,"h",null,{"$f":"IF(I5395=\"h\",INDEX(ID!$K$8:$K$31,FBR!$D5395+1)*INDEX(ID!$K$35:$K$46,$B5395),0)","v":35},{"$f":"IF(I5395=\"w\",INDEX(ID!$L$8:$L$31,FBR!$D5395+1)*INDEX(ID!$L$35:$L$46,$B5395),0)","v":0},{"$f":"IF(I5395=\"h\",INDEX(ID!$M$8:$M$31,FBR!$D5395+1)*INDEX(ID!$M$35:$M$46,$B5395),0)","v":35},{"$f":"IF(I5395=\"w\",INDEX(ID!$N$8:$N$31,FBR!$D5395+1)*INDEX(ID!$N$35:$N$46,$B5395),0)","v":0},null,20.670986793536215,0,0,0]
[5389,8,13,12,225,33,"2014-08-13",4,"h",null,{"$f":"IF(I5399=\"h\",INDEX(ID!$K$8:$K$31,FBR!$D5399+1)*INDEX(ID!$K$35:$K$46,$B5399),0)","v":43},{"$f":"IF(I5399=\"w\",INDEX(ID!$L$8:$L$31,FBR!$D5399+1)*INDEX(ID!$L$35:$L$46,$B5399),0)","v":0},{"$f":"IF(I5399=\"h\",INDEX(ID!$M$8:$M$31,FBR!$D5399+1)*INDEX(ID!$M$35:$M$46,$B5399),0)","v":43},{"$f":"IF(I5399=\"w\",INDEX(ID!$N$8:$N$31,FBR!$D5399+1)*INDEX(ID!$N$35:$N$46,$B5399),0)","v":0},null,25.395783774915923,0,0,0]
[5392,8,13,15,225,33,"2014-08-13",4,"h",null,{"$f":"IF(I5402=\"h\",INDEX(ID!$K$8:$K$31,FBR!$D5402+1)*INDEX(ID!$K$35:$K$46,$B5402),0)","v":50},{"$f":"IF(I5402=\"w\",INDEX(ID!$L$8:$L$31,FBR!$D5402+1)*INDEX(ID!$L$35:$L$46,$B5402),0)","v":0},{"$f":"IF(I5402=\"h\",INDEX(ID!$M$8:$M$31,FBR!$D5402+1)*INDEX(ID!$M$35:$M$46,$B5402),0)","v":50},{"$f":"IF(I5402=\"w\",INDEX(ID!$N$8:$N$31,FBR!$D5402+1)*INDEX(ID!$N$35:$N$46,$B5402),0)","v":0},null,29.529981133623163,0,0,0]
[5395,8,13,18,225,33,"2014-08-13",4,"h",null,{"$f":"IF(I5405=\"h\",INDEX(ID!$K$8:$K$31,FBR!$D5405+1)*INDEX(ID!$K$35:$K$46,$B5405),0)","v":65},{"$f":"IF(I5405=\"w\",INDEX(ID!$L$8:$L$31,FBR!$D5405+1)*INDEX(ID!$L$35:$L$46,$B5405),0)","v":0},{"$f":"IF(I5405=\"h\",INDEX(ID!$M$8:$M$31,FBR!$D5405+1)*INDEX(ID!$M$35:$M$46,$B5405),0)","v":65},{"$f":"IF(I5405=\"w\",INDEX(ID!$N$8:$N$31,FBR!$D5405+1)*INDEX(ID!$N$35:$N$46,$B5405),0)","v":0},null,38.388975473710111,0,0,0]
[5397,8,13,20,225,33,"2014-08-13",4,"h",null,{"$f":"IF(I5407=\"h\",INDEX(ID!$K$8:$K$31,FBR!$D5407+1)*INDEX(ID!$K$35:$K$46,$B5407),0)","v":53},{"$f":"IF(I5407=\"w\",INDEX(ID!$L$8:$L$31,FBR!$D5407+1)*INDEX(ID!$L$35:$L$46,$B5407),0)","v":0},{"$f":"IF(I5407=\"h\",INDEX(ID!$M$8:$M$31,FBR!$D5407+1)*INDEX(ID!$M$35:$M$46,$B5407),0)","v":53},{"$f":"IF(I5407=\"w\",INDEX(ID!$N$8:$N$31,FBR!$D5407+1)*INDEX(ID!$N$35:$N$46,$B5407),0)","v":0},null,31.301780001640555,0,0,0]
[5400,8,13,23,225,33,"2014-08-13",4,"h",null,{"$f":"IF(I5410=\"h\",INDEX(ID!$K$8:$K$31,FBR!$D5410+1)*INDEX(ID!$K$35:$K$46,$B5410),0)","v":40},{"$f":"IF(I5410=\"w\",INDEX(ID!$L$8:$L$31,FBR!$D5410+1)*INDEX(ID!$L$35:$L$46,$B5410),0)","v":0},{"$f":"IF(I5410=\"h\",INDEX(ID!$M$8:$M$31,FBR!$D5410+1)*INDEX(ID!$M$35:$M$46,$B5410),0)","v":40},{"$f":"IF(I5410=\"w\",INDEX(ID!$N$8:$N$31,FBR!$D5410+1)*INDEX(ID!$N$35:$N$46,$B5410),0)","v":0},null,23.623984906898531,0,0,0]
[5404,8,14,3,226,33,"2014-08-14",5,"h",null,{"$f":"IF(I5414=\"h\",INDEX(ID!$K$8:$K$31,FBR!$D5414+1)*INDEX(ID!$K$35:$K$46,$B5414),0)","v":27},{"$f":"IF(I5414=\"w\",INDEX(ID!$L$8:$L$31,FBR!$D5414+1)*INDEX(ID!$L$35:$L$46,$B5414),0)","v":0},{"$f":"IF(I5414=\"h\",INDEX(ID!$M$8:$M$31,FBR!$D5414+1)*INDEX(ID!$M$35:$M$46,$B5414),0)","v":27},{"$f":"IF(I5414=\"w\",INDEX(ID!$N$8:$N$31,FBR!$D5414+1)*INDEX(ID!$N$35:$N$46,$B5414),0)","v":0},null,15.94618981215651,0,0,0]
[5407,8,14,6,226,33,"2014-08-14",5,"h",null,{"$f":"IF(I5417=\"h\",INDEX(ID!$K$8:$K$31,FBR!$D5417+1)*INDEX(ID!$K$35:$K$46,$B5417),0)","v":29},{"$f":"IF(I5417=\"w\",INDEX(ID!$L$8:$L$31,FBR!$D5417+1)*INDEX(ID!$L$35:$L$46,$B5417),0)","v":0},{"$f":"IF(I5417=\"h\",INDEX(ID!$M$8:$M$31,FBR!$D5417+1)*INDEX(ID!$M$35:$M$46,$B5417),0)","v":29},{"$f":"IF(I5417=\"w\",INDEX(ID!$N$8:$N$31,FBR!$D5417+1)*INDEX(ID!$N$35:$N$46,$B5417),0)","v":0},null,17.127389057501436,0,0,0]
[5410,8,14,9,226,33,"2014-08-14",5,"h",null,{"$f":"IF(I5420=\"h\",INDEX(ID!$K$8:$K$31,FBR!$D5420+1)*INDEX(ID!$K$35:$K$46,$B5420),0)","v":38},{"$f":"IF(I5420=\"w\",INDEX(ID!$L$8:$L$31,FBR!$D5420+1)*INDEX(ID!$L$35:$L$46,$B5420),0)","v":0},{"$f":"IF(I5420=\"h\",INDEX(ID!$M$8:$M$31,FBR!$D5420+1)*INDEX(ID!$M$35:$M$46,$B5420),0)","v":38},{"$f":"IF(I5420=\"w\",INDEX(ID!$N$8:$N$31,FBR!$D5420+1)*INDEX(ID!$N$35:$N$46,$B5420),0)","v":0},null,22.442785661553604,0,0,0]
[5412,8,14,11,226,33,"2014-08-14",5,"h",null,{"$f":"IF(I5422=\"h\",INDEX(ID!$K$8:$K$31,FBR!$D5422+1)*INDEX(ID!$K$35:$K$46,$B5422),0)","v":42},{"$f":"IF(I5422=\"w\",INDEX(ID!$L$8:$L$31,FBR!$D5422+1)*INDEX(ID!$L$35:$L$46,$B5422),0)","v":0},{"$f":"IF(I5422=\"h\",INDEX(ID!$M$8:$M$31,FBR!$D5422+1)*INDEX(ID!$M$35:$M$46,$B5422),0)","v":42},{"$f":"IF(I5422=\"w\",INDEX(ID!$N$8:$N$31,FBR!$D5422+1)*INDEX(ID!$N$35:$N$46,$B5422),0)","v":0},null,24.805184152243459,0,0,0]
[5418,8,14,17,226,{"$f":"F5260+1","v":33},"2014-08-14",5,"h",null,{"$f":"IF(I5428=\"h\",INDEX(ID!$K$8:$K$31,FBR!$D5428+1)*INDEX(ID!$K$35:$K$46,$B5428),0)","v":62},{"$f":"IF(I5428=\"w\",INDEX(ID!$L$8:$L$31,FBR!$D5428+1)*INDEX(ID!$L$35:$L$46,$B5428),0)","v":0},{"$f":"IF(I5428=\"h\",INDEX(ID!$M$8:$M$31,FBR!$D5428+1)*INDEX(ID!$M$35:$M$46,$B5428),0)","v":62},{"$f":"IF(I5428=\"w\",INDEX(ID!$N$8:$N$31,FBR!$D5428+1)*INDEX(ID!$N$35:$N$46,$B5428),0)","v":0},null,36.617176605692727,0,0,0]
[5421,8,14,20,226,33,"2014-08-14",5,"h",null,{"$f":"IF(I5431=\"h\",INDEX(ID!$K$8:$K$31,FBR!$D5431+1)*INDEX(ID!$K$35:$K$46,$B5431),0)","v":53},{"$f":"IF(I5431=\"w\",INDEX(ID!$L$8:$L$31,FBR!$D5431+1)*INDEX(ID!$L$35:$L$46,$B5431),0)","v":0},{"$f":"IF(I5431=\"h\",INDEX(ID!$M$8:$M$31,FBR!$D5431+1)*INDEX(ID!$M$35:$M$46,$B5431),0)","v":53},{"$f":"IF(I5431=\"w\",INDEX(ID!$N$8:$N$31,FBR!$D5431+1)*INDEX(ID!$N$35:$N$46,$B5431),0)","v":0},null,31.301780001640555,0,0,0]
[5422,8,14,21,226,33,"2014-08-14",5,"h",null,{"$f":"IF(I5432=\"h\",INDEX(ID!$K$8:$K$31,FBR!$D5432+1)*INDEX(ID!$K$35:$K$46,$B5432),0)","v":50},{"$f":"IF(I5432=\"w\",INDEX(ID!$L$8:$L$31,FBR!$D5432+1)*INDEX(ID!$L$35:$L$46,$B5432),0)","v":0},{"$f":"IF(I5432=\"h\",INDEX(ID!$M$8:$M$31,FBR!$D5432+1)*INDEX(ID!$M$35:$M$46,$B5432),0)","v":50},{"$f":"IF(I5432=\"w\",INDEX(ID!$N$8:$N$31,FBR!$D5432+1)*INDEX(ID!$N$35:$N$46,$B5432),0)","v":0},null,29.529981133623163,0,0,0]
[5425,8,15,0,227,33,"2014-08-15",6,"w",null,{"$f":"IF(I5435=\"h\",INDEX(ID!$K$8:$K$31,FBR!$D5435+1)*INDEX(ID!$K$35:$K$46,$B5435),0)","v":0},{"$f":"IF(I5435=\"w\",INDEX(ID!$L$8:$L$31,FBR!$D5435+1)*INDEX(ID!$L$35:$L$46,$B5435),0)","v":35},{"$f":"IF(I5435=\"h\",INDEX(ID!$M$8:$M$31,FBR!$D5435+1)*INDEX(ID!$M$35:$M$46,$B5435),0)","v":0},{"$f":"IF(I5435=\"w\",INDEX(ID!$N$8:$N$31,FBR!$D5435+1)*INDEX(ID!$N$35:$N$46,$B5435),0)","v":35},null,0,20.670986793536215,0,0]
[5429,8,15,4,227,33,"2014-08-15",6,"w",null,{"$f":"IF(I5439=\"h\",INDEX(ID!$K$8:$K$31,FBR!$D5439+1)*INDEX(ID!$K$35:$K$46,$B5439),0)","v":0},{"$f":"IF(I5439=\"w\",INDEX(ID!$L$8:$L$31,FBR!$D5439+1)*INDEX(ID!$L$35:$L$46,$B5439),0)","v":27},{"$f":"IF(I5439=\"h\",INDEX(ID!$M$8:$M$31,FBR!$D5439+1)*INDEX(ID!$M$35:$M$46,$B5439),0)","v":0},{"$f":"IF(I5439=\"w\",INDEX(ID!$N$8:$N$31,FBR!$D5439+1)*INDEX(ID!$N$35:$N$46,$B5439),0)","v":27},null,0,15.94618981215651,0,0]
[5432,8,15,7,227,33,"2014-08-15",6,"w",null,{"$f":"IF(I5442=\"h\",INDEX(ID!$K$8:$K$31,FBR!$D5442+1)*INDEX(ID!$K$35:$K$46,$B5442),0)","v":0},{"$f":"IF(I5442=\"w\",INDEX(ID!$L$8:$L$31,FBR!$D5442+1)*INDEX(ID!$L$35:$L$46,$B5442),0)","v":32},{"$f":"IF(I5442=\"h\",INDEX(ID!$M$8:$M$31,FBR!$D5442+1)*INDEX(ID!$M$35:$M$46,$B5442),0)","v":0},{"$f":"IF(I5442=\"w\",INDEX(ID!$N$8:$N$31,FBR!$D5442+1)*INDEX(ID!$N$35:$N$46,$B5442),0)","v":32},null,0,18.899187925518824,0,0]
[5437,8,15,12,227,33,"2014-08-15",6,"w",null,{"$f":"IF(I5447=\"h\",INDEX(ID!$K$8:$K$31,FBR!$D5447+1)*INDEX(ID!$K$35:$K$46,$B5447),0)","v":0},{"$f":"IF(I5447=\"w\",INDEX(ID!$L$8:$L$31,FBR!$D5447+1)*INDEX(ID!$L$35:$L$46,$B5447),0)","v":43},{"$f":"IF(I5447=\"h\",INDEX(ID!$M$8:$M$31,FBR!$D5447+1)*INDEX(ID!$M$35:$M$46,$B5447),0)","v":0},{"$f":"IF(I5447=\"w\",INDEX(ID!$N$8:$N$31,FBR!$D5447+1)*INDEX(ID!$N$35:$N$46,$B5447),0)","v":43},null,0,25.395783774915923,0,0]
[5440,8,15,15,227,33,"2014-08-15",6,"w",null,{"$f":"IF(I5450=\"h\",INDEX(ID!$K$8:$K$31,FBR!$D5450+1)*INDEX(ID!$K$35:$K$46,$B5450),0)","v":0},{"$f":"IF(I5450=\"w\",INDEX(ID!$L$8:$L$31,FBR!$D5450+1)*INDEX(ID!$L$35:$L$46,$B5450),0)","v":50},{"$f":"IF(I5450=\"h\",INDEX(ID!$M$8:$M$31,FBR!$D5450+1)*INDEX(ID!$M$35:$M$46,$B5450),0)","v":0},{"$f":"IF(I5450=\"w\",INDEX(ID!$N$8:$N$31,FBR!$D5450+1)*INDEX(ID!$N$35:$N$46,$B5450),0)","v":50},null,0,29.529981133623163,0,0]
[5443,8,15,18,227,33,"2014-08-15",6,"w",null,{"$f":"IF(I5453=\"h\",INDEX(ID!$K$8:$K$31,FBR!$D5453+1)*INDEX(ID!$K$35:$K$46,$B5453),0)","v":0},{"$f":"IF(I5453=\"w\",INDEX(ID!$L$8:$L$31,FBR!$D5453+1)*INDEX(ID!$L$35:$L$46,$B5453),0)","v":65},{"$f":"IF(I5453=\"h\",INDEX(ID!$M$8:$M$31,FBR!$D5453+1)*INDEX(ID!$M$35:$M$46,$B5453),0)","v":0},{"$f":"IF(I5453=\"w\",INDEX(ID!$N$8:$N$31,FBR!$D5453+1)*INDEX(ID!$N$35:$N$46,$B5453),0)","v":65},null,0,38.388975473710111,0,0]
[5444,8,15,19,227,33,"2014-08-15",6,"w",null,{"$f":"IF(I5454=\"h\",INDEX(ID!$K$8:$K$31,FBR!$D5454+1)*INDEX(ID!$K$35:$K$46,$B5454),0)","v":0},{"$f":"IF(I5454=\"w\",INDEX(ID!$L$8:$L$31,FBR!$D5454+1)*INDEX(ID!$L$35:$L$46,$B5454),0)","v":60},{"$f":"IF(I5454=\"h\",INDEX(ID!$M$8:$M$31,FBR!$D5454+1)*INDEX(ID!$M$35:$M$46,$B5454),0)","v":0},{"$f":"IF(I5454=\"w\",INDEX(ID!$N$8:$N$31,FBR!$D5454+1)*INDEX(ID!$N$35:$N$46,$B5454),0)","v":60},null,0,35.435977360347799,0,0]
[5447,8,15,22,227,33,"2014-08-15",6,"w",null,{"$f":"IF(I5457=\"h\",INDEX(ID!$K$8:$K$31,FBR!$D5457+1)*INDEX(ID!$K$35:$K$46,$B5457),0)","v":0},{"$f":"IF(I5457=\"w\",INDEX(ID!$L$8:$L$31,FBR!$D5457+1)*INDEX(ID!$L$35:$L$46,$B5457),0)","v":45},{"$f":"IF(I5457=\"h\",INDEX(ID!$M$8:$M$31,FBR!$D5457+1)*INDEX(ID!$M$35:$M$46,$B5457),0)","v":0},{"$f":"IF(I5457=\"w\",INDEX(ID!$N$8:$N$31,FBR!$D5457+1)*INDEX(ID!$N$35:$N$46,$B5457),0)","v":45},null,0,26.576983020260847,0,0]
[5450,8,16,1,228,33,"2014-08-16",7,"w",null,{"$f":"IF(I5460=\"h\",INDEX(ID!$K$8:$K$31,FBR!$D5460+1)*INDEX(ID!$K$35:$K$46,$B5460),0)","v":0},{"$f":"IF(I5460=\"w\",INDEX(ID!$L$8:$L$31,FBR!$D5460+1)*INDEX(ID!$L$35:$L$46,$B5460),0)","v":30},{"$f":"IF(I5460=\"h\",INDEX(ID!$M$8:$M$31,FBR!$D5460+1)*INDEX(ID!$M$35:$M$46,$B5460),0)","v":0},{"$f":"IF(I5460=\"w\",INDEX(ID!$N$8:$N$31,FBR!$D5460+1)*INDEX(ID!$N$35:$N$46,$B5460),0)","v":30},null,0,17.717988680173899,0,0]
[5454,8,16,5,228,33,"2014-08-16",7,"w",null,{"$f":"IF(I5464=\"h\",INDEX(ID!$K$8:$K$31,FBR!$D5464+1)*INDEX(ID!$K$35:$K$46,$B5464),0)","v":0},{"$f":"IF(I5464=\"w\",INDEX(ID!$L$8:$L$31,FBR!$D5464+1)*INDEX(ID!$L$35:$L$46,$B5464),0)","v":27},{"$f":"IF(I5464=\"h\",INDEX(ID!$M$8:$M$31,FBR!$D5464+1)*INDEX(ID!$M$35:$M$46,$B5464),0)","v":0},{"$f":"IF(I5464=\"w\",INDEX(ID!$N$8:$N$31,FBR!$D5464+1)*INDEX(ID!$N$35:$N$46,$B5464),0)","v":27},null,0,15.94618981215651,0,0]
[5458,8,16,9,228,33,"2014-08-16",7,"w",null,{"$f":"IF(I5468=\"h\",INDEX(ID!$K$8:$K$31,FBR!$D5468+1)*INDEX(ID!$K$35:$K$46,$B5468),0)","v":0},{"$f":"IF(I5468=\"w\",INDEX(ID!$L$8:$L$31,FBR!$D5468+1)*INDEX(ID!$L$35:$L$46,$B5468),0)","v":38},{"$f":"IF(I5468=\"h\",INDEX(ID!$M$8:$M$31,FBR!$D5468+1)*INDEX(ID!$M$35:$M$46,$B5468),0)","v":0},{"$f":"IF(I5468=\"w\",INDEX(ID!$N$8:$N$31,FBR!$D5468+1)*INDEX(ID!$N$35:$N$46,$B5468),0)","v":38},null,0,22.442785661553604,0,0]
[5461,8,16,12,228,33,"2014-08-16",7,"w",null,{"$f":"IF(I5471=\"h\",INDEX(ID!$K$8:$K$31,FBR!$D5471+1)*INDEX(ID!$K$35:$K$46,$B5471),0)","v":0},{"$f":"IF(I5471=\"w\",INDEX(ID!$L$8:$L$31,FBR!$D5471+1)*INDEX(ID!$L$35:$L$46,$B5471),0)","v":43},{"$f":"IF(I5471=\"h\",INDEX(ID!$M$8:$M$31,FBR!$D5471+1)*INDEX(ID!$M$35:$M$46,$B5471),0)","v":0},{"$f":"IF(I5471=\"w\",INDEX(ID!$N$8:$N$31,FBR!$D5471+1)*INDEX(ID!$N$35:$N$46,$B5471),0)","v":43},null,0,25.395783774915923,0,0]
[5465,8,16,16,228,33,"2014-08-16",7,"w",null,{"$f":"IF(I5475=\"h\",INDEX(ID!$K$8:$K$31,FBR!$D5475+1)*INDEX(ID!$K$35:$K$46,$B5475),0)","v":0},{"$f":"IF(I5475=\"w\",INDEX(ID!$L$8:$L$31,FBR!$D5475+1)*INDEX(ID!$L$35:$L$46,$B5475),0)","v":53},{"$f":"IF(I5475=\"h\",INDEX(ID!$M$8:$M$31,FBR!$D5475+1)*INDEX(ID!$M$35:$M$46,$B5475),0)","v":0},{"$f":"IF(I5475=\"w\",INDEX(ID!$N$8:$N$31,FBR!$D5475+1)*INDEX(ID!$N$35:$N$46,$B5475),0)","v":53},null,0,31.301780001640555,0,0]
[5468,8,16,19,228,33,"2014-08-16",7,"w",null,{"$f":"IF(I5478=\"h\",INDEX(ID!$K$8:$K$31,FBR!$D5478+1)*INDEX(ID!$K$35:$K$46,$B5478),0)","v":0},{"$f":"IF(I5478=\"w\",INDEX(ID!$L$8:$L$31,FBR!$D5478+1)*INDEX(ID!$L$35:$L$46,$B5478),0)","v":60},{"$f":"IF(I5478=\"h\",INDEX(ID!$M$8:$M$31,FBR!$D5478+1)*INDEX(ID!$M$35:$M$46,$B5478),0)","v":0},{"$f":"IF(I5478=\"w\",INDEX(ID!$N$8:$N$31,FBR!$D5478+1)*INDEX(ID!$N$35:$N$46,$B5478),0)","v":60},null,0,35.435977360347799,0,0]
[5469,8,16,20,228,33,"2014-08-16",7,"w",null,{"$f":"IF(I5479=\"h\",INDEX(ID!$K$8:$K$31,FBR!$D5479+1)*INDEX(ID!$K$35:$K$46,$B5479),0)","v":0},{"$f":"IF(I5479=\"w\",INDEX(ID!$L$8:$L$31,FBR!$D5479+1)*INDEX(ID!$L$35:$L$46,$B5479),0)","v":53},{"$f":"IF(I5479=\"h\",INDEX(ID!$M$8:$M$31,FBR!$D5479+1)*INDEX(ID!$M$35:$M$46,$B5479),0)","v":0},{"$f":"IF(I5479=\"w\",INDEX(ID!$N$8:$N$31,FBR!$D5479+1)*INDEX(ID!$N$35:$N$46,$B5479),0)","v":53},null,0,31.301780001640555,0,0]
[5472,8,16,23,228,33,"2014-08-16",7,"w",null,{"$f":"IF(I5482=\"h\",INDEX(ID!$K$8:$K$31,FBR!$D5482+1)*INDEX(ID!$K$35:$K$46,$B5482),0)","v":0},{"$f":"IF(I5482=\"w\",INDEX(ID!$L$8:$L$31,FBR!$D5482+1)*INDEX(ID!$L$35:$L$46,$B5482),0)","v":40},{"$f":"IF(I5482=\"h\",INDEX(ID!$M$8:$M$31,FBR!$D5482+1)*INDEX(ID!$M$35:$M$46,$B5482),0)","v":0},{"$f":"IF(I5482=\"w\",INDEX(ID!$N$8:$N$31,FBR!$D5482+1)*INDEX(ID!$N$35:$N$46,$B5482),0)","v":40},null,0,23.623984906898531,0,0]
[5475,8,17,2,229,33,"2014-08-17",1,"h",null,{"$f":"IF(I5485=\"h\",INDEX(ID!$K$8:$K$31,FBR!$D5485+1)*INDEX(ID!$K$35:$K$46,$B5485),0)","v":28},{"$f":"IF(I5485=\"w\",INDEX(ID!$L$8:$L$31,FBR!$D5485+1)*INDEX(ID!$L$35:$L$46,$B5485),0)","v":0},{"$f":"IF(I5485=\"h\",INDEX(ID!$M$8:$M$31,FBR!$D5485+1)*INDEX(ID!$M$35:$M$46,$B5485),0)","v":28},{"$f":"IF(I5485=\"w\",INDEX(ID!$N$8:$N$31,FBR!$D5485+1)*INDEX(ID!$N$35:$N$46,$B5485),0)","v":0},null,16.536789434828972,0,0,0]
[5479,8,17,6,229,33,"2014-08-17",1,"h",null,{"$f":"IF(I5489=\"h\",INDEX(ID!$K$8:$K$31,FBR!$D5489+1)*INDEX(ID!$K$35:$K$46,$B5489),0)","v":29},{"$f":"IF(I5489=\"w\",INDEX(ID!$L$8:$L$31,FBR!$D5489+1)*INDEX(ID!$L$35:$L$46,$B5489),0)","v":0},{"$f":"IF(I5489=\"h\",INDEX(ID!$M$8:$M$31,FBR!$D5489+1)*INDEX(ID!$M$35:$M$46,$B5489),0)","v":29},{"$f":"IF(I5489=\"w\",INDEX(ID!$N$8:$N$31,FBR!$D5489+1)*INDEX(ID!$N$35:$N$46,$B5489),0)","v":0},null,17.127389057501436,0,0,0]
[5483,8,17,10,229,33,"2014-08-17",1,"h",null,{"$f":"IF(I5493=\"h\",INDEX(ID!$K$8:$K$31,FBR!$D5493+1)*INDEX(ID!$K$35:$K$46,$B5493),0)","v":40},{"$f":"IF(I5493=\"w\",INDEX(ID!$L$8:$L$31,FBR!$D5493+1)*INDEX(ID!$L$35:$L$46,$B5493),0)","v":0},{"$f":"IF(I5493=\"h\",INDEX(ID!$M$8:$M$31,FBR!$D5493+1)*INDEX(ID!$M$35:$M$46,$B5493),0)","v":40},{"$f":"IF(I5493=\"w\",INDEX(ID!$N$8:$N$31,FBR!$D5493+1)*INDEX(ID!$N$35:$N$46,$B5493),0)","v":0},null,23.623984906898531,0,0,0]
[5486,8,17,13,229,33,"2014-08-17",1,"h",null,{"$f":"IF(I5496=\"h\",INDEX(ID!$K$8:$K$31,FBR!$D5496+1)*INDEX(ID!$K$35:$K$46,$B5496),0)","v":44},{"$f":"IF(I5496=\"w\",INDEX(ID!$L$8:$L$31,FBR!$D5496+1)*INDEX(ID!$L$35:$L$46,$B5496),0)","v":0},{"$f":"IF(I5496=\"h\",INDEX(ID!$M$8:$M$31,FBR!$D5496+1)*INDEX(ID!$M$35:$M$46,$B5496),0)","v":44},{"$f":"IF(I5496=\"w\",INDEX(ID!$N$8:$N$31,FBR!$D5496+1)*INDEX(ID!$N$35:$N$46,$B5496),0)","v":0},null,25.986383397588384,0,0,0]
[5490,8,17,17,229,33,"2014-08-17",1,"h",null,{"$f":"IF(I5500=\"h\",INDEX(ID!$K$8:$K$31,FBR!$D5500+1)*INDEX(ID!$K$35:$K$46,$B5500),0)","v":62},{"$f":"IF(I5500=\"w\",INDEX(ID!$L$8:$L$31,FBR!$D5500+1)*INDEX(ID!$L$35:$L$46,$B5500),0)","v":0},{"$f":"IF(I5500=\"h\",INDEX(ID!$M$8:$M$31,FBR!$D5500+1)*INDEX(ID!$M$35:$M$46,$B5500),0)","v":62},{"$f":"IF(I5500=\"w\",INDEX(ID!$N$8:$N$31,FBR!$D5500+1)*INDEX(ID!$N$35:$N$46,$B5500),0)","v":0},null,36.617176605692727,0,0,0]
[5493,8,17,20,229,33,"2014-08-17",1,"h",null,{"$f":"IF(I5503=\"h\",INDEX(ID!$K$8:$K$31,FBR!$D5503+1)*INDEX(ID!$K$35:$K$46,$B5503),0)","v":53},{"$f":"IF(I5503=\"w\",INDEX(ID!$L$8:$L$31,FBR!$D5503+1)*INDEX(ID!$L$35:$L$46,$B5503),0)","v":0},{"$f":"IF(I5503=\"h\",INDEX(ID!$M$8:$M$31,FBR!$D5503+1)*INDEX(ID!$M$35:$M$46,$B5503),0)","v":53},{"$f":"IF(I5503=\"w\",INDEX(ID!$N$8:$N$31,FBR!$D5503+1)*INDEX(ID!$N$35:$N$46,$B5503),0)","v":0},null,31.301780001640555,0,0,0]
[5494,8,17,21,229,33,"2014-08-17",1,"h",null,{"$f":"IF(I5504=\"h\",INDEX(ID!$K$8:$K$31,FBR!$D5504+1)*INDEX(ID!$K$35:$K$46,$B5504),0)","v":50},{"$f":"IF(I5504=\"w\",INDEX(ID!$L$8:$L$31,FBR!$D5504+1)*INDEX(ID!$L$35:$L$46,$B5504),0)","v":0},{"$f":"IF(I5504=\"h\",INDEX(ID!$M$8:$M$31,FBR!$D5504+1)*INDEX(ID!$M$35:$M$46,$B5504),0)","v":50},{"$f":"IF(I5504=\"w\",INDEX(ID!$N$8:$N$31,FBR!$D5504+1)*INDEX(ID!$N$35:$N$46,$B5504),0)","v":0},null,29.529981133623163,0,0,0]
[5500,8,18,3,230,33,"2014-08-18",2,"h",null,{"$f":"IF(I5510=\"h\",INDEX(ID!$K$8:$K$31,FBR!$D5510+1)*INDEX(ID!$K$35:$K$46,$B5510),0)","v":27},{"$f":"IF(I5510=\"w\",INDEX(ID!$L$8:$L$31,FBR!$D5510+1)*INDEX(ID!$L$35:$L$46,$B5510),0)","v":0},{"$f":"IF(I5510=\"h\",INDEX(ID!$M$8:$M$31,FBR!$D5510+1)*INDEX(ID!$M$35:$M$46,$B5510),0)","v":27},{"$f":"IF(I5510=\"w\",INDEX(ID!$N$8:$N$31,FBR!$D5510+1)*INDEX(ID!$N$35:$N$46,$B5510),0)","v":0},null,15.94618981215651,0,0,0]
[5501,8,18,4,230,33,"2014-08-18",2,"h",null,{"$f":"IF(I5511=\"h\",INDEX(ID!$K$8:$K$31,FBR!$D5511+1)*INDEX(ID!$K$35:$K$46,$B5511),0)","v":27},{"$f":"IF(I5511=\"w\",INDEX(ID!$L$8:$L$31,FBR!$D5511+1)*INDEX(ID!$L$35:$L$46,$B5511),0)","v":0},{"$f":"IF(I5511=\"h\",INDEX(ID!$M$8:$M$31,FBR!$D5511+1)*INDEX(ID!$M$35:$M$46,$B5511),0)","v":27},{"$f":"IF(I5511=\"w\",INDEX(ID!$N$8:$N$31,FBR!$D5511+1)*INDEX(ID!$N$35:$N$46,$B5511),0)","v":0},null,15.94618981215651,0,0,0]
[5505,8,18,8,230,33,"2014-08-18",{"$f":"WEEKDAY(G5515)","v":2},{"$f":"IF(OR(H5515=6,H5515=7),\"w\",\"h\")","v":"h"},null,{"$f":"IF(I5515=\"h\",INDEX(ID!$K$8:$K$31,FBR!$D5515+1)*INDEX(ID!$K$35:$K$46,$B5515),0)","v":35},{"$f":"IF(I5515=\"w\",INDEX(ID!$L$8:$L$31,FBR!$D5515+1)*INDEX(ID!$L$35:$L$46,$B5515),0)","v":0},{"$f":"IF(I5515=\"h\",INDEX(ID!$M$8:$M$31,FBR!$D5515+1)*INDEX(ID!$M$35:$M$46,$B5515),0)","v":35},{"$f":"IF(I5515=\"w\",INDEX(ID!$N$8:$N$31,FBR!$D5515+1)*INDEX(ID!$N$35:$N$46,$B5515),0)","v":0},null,{"$f":"K5515*(indvforbrug*antalbrugere)/($K$8789+$L$8789)","v":20.670986793536215},{"$f":"L5515*indvforbrug*antalbrugere/($K$8789+$L$8789)","v":0},{"$f":"M5515*fællesforbrug/($M$8789+$N$8789)","v":0},{"$f":"N5515*fællesforbrug/($M$8789+$N$8789)","v":0}]
[5508,8,18,11,230,33,"2014-08-18",2,"h",null,{"$f":"IF(I5518=\"h\",INDEX(ID!$K$8:$K$31,FBR!$D5518+1)*INDEX(ID!$K$35:$K$46,$B5518),0)","v":42},{"$f":"IF(I5518=\"w\",INDEX(ID!$L$8:$L$31,FBR!$D5518+1)*INDEX(ID!$L$35:$L$46,$B5518),0)","v":0},{"$f":"IF(I5518=\"h\",INDEX(ID!$M$8:$M$31,FBR!$D5518+1)*INDEX(ID!$M$35:$M$46,$B5518),0)","v":42},{"$f":"IF(I5518=\"w\",INDEX(ID!$N$8:$N$31,FBR!$D5518+1)*INDEX(ID!$N$35:$N$46,$B5518),0)","v":0},null,24.805184152243459,0,0,0]
[5512,8,18,15,230,33,"2014-08-18",2,"h",null,{"$f":"IF(I5522=\"h\",INDEX(ID!$K$8:$K$31,FBR!$D5522+1)*INDEX(ID!$K$35:$K$46,$B5522),0)","v":50},{"$f":"IF(I5522=\"w\",INDEX(ID!$L$8:$L$31,FBR!$D5522+1)*INDEX(ID!$L$35:$L$46,$B5522),0)","v":0},{"$f":"IF(I5522=\"h\",INDEX(ID!$M$8:$M$31,FBR!$D5522+1)*INDEX(ID!$M$35:$M$46,$B5522),0)","v":50},{"$f":"IF(I5522=\"w\",INDEX(ID!$N$8:$N$31,FBR!$D5522+1)*INDEX(ID!$N$35:$N$46,$B5522),0)","v":0},null,29.529981133623163,0,0,0]
[5515,8,18,18,230,33,"2014-08-18",2,"h",null,{"$f":"IF(I5525=\"h\",INDEX(ID!$K$8:$K$31,FBR!$D5525+1)*INDEX(ID!$K$35:$K$46,$B5525),0)","v":65},{"$f":"IF(I5525=\"w\",INDEX(ID!$L$8:$L$31,FBR!$D5525+1)*INDEX(ID!$L$35:$L$46,$B5525),0)","v":0},{"$f":"IF(I5525=\"h\",INDEX(ID!$M$8:$M$31,FBR!$D5525+1)*INDEX(ID!$M$35:$M$46,$B5525),0)","v":65},{"$f":"IF(I5525=\"w\",INDEX(ID!$N$8:$N$31,FBR!$D5525+1)*INDEX(ID!$N$35:$N$46,$B5525),0)","v":0},null,38.388975473710111,0,0,0]
[5518,8,18,21,230,33,"2014-08-18",2,"h",null,{"$f":"IF(I5528=\"h\",INDEX(ID!$K$8:$K$31,FBR!$D5528+1)*INDEX(ID!$K$35:$K$46,$B5528),0)","v":50},{"$f":"IF(I5528=\"w\",INDEX(ID!$L$8:$L$31,FBR!$D5528+1)*INDEX(ID!$L$35:$L$46,$B5528),0)","v":0},{"$f":"IF(I5528=\"h\",INDEX(ID!$M$8:$M$31,FBR!$D5528+1)*INDEX(ID!$M$35:$M$46,$B5528),0)","v":50},{"$f":"IF(I5528=\"w\",INDEX(ID!$N$8:$N$31,FBR!$D5528+1)*INDEX(ID!$N$35:$N$46,$B5528),0)","v":0},null,29.529981133623163,0,0,0]
[5521,8,19,0,231,33,"2014-08-19",3,"h",null,{"$f":"IF(I5531=\"h\",INDEX(ID!$K$8:$K$31,FBR!$D5531+1)*INDEX(ID!$K$35:$K$46,$B5531),0)","v":35},{"$f":"IF(I5531=\"w\",INDEX(ID!$L$8:$L$31,FBR!$D5531+1)*INDEX(ID!$L$35:$L$46,$B5531),0)","v":0},{"$f":"IF(I5531=\"h\",INDEX(ID!$M$8:$M$31,FBR!$D5531+1)*INDEX(ID!$M$35:$M$46,$B5531),0)","v":35},{"$f":"IF(I5531=\"w\",INDEX(ID!$N$8:$N$31,FBR!$D5531+1)*INDEX(ID!$N$35:$N$46,$B5531),0)","v":0},null,20.670986793536215,0,0,0]
[5523,8,19,2,231,33,"2014-08-19",3,"h",null,{"$f":"IF(I5533=\"h\",INDEX(ID!$K$8:$K$31,FBR!$D5533+1)*INDEX(ID!$K$35:$K$46,$B5533),0)","v":28},{"$f":"IF(I5533=\"w\",INDEX(ID!$L$8:$L$31,FBR!$D5533+1)*INDEX(ID!$L$35:$L$46,$B5533),0)","v":0},{"$f":"IF(I5533=\"h\",INDEX(ID!$M$8:$M$31,FBR!$D5533+1)*INDEX(ID!$M$35:$M$46,$B5533),0)","v":28},{"$f":"IF(I5533=\"w\",INDEX(ID!$N$8:$N$31,FBR!$D5533+1)*INDEX(ID!$N$35:$N$46,$B5533),0)","v":0},null,16.536789434828972,0,0,0]
[5526,8,19,5,231,33,"2014-08-19",3,"h",null,{"$f":"IF(I5536=\"h\",INDEX(ID!$K$8:$K$31,FBR!$D5536+1)*INDEX(ID!$K$35:$K$46,$B5536),0)","v":27},{"$f":"IF(I5536=\"w\",INDEX(ID!$L$8:$L$31,FBR!$D5536+1)*INDEX(ID!$L$35:$L$46,$B5536),0)","v":0},{"$f":"IF(I5536=\"h\",INDEX(ID!$M$8:$M$31,FBR!$D5536+1)*INDEX(ID!$M$35:$M$46,$B5536),0)","v":27},{"$f":"IF(I5536=\"w\",INDEX(ID!$N$8:$N$31,FBR!$D5536+1)*INDEX(ID!$N$35:$N$46,$B5536),0)","v":0},null,15.94618981215651,0,0,0]
[5530,8,19,9,{"$f":"E5516+1","v":231},33,"2014-08-19",3,"h",null,{"$f":"IF(I5540=\"h\",INDEX(ID!$K$8:$K$31,FBR!$D5540+1)*INDEX(ID!$K$35:$K$46,$B5540),0)","v":38},{"$f":"IF(I5540=\"w\",INDEX(ID!$L$8:$L$31,FBR!$D5540+1)*INDEX(ID!$L$35:$L$46,$B5540),0)","v":0},{"$f":"IF(I5540=\"h\",INDEX(ID!$M$8:$M$31,FBR!$D5540+1)*INDEX(ID!$M$35:$M$46,$B5540),0)","v":38},{"$f":"IF(I5540=\"w\",INDEX(ID!$N$8:$N$31,FBR!$D5540+1)*INDEX(ID!$N$35:$N$46,$B5540),0)","v":0},null,22.442785661553604,0,0,0]
[5533,8,19,12,231,33,"2014-08-19",3,"h",null,{"$f":"IF(I5543=\"h\",INDEX(ID!$K$8:$K$31,FBR!$D5543+1)*INDEX(ID!$K$35:$K$46,$B5543),0)","v":43},{"$f":"IF(I5543=\"w\",INDEX(ID!$L$8:$L$31,FBR!$D5543+1)*INDEX(ID!$L$35:$L$46,$B5543),0)","v":0},{"$f":"IF(I5543=\"h\",INDEX(ID!$M$8:$M$31,FBR!$D5543+1)*INDEX(ID!$M$35:$M$46,$B5543),0)","v":43},{"$f":"IF(I5543=\"w\",INDEX(ID!$N$8:$N$31,FBR!$D5543+1)*INDEX(ID!$N$35:$N$46,$B5543),0)","v":0},null,25.395783774915923,0,0,0]
[5537,8,19,16,231,33,"2014-08-19",3,"h",null,{"$f":"IF(I5547=\"h\",INDEX(ID!$K$8:$K$31,FBR!$D5547+1)*INDEX(ID!$K$35:$K$46,$B5547),0)","v":53},{"$f":"IF(I5547=\"w\",INDEX(ID!$L$8:$L$31,FBR!$D5547+1)*INDEX(ID!$L$35:$L$46,$B5547),0)","v":0},{"$f":"IF(I5547=\"h\",INDEX(ID!$M$8:$M$31,FBR!$D5547+1)*INDEX(ID!$M$35:$M$46,$B5547),0)","v":53},{"$f":"IF(I5547=\"w\",INDEX(ID!$N$8:$N$31,FBR!$D5547+1)*INDEX(ID!$N$35:$N$46,$B5547),0)","v":0},null,31.301780001640555,0,0,0]
[5540,8,19,19,231,33,"2014-08-19",3,"h",null,{"$f":"IF(I5550=\"h\",INDEX(ID!$K$8:$K$31,FBR!$D5550+1)*INDEX(ID!$K$35:$K$46,$B5550),0)","v":60},{"$f":"IF(I5550=\"w\",INDEX(ID!$L$8:$L$31,FBR!$D5550+1)*INDEX(ID!$L$35:$L$46,$B5550),0)","v":0},{"$f":"IF(I5550=\"h\",INDEX(ID!$M$8:$M$31,FBR!$D5550+1)*INDEX(ID!$M$35:$M$46,$B5550),0)","v":60},{"$f":"IF(I5550=\"w\",INDEX(ID!$N$8:$N$31,FBR!$D5550+1)*INDEX(ID!$N$35:$N$46,$B5550),0)","v":0},null,35.435977360347799,0,0,0]
[5542,8,19,21,231,33,"2014-08-19",3,"h",null,{"$f":"IF(I5552=\"h\",INDEX(ID!$K$8:$K$31,FBR!$D5552+1)*INDEX(ID!$K$35:$K$46,$B5552),0)","v":50},{"$f":"IF(I5552=\"w\",INDEX(ID!$L$8:$L$31,FBR!$D5552+1)*INDEX(ID!$L$35:$L$46,$B5552),0)","v":0},{"$f":"IF(I5552=\"h\",INDEX(ID!$M$8:$M$31,FBR!$D5552+1)*INDEX(ID!$M$35:$M$46,$B5552),0)","v":50},{"$f":"IF(I5552=\"w\",INDEX(ID!$N$8:$N$31,FBR!$D5552+1)*INDEX(ID!$N$35:$N$46,$B5552),0)","v":0},null,29.529981133623163,0,0,0]
[5545,8,20,0,232,34,"2014-08-20",4,"h",null,{"$f":"IF(I5555=\"h\",INDEX(ID!$K$8:$K$31,FBR!$D5555+1)*INDEX(ID!$K$35:$K$46,$B5555),0)","v":35},{"$f":"IF(I5555=\"w\",INDEX(ID!$L$8:$L$31,FBR!$D5555+1)*INDEX(ID!$L$35:$L$46,$B5555),0)","v":0},{"$f":"IF(I5555=\"h\",INDEX(ID!$M$8:$M$31,FBR!$D5555+1)*INDEX(ID!$M$35:$M$46,$B5555),0)","v":35},{"$f":"IF(I5555=\"w\",INDEX(ID!$N$8:$N$31,FBR!$D5555+1)*INDEX(ID!$N$35:$N$46,$B5555),0)","v":0},null,20.670986793536215,0,0,0]
[5548,8,20,3,232,34,"2014-08-20",4,"h",null,{"$f":"IF(I5558=\"h\",INDEX(ID!$K$8:$K$31,FBR!$D5558+1)*INDEX(ID!$K$35:$K$46,$B5558),0)","v":27},{"$f":"IF(I5558=\"w\",INDEX(ID!$L$8:$L$31,FBR!$D5558+1)*INDEX(ID!$L$35:$L$46,$B5558),0)","v":0},{"$f":"IF(I5558=\"h\",INDEX(ID!$M$8:$M$31,FBR!$D5558+1)*INDEX(ID!$M$35:$M$46,$B5558),0)","v":27},{"$f":"IF(I5558=\"w\",INDEX(ID!$N$8:$N$31,FBR!$D5558+1)*INDEX(ID!$N$35:$N$46,$B5558),0)","v":0},null,15.94618981215651,0,0,0]
[5552,8,20,7,232,34,"2014-08-20",4,"h",null,{"$f":"IF(I5562=\"h\",INDEX(ID!$K$8:$K$31,FBR!$D5562+1)*INDEX(ID!$K$35:$K$46,$B5562),0)","v":32},{"$f":"IF(I5562=\"w\",INDEX(ID!$L$8:$L$31,FBR!$D5562+1)*INDEX(ID!$L$35:$L$46,$B5562),0)","v":0},{"$f":"IF(I5562=\"h\",INDEX(ID!$M$8:$M$31,FBR!$D5562+1)*INDEX(ID!$M$35:$M$46,$B5562),0)","v":32},{"$f":"IF(I5562=\"w\",INDEX(ID!$N$8:$N$31,FBR!$D5562+1)*INDEX(ID!$N$35:$N$46,$B5562),0)","v":0},null,18.899187925518824,0,0,0]
[5555,8,20,10,232,34,"2014-08-20",4,"h",null,{"$f":"IF(I5565=\"h\",INDEX(ID!$K$8:$K$31,FBR!$D5565+1)*INDEX(ID!$K$35:$K$46,$B5565),0)","v":40},{"$f":"IF(I5565=\"w\",INDEX(ID!$L$8:$L$31,FBR!$D5565+1)*INDEX(ID!$L$35:$L$46,$B5565),0)","v":0},{"$f":"IF(I5565=\"h\",INDEX(ID!$M$8:$M$31,FBR!$D5565+1)*INDEX(ID!$M$35:$M$46,$B5565),0)","v":40},{"$f":"IF(I5565=\"w\",INDEX(ID!$N$8:$N$31,FBR!$D5565+1)*INDEX(ID!$N$35:$N$46,$B5565),0)","v":0},null,23.623984906898531,0,0,0]
[5558,8,20,13,232,34,"2014-08-20",4,"h",null,{"$f":"IF(I5568=\"h\",INDEX(ID!$K$8:$K$31,FBR!$D5568+1)*INDEX(ID!$K$35:$K$46,$B5568),0)","v":44},{"$f":"IF(I5568=\"w\",INDEX(ID!$L$8:$L$31,FBR!$D5568+1)*INDEX(ID!$L$35:$L$46,$B5568),0)","v":0},{"$f":"IF(I5568=\"h\",INDEX(ID!$M$8:$M$31,FBR!$D5568+1)*INDEX(ID!$M$35:$M$46,$B5568),0)","v":44},{"$f":"IF(I5568=\"w\",INDEX(ID!$N$8:$N$31,FBR!$D5568+1)*INDEX(ID!$N$35:$N$46,$B5568),0)","v":0},null,25.986383397588384,0,0,0]
[5562,8,20,17,232,34,"2014-08-20",4,"h",null,{"$f":"IF(I5572=\"h\",INDEX(ID!$K$8:$K$31,FBR!$D5572+1)*INDEX(ID!$K$35:$K$46,$B5572),0)","v":62},{"$f":"IF(I5572=\"w\",INDEX(ID!$L$8:$L$31,FBR!$D5572+1)*INDEX(ID!$L$35:$L$46,$B5572),0)","v":0},{"$f":"IF(I5572=\"h\",INDEX(ID!$M$8:$M$31,FBR!$D5572+1)*INDEX(ID!$M$35:$M$46,$B5572),0)","v":62},{"$f":"IF(I5572=\"w\",INDEX(ID!$N$8:$N$31,FBR!$D5572+1)*INDEX(ID!$N$35:$N$46,$B5572),0)","v":0},null,36.617176605692727,0,0,0]
[5563,8,20,18,232,34,"2014-08-20",4,"h",null,{"$f":"IF(I5573=\"h\",INDEX(ID!$K$8:$K$31,FBR!$D5573+1)*INDEX(ID!$K$35:$K$46,$B5573),0)","v":65},{"$f":"IF(I5573=\"w\",INDEX(ID!$L$8:$L$31,FBR!$D5573+1)*INDEX(ID!$L$35:$L$46,$B5573),0)","v":0},{"$f":"IF(I5573=\"h\",INDEX(ID!$M$8:$M$31,FBR!$D5573+1)*INDEX(ID!$M$35:$M$46,$B5573),0)","v":65},{"$f":"IF(I5573=\"w\",INDEX(ID!$N$8:$N$31,FBR!$D5573+1)*INDEX(ID!$N$35:$N$46,$B5573),0)","v":0},null,38.388975473710111,0,0,0]
[5569,8,21,0,233,34,"2014-08-21",{"$f":"WEEKDAY(G5579)","v":5},{"$f":"IF(OR(H5579=6,H5579=7),\"w\",\"h\")","v":"h"},null,{"$f":"IF(I5579=\"h\",INDEX(ID!$K$8:$K$31,FBR!$D5579+1)*INDEX(ID!$K$35:$K$46,$B5579),0)","v":35},{"$f":"IF(I5579=\"w\",INDEX(ID!$L$8:$L$31,FBR!$D5579+1)*INDEX(ID!$L$35:$L$46,$B5579),0)","v":0},{"$f":"IF(I5579=\"h\",INDEX(ID!$M$8:$M$31,FBR!$D5579+1)*INDEX(ID!$M$35:$M$46,$B5579),0)","v":35},{"$f":"IF(I5579=\"w\",INDEX(ID!$N$8:$N$31,FBR!$D5579+1)*INDEX(ID!$N$35:$N$46,$B5579),0)","v":0},null,{"$f":"K5579*(indvforbrug*antalbrugere)/($K$8789+$L$8789)","v":20.670986793536215},{"$f":"L5579*indvforbrug*antalbrugere/($K$8789+$L$8789)","v":0},{"$f":"M5579*fællesforbrug/($M$8789+$N$8789)","v":0},{"$f":"N5579*fællesforbrug/($M$8789+$N$8789)","v":0}]
[{"$f":"A5579+1","v":5570},8,21,1,233,34,{"$f":"DATE(2014,B5580,C5580)","v":"2014-08-21"},5,"h",null,{"$f":"IF(I5580=\"h\",INDEX(ID!$K$8:$K$31,FBR!$D5580+1)*INDEX(ID!$K$35:$K$46,$B5580),0)","v":30},{"$f":"IF(I5580=\"w\",INDEX(ID!$L$8:$L$31,FBR!$D5580+1)*INDEX(ID!$L$35:$L$46,$B5580),0)","v":0},{"$f":"IF(I5580=\"h\",INDEX(ID!$M$8:$M$31,FBR!$D5580+1)*INDEX(ID!$M$35:$M$46,$B5580),0)","v":30},{"$f":"IF(I5580=\"w\",INDEX(ID!$N$8:$N$31,FBR!$D5580+1)*INDEX(ID!$N$35:$N$46,$B5580),0)","v":0},null,17.717988680173899,0,0,0]
[5573,8,21,4,233,34,"2014-08-21",5,"h",null,{"$f":"IF(I5583=\"h\",INDEX(ID!$K$8:$K$31,FBR!$D5583+1)*INDEX(ID!$K$35:$K$46,$B5583),0)","v":27},{"$f":"IF(I5583=\"w\",INDEX(ID!$L$8:$L$31,FBR!$D5583+1)*INDEX(ID!$L$35:$L$46,$B5583),0)","v":0},{"$f":"IF(I5583=\"h\",INDEX(ID!$M$8:$M$31,FBR!$D5583+1)*INDEX(ID!$M$35:$M$46,$B5583),0)","v":27},{"$f":"IF(I5583=\"w\",INDEX(ID!$N$8:$N$31,FBR!$D5583+1)*INDEX(ID!$N$35:$N$46,$B5583),0)","v":0},null,15.94618981215651,0,0,0]
[5577,8,21,8,233,34,"2014-08-21",5,"h",null,{"$f":"IF(I5587=\"h\",INDEX(ID!$K$8:$K$31,FBR!$D5587+1)*INDEX(ID!$K$35:$K$46,$B5587),0)","v":35},{"$f":"IF(I5587=\"w\",INDEX(ID!$L$8:$L$31,FBR!$D5587+1)*INDEX(ID!$L$35:$L$46,$B5587),0)","v":0},{"$f":"IF(I5587=\"h\",INDEX(ID!$M$8:$M$31,FBR!$D5587+1)*INDEX(ID!$M$35:$M$46,$B5587),0)","v":35},{"$f":"IF(I5587=\"w\",INDEX(ID!$N$8:$N$31,FBR!$D5587+1)*INDEX(ID!$N$35:$N$46,$B5587),0)","v":0},null,20.670986793536215,0,0,0]
[5580,8,21,11,233,34,"2014-08-21",5,"h",null,{"$f":"IF(I5590=\"h\",INDEX(ID!$K$8:$K$31,FBR!$D5590+1)*INDEX(ID!$K$35:$K$46,$B5590),0)","v":42},{"$f":"IF(I5590=\"w\",INDEX(ID!$L$8:$L$31,FBR!$D5590+1)*INDEX(ID!$L$35:$L$46,$B5590),0)","v":0},{"$f":"IF(I5590=\"h\",INDEX(ID!$M$8:$M$31,FBR!$D5590+1)*INDEX(ID!$M$35:$M$46,$B5590),0)","v":42},{"$f":"IF(I5590=\"w\",INDEX(ID!$N$8:$N$31,FBR!$D5590+1)*INDEX(ID!$N$35:$N$46,$B5590),0)","v":0},null,24.805184152243459,0,0,0]
[5584,8,21,15,233,34,"2014-08-21",5,"h",null,{"$f":"IF(I5594=\"h\",INDEX(ID!$K$8:$K$31,FBR!$D5594+1)*INDEX(ID!$K$35:$K$46,$B5594),0)","v":50},{"$f":"IF(I5594=\"w\",INDEX(ID!$L$8:$L$31,FBR!$D5594+1)*INDEX(ID!$L$35:$L$46,$B5594),0)","v":0},{"$f":"IF(I5594=\"h\",INDEX(ID!$M$8:$M$31,FBR!$D5594+1)*INDEX(ID!$M$35:$M$46,$B5594),0)","v":50},{"$f":"IF(I5594=\"w\",INDEX(ID!$N$8:$N$31,FBR!$D5594+1)*INDEX(ID!$N$35:$N$46,$B5594),0)","v":0},null,29.529981133623163,0,0,0]
[5588,8,21,19,233,34,"2014-08-21",5,"h",null,{"$f":"IF(I5598=\"h\",INDEX(ID!$K$8:$K$31,FBR!$D5598+1)*INDEX(ID!$K$35:$K$46,$B5598),0)","v":60},{"$f":"IF(I5598=\"w\",INDEX(ID!$L$8:$L$31,FBR!$D5598+1)*INDEX(ID!$L$35:$L$46,$B5598),0)","v":0},{"$f":"IF(I5598=\"h\",INDEX(ID!$M$8:$M$31,FBR!$D5598+1)*INDEX(ID!$M$35:$M$46,$B5598),0)","v":60},{"$f":"IF(I5598=\"w\",INDEX(ID!$N$8:$N$31,FBR!$D5598+1)*INDEX(ID!$N$35:$N$46,$B5598),0)","v":0},null,35.435977360347799,0,0,0]
[5591,8,21,22,233,34,"2014-08-21",5,"h",null,{"$f":"IF(I5601=\"h\",INDEX(ID!$K$8:$K$31,FBR!$D5601+1)*INDEX(ID!$K$35:$K$46,$B5601),0)","v":45},{"$f":"IF(I5601=\"w\",INDEX(ID!$L$8:$L$31,FBR!$D5601+1)*INDEX(ID!$L$35:$L$46,$B5601),0)","v":0},{"$f":"IF(I5601=\"h\",INDEX(ID!$M$8:$M$31,FBR!$D5601+1)*INDEX(ID!$M$35:$M$46,$B5601),0)","v":45},{"$f":"IF(I5601=\"w\",INDEX(ID!$N$8:$N$31,FBR!$D5601+1)*INDEX(ID!$N$35:$N$46,$B5601),0)","v":0},null,26.576983020260847,0,0,0]
[5594,8,22,1,{"$f":"E5580+1","v":234},34,"2014-08-22",6,"w",null,{"$f":"IF(I5604=\"h\",INDEX(ID!$K$8:$K$31,FBR!$D5604+1)*INDEX(ID!$K$35:$K$46,$B5604),0)","v":0},{"$f":"IF(I5604=\"w\",INDEX(ID!$L$8:$L$31,FBR!$D5604+1)*INDEX(ID!$L$35:$L$46,$B5604),0)","v":30},{"$f":"IF(I5604=\"h\",INDEX(ID!$M$8:$M$31,FBR!$D5604+1)*INDEX(ID!$M$35:$M$46,$B5604),0)","v":0},{"$f":"IF(I5604=\"w\",INDEX(ID!$N$8:$N$31,FBR!$D5604+1)*INDEX(ID!$N$35:$N$46,$B5604),0)","v":30},null,0,17.717988680173899,0,0]
[5595,8,22,2,234,34,"2014-08-22",6,"w",null,{"$f":"IF(I5605=\"h\",INDEX(ID!$K$8:$K$31,FBR!$D5605+1)*INDEX(ID!$K$35:$K$46,$B5605),0)","v":0},{"$f":"IF(I5605=\"w\",INDEX(ID!$L$8:$L$31,FBR!$D5605+1)*INDEX(ID!$L$35:$L$46,$B5605),0)","v":28},{"$f":"IF(I5605=\"h\",INDEX(ID!$M$8:$M$31,FBR!$D5605+1)*INDEX(ID!$M$35:$M$46,$B5605),0)","v":0},{"$f":"IF(I5605=\"w\",INDEX(ID!$N$8:$N$31,FBR!$D5605+1)*INDEX(ID!$N$35:$N$46,$B5605),0)","v":28},null,0,16.536789434828972,0,0]
[5598,8,22,5,234,34,"2014-08-22",6,"w",null,{"$f":"IF(I5608=\"h\",INDEX(ID!$K$8:$K$31,FBR!$D5608+1)*INDEX(ID!$K$35:$K$46,$B5608),0)","v":0},{"$f":"IF(I5608=\"w\",INDEX(ID!$L$8:$L$31,FBR!$D5608+1)*INDEX(ID!$L$35:$L$46,$B5608),0)","v":27},{"$f":"IF(I5608=\"h\",INDEX(ID!$M$8:$M$31,FBR!$D5608+1)*INDEX(ID!$M$35:$M$46,$B5608),0)","v":0},{"$f":"IF(I5608=\"w\",INDEX(ID!$N$8:$N$31,FBR!$D5608+1)*INDEX(ID!$N$35:$N$46,$B5608),0)","v":27},null,0,15.94618981215651,0,0]
[5602,8,22,9,234,34,"2014-08-22",6,"w",null,{"$f":"IF(I5612=\"h\",INDEX(ID!$K$8:$K$31,FBR!$D5612+1)*INDEX(ID!$K$35:$K$46,$B5612),0)","v":0},{"$f":"IF(I5612=\"w\",INDEX(ID!$L$8:$L$31,FBR!$D5612+1)*INDEX(ID!$L$35:$L$46,$B5612),0)","v":38},{"$f":"IF(I5612=\"h\",INDEX(ID!$M$8:$M$31,FBR!$D5612+1)*INDEX(ID!$M$35:$M$46,$B5612),0)","v":0},{"$f":"IF(I5612=\"w\",INDEX(ID!$N$8:$N$31,FBR!$D5612+1)*INDEX(ID!$N$35:$N$46,$B5612),0)","v":38},null,0,22.442785661553604,0,0]
[5605,8,22,12,234,34,"2014-08-22",6,"w",null,{"$f":"IF(I5615=\"h\",INDEX(ID!$K$8:$K$31,FBR!$D5615+1)*INDEX(ID!$K$35:$K$46,$B5615),0)","v":0},{"$f":"IF(I5615=\"w\",INDEX(ID!$L$8:$L$31,FBR!$D5615+1)*INDEX(ID!$L$35:$L$46,$B5615),0)","v":43},{"$f":"IF(I5615=\"h\",INDEX(ID!$M$8:$M$31,FBR!$D5615+1)*INDEX(ID!$M$35:$M$46,$B5615),0)","v":0},{"$f":"IF(I5615=\"w\",INDEX(ID!$N$8:$N$31,FBR!$D5615+1)*INDEX(ID!$N$35:$N$46,$B5615),0)","v":43},null,0,25.395783774915923,0,0]
[5609,8,22,16,234,34,"2014-08-22",6,"w",null,{"$f":"IF(I5619=\"h\",INDEX(ID!$K$8:$K$31,FBR!$D5619+1)*INDEX(ID!$K$35:$K$46,$B5619),0)","v":0},{"$f":"IF(I5619=\"w\",INDEX(ID!$L$8:$L$31,FBR!$D5619+1)*INDEX(ID!$L$35:$L$46,$B5619),0)","v":53},{"$f":"IF(I5619=\"h\",INDEX(ID!$M$8:$M$31,FBR!$D5619+1)*INDEX(ID!$M$35:$M$46,$B5619),0)","v":0},{"$f":"IF(I5619=\"w\",INDEX(ID!$N$8:$N$31,FBR!$D5619+1)*INDEX(ID!$N$35:$N$46,$B5619),0)","v":53},null,0,31.301780001640555,0,0]
[5613,8,22,20,234,34,"2014-08-22",6,"w",null,{"$f":"IF(I5623=\"h\",INDEX(ID!$K$8:$K$31,FBR!$D5623+1)*INDEX(ID!$K$35:$K$46,$B5623),0)","v":0},{"$f":"IF(I5623=\"w\",INDEX(ID!$L$8:$L$31,FBR!$D5623+1)*INDEX(ID!$L$35:$L$46,$B5623),0)","v":53},{"$f":"IF(I5623=\"h\",INDEX(ID!$M$8:$M$31,FBR!$D5623+1)*INDEX(ID!$M$35:$M$46,$B5623),0)","v":0},{"$f":"IF(I5623=\"w\",INDEX(ID!$N$8:$N$31,FBR!$D5623+1)*INDEX(ID!$N$35:$N$46,$B5623),0)","v":53},null,0,31.301780001640555,0,0]
[5616,8,22,23,234,34,"2014-08-22",6,"w",null,{"$f":"IF(I5626=\"h\",INDEX(ID!$K$8:$K$31,FBR!$D5626+1)*INDEX(ID!$K$35:$K$46,$B5626),0)","v":0},{"$f":"IF(I5626=\"w\",INDEX(ID!$L$8:$L$31,FBR!$D5626+1)*INDEX(ID!$L$35:$L$46,$B5626),0)","v":40},{"$f":"IF(I5626=\"h\",INDEX(ID!$M$8:$M$31,FBR!$D5626+1)*INDEX(ID!$M$35:$M$46,$B5626),0)","v":0},{"$f":"IF(I5626=\"w\",INDEX(ID!$N$8:$N$31,FBR!$D5626+1)*INDEX(ID!$N$35:$N$46,$B5626),0)","v":40},null,0,23.623984906898531,0,0]
[5617,8,23,0,235,34,"2014-08-23",7,"w",null,{"$f":"IF(I5627=\"h\",INDEX(ID!$K$8:$K$31,FBR!$D5627+1)*INDEX(ID!$K$35:$K$46,$B5627),0)","v":0},{"$f":"IF(I5627=\"w\",INDEX(ID!$L$8:$L$31,FBR!$D5627+1)*INDEX(ID!$L$35:$L$46,$B5627),0)","v":35},{"$f":"IF(I5627=\"h\",INDEX(ID!$M$8:$M$31,FBR!$D5627+1)*INDEX(ID!$M$35:$M$46,$B5627),0)","v":0},{"$f":"IF(I5627=\"w\",INDEX(ID!$N$8:$N$31,FBR!$D5627+1)*INDEX(ID!$N$35:$N$46,$B5627),0)","v":35},null,0,20.670986793536215,0,0]
[5620,8,23,3,235,34,"2014-08-23",7,"w",null,{"$f":"IF(I5630=\"h\",INDEX(ID!$K$8:$K$31,FBR!$D5630+1)*INDEX(ID!$K$35:$K$46,$B5630),0)","v":0},{"$f":"IF(I5630=\"w\",INDEX(ID!$L$8:$L$31,FBR!$D5630+1)*INDEX(ID!$L$35:$L$46,$B5630),0)","v":27},{"$f":"IF(I5630=\"h\",INDEX(ID!$M$8:$M$31,FBR!$D5630+1)*INDEX(ID!$M$35:$M$46,$B5630),0)","v":0},{"$f":"IF(I5630=\"w\",INDEX(ID!$N$8:$N$31,FBR!$D5630+1)*INDEX(ID!$N$35:$N$46,$B5630),0)","v":27},null,0,15.94618981215651,0,0]
[5623,8,23,6,235,34,"2014-08-23",7,"w",null,{"$f":"IF(I5633=\"h\",INDEX(ID!$K$8:$K$31,FBR!$D5633+1)*INDEX(ID!$K$35:$K$46,$B5633),0)","v":0},{"$f":"IF(I5633=\"w\",INDEX(ID!$L$8:$L$31,FBR!$D5633+1)*INDEX(ID!$L$35:$L$46,$B5633),0)","v":29},{"$f":"IF(I5633=\"h\",INDEX(ID!$M$8:$M$31,FBR!$D5633+1)*INDEX(ID!$M$35:$M$46,$B5633),0)","v":0},{"$f":"IF(I5633=\"w\",INDEX(ID!$N$8:$N$31,FBR!$D5633+1)*INDEX(ID!$N$35:$N$46,$B5633),0)","v":29},null,0,17.127389057501436,0,0]
[5626,8,23,9,235,34,"2014-08-23",7,"w",null,{"$f":"IF(I5636=\"h\",INDEX(ID!$K$8:$K$31,FBR!$D5636+1)*INDEX(ID!$K$35:$K$46,$B5636),0)","v":0},{"$f":"IF(I5636=\"w\",INDEX(ID!$L$8:$L$31,FBR!$D5636+1)*INDEX(ID!$L$35:$L$46,$B5636),0)","v":38},{"$f":"IF(I5636=\"h\",INDEX(ID!$M$8:$M$31,FBR!$D5636+1)*INDEX(ID!$M$35:$M$46,$B5636),0)","v":0},{"$f":"IF(I5636=\"w\",INDEX(ID!$N$8:$N$31,FBR!$D5636+1)*INDEX(ID!$N$35:$N$46,$B5636),0)","v":38},null,0,22.442785661553604,0,0]
[5631,8,23,14,235,34,"2014-08-23",7,"w",null,{"$f":"IF(I5641=\"h\",INDEX(ID!$K$8:$K$31,FBR!$D5641+1)*INDEX(ID!$K$35:$K$46,$B5641),0)","v":0},{"$f":"IF(I5641=\"w\",INDEX(ID!$L$8:$L$31,FBR!$D5641+1)*INDEX(ID!$L$35:$L$46,$B5641),0)","v":47},{"$f":"IF(I5641=\"h\",INDEX(ID!$M$8:$M$31,FBR!$D5641+1)*INDEX(ID!$M$35:$M$46,$B5641),0)","v":0},{"$f":"IF(I5641=\"w\",INDEX(ID!$N$8:$N$31,FBR!$D5641+1)*INDEX(ID!$N$35:$N$46,$B5641),0)","v":47},null,0,27.758182265605775,0,0]
[{"$f":"A5643+1","v":5634},8,23,17,235,34,{"$f":"DATE(2014,B5644,C5644)","v":"2014-08-23"},7,"w",null,{"$f":"IF(I5644=\"h\",INDEX(ID!$K$8:$K$31,FBR!$D5644+1)*INDEX(ID!$K$35:$K$46,$B5644),0)","v":0},{"$f":"IF(I5644=\"w\",INDEX(ID!$L$8:$L$31,FBR!$D5644+1)*INDEX(ID!$L$35:$L$46,$B5644),0)","v":62},{"$f":"IF(I5644=\"h\",INDEX(ID!$M$8:$M$31,FBR!$D5644+1)*INDEX(ID!$M$35:$M$46,$B5644),0)","v":0},{"$f":"IF(I5644=\"w\",INDEX(ID!$N$8:$N$31,FBR!$D5644+1)*INDEX(ID!$N$35:$N$46,$B5644),0)","v":62},null,0,36.617176605692727,0,0]
[5638,8,23,21,235,34,"2014-08-23",7,"w",null,{"$f":"IF(I5648=\"h\",INDEX(ID!$K$8:$K$31,FBR!$D5648+1)*INDEX(ID!$K$35:$K$46,$B5648),0)","v":0},{"$f":"IF(I5648=\"w\",INDEX(ID!$L$8:$L$31,FBR!$D5648+1)*INDEX(ID!$L$35:$L$46,$B5648),0)","v":50},{"$f":"IF(I5648=\"h\",INDEX(ID!$M$8:$M$31,FBR!$D5648+1)*INDEX(ID!$M$35:$M$46,$B5648),0)","v":0},{"$f":"IF(I5648=\"w\",INDEX(ID!$N$8:$N$31,FBR!$D5648+1)*INDEX(ID!$N$35:$N$46,$B5648),0)","v":50},null,0,29.529981133623163,0,0]
[5641,8,24,0,236,34,"2014-08-24",1,"h",null,{"$f":"IF(I5651=\"h\",INDEX(ID!$K$8:$K$31,FBR!$D5651+1)*INDEX(ID!$K$35:$K$46,$B5651),0)","v":35},{"$f":"IF(I5651=\"w\",INDEX(ID!$L$8:$L$31,FBR!$D5651+1)*INDEX(ID!$L$35:$L$46,$B5651),0)","v":0},{"$f":"IF(I5651=\"h\",INDEX(ID!$M$8:$M$31,FBR!$D5651+1)*INDEX(ID!$M$35:$M$46,$B5651),0)","v":35},{"$f":"IF(I5651=\"w\",INDEX(ID!$N$8:$N$31,FBR!$D5651+1)*INDEX(ID!$N$35:$N$46,$B5651),0)","v":0},null,20.670986793536215,0,0,0]
[5642,8,24,1,236,34,"2014-08-24",1,"h",null,{"$f":"IF(I5652=\"h\",INDEX(ID!$K$8:$K$31,FBR!$D5652+1)*INDEX(ID!$K$35:$K$46,$B5652),0)","v":30},{"$f":"IF(I5652=\"w\",INDEX(ID!$L$8:$L$31,FBR!$D5652+1)*INDEX(ID!$L$35:$L$46,$B5652),0)","v":0},{"$f":"IF(I5652=\"h\",INDEX(ID!$M$8:$M$31,FBR!$D5652+1)*INDEX(ID!$M$35:$M$46,$B5652),0)","v":30},{"$f":"IF(I5652=\"w\",INDEX(ID!$N$8:$N$31,FBR!$D5652+1)*INDEX(ID!$N$35:$N$46,$B5652),0)","v":0},null,17.717988680173899,0,0,0]
[5645,8,24,4,236,34,"2014-08-24",1,"h",null,{"$f":"IF(I5655=\"h\",INDEX(ID!$K$8:$K$31,FBR!$D5655+1)*INDEX(ID!$K$35:$K$46,$B5655),0)","v":27},{"$f":"IF(I5655=\"w\",INDEX(ID!$L$8:$L$31,FBR!$D5655+1)*INDEX(ID!$L$35:$L$46,$B5655),0)","v":0},{"$f":"IF(I5655=\"h\",INDEX(ID!$M$8:$M$31,FBR!$D5655+1)*INDEX(ID!$M$35:$M$46,$B5655),0)","v":27},{"$f":"IF(I5655=\"w\",INDEX(ID!$N$8:$N$31,FBR!$D5655+1)*INDEX(ID!$N$35:$N$46,$B5655),0)","v":0},null,15.94618981215651,0,0,0]
[5651,8,24,10,236,34,"2014-08-24",1,"h",null,{"$f":"IF(I5661=\"h\",INDEX(ID!$K$8:$K$31,FBR!$D5661+1)*INDEX(ID!$K$35:$K$46,$B5661),0)","v":40},{"$f":"IF(I5661=\"w\",INDEX(ID!$L$8:$L$31,FBR!$D5661+1)*INDEX(ID!$L$35:$L$46,$B5661),0)","v":0},{"$f":"IF(I5661=\"h\",INDEX(ID!$M$8:$M$31,FBR!$D5661+1)*INDEX(ID!$M$35:$M$46,$B5661),0)","v":40},{"$f":"IF(I5661=\"w\",INDEX(ID!$N$8:$N$31,FBR!$D5661+1)*INDEX(ID!$N$35:$N$46,$B5661),0)","v":0},null,23.623984906898531,0,0,0]
[5653,8,24,12,236,34,"2014-08-24",1,"h",null,{"$f":"IF(I5663=\"h\",INDEX(ID!$K$8:$K$31,FBR!$D5663+1)*INDEX(ID!$K$35:$K$46,$B5663),0)","v":43},{"$f":"IF(I5663=\"w\",INDEX(ID!$L$8:$L$31,FBR!$D5663+1)*INDEX(ID!$L$35:$L$46,$B5663),0)","v":0},{"$f":"IF(I5663=\"h\",INDEX(ID!$M$8:$M$31,FBR!$D5663+1)*INDEX(ID!$M$35:$M$46,$B5663),0)","v":43},{"$f":"IF(I5663=\"w\",INDEX(ID!$N$8:$N$31,FBR!$D5663+1)*INDEX(ID!$N$35:$N$46,$B5663),0)","v":0},null,25.395783774915923,0,0,0]
[5656,8,24,15,236,34,"2014-08-24",1,"h",null,{"$f":"IF(I5666=\"h\",INDEX(ID!$K$8:$K$31,FBR!$D5666+1)*INDEX(ID!$K$35:$K$46,$B5666),0)","v":50},{"$f":"IF(I5666=\"w\",INDEX(ID!$L$8:$L$31,FBR!$D5666+1)*INDEX(ID!$L$35:$L$46,$B5666),0)","v":0},{"$f":"IF(I5666=\"h\",INDEX(ID!$M$8:$M$31,FBR!$D5666+1)*INDEX(ID!$M$35:$M$46,$B5666),0)","v":50},{"$f":"IF(I5666=\"w\",INDEX(ID!$N$8:$N$31,FBR!$D5666+1)*INDEX(ID!$N$35:$N$46,$B5666),0)","v":0},null,29.529981133623163,0,0,0]
[5659,8,24,18,236,34,"2014-08-24",1,"h",null,{"$f":"IF(I5669=\"h\",INDEX(ID!$K$8:$K$31,FBR!$D5669+1)*INDEX(ID!$K$35:$K$46,$B5669),0)","v":65},{"$f":"IF(I5669=\"w\",INDEX(ID!$L$8:$L$31,FBR!$D5669+1)*INDEX(ID!$L$35:$L$46,$B5669),0)","v":0},{"$f":"IF(I5669=\"h\",INDEX(ID!$M$8:$M$31,FBR!$D5669+1)*INDEX(ID!$M$35:$M$46,$B5669),0)","v":65},{"$f":"IF(I5669=\"w\",INDEX(ID!$N$8:$N$31,FBR!$D5669+1)*INDEX(ID!$N$35:$N$46,$B5669),0)","v":0},null,38.388975473710111,0,0,0]
[5663,8,24,22,236,34,"2014-08-24",1,"h",null,{"$f":"IF(I5673=\"h\",INDEX(ID!$K$8:$K$31,FBR!$D5673+1)*INDEX(ID!$K$35:$K$46,$B5673),0)","v":45},{"$f":"IF(I5673=\"w\",INDEX(ID!$L$8:$L$31,FBR!$D5673+1)*INDEX(ID!$L$35:$L$46,$B5673),0)","v":0},{"$f":"IF(I5673=\"h\",INDEX(ID!$M$8:$M$31,FBR!$D5673+1)*INDEX(ID!$M$35:$M$46,$B5673),0)","v":45},{"$f":"IF(I5673=\"w\",INDEX(ID!$N$8:$N$31,FBR!$D5673+1)*INDEX(ID!$N$35:$N$46,$B5673),0)","v":0},null,26.576983020260847,0,0,0]
[5666,8,25,1,237,34,"2014-08-25",2,"h",null,{"$f":"IF(I5676=\"h\",INDEX(ID!$K$8:$K$31,FBR!$D5676+1)*INDEX(ID!$K$35:$K$46,$B5676),0)","v":30},{"$f":"IF(I5676=\"w\",INDEX(ID!$L$8:$L$31,FBR!$D5676+1)*INDEX(ID!$L$35:$L$46,$B5676),0)","v":0},{"$f":"IF(I5676=\"h\",INDEX(ID!$M$8:$M$31,FBR!$D5676+1)*INDEX(ID!$M$35:$M$46,$B5676),0)","v":30},{"$f":"IF(I5676=\"w\",INDEX(ID!$N$8:$N$31,FBR!$D5676+1)*INDEX(ID!$N$35:$N$46,$B5676),0)","v":0},null,17.717988680173899,0,0,0]
[5668,8,25,3,237,34,"2014-08-25",2,"h",null,{"$f":"IF(I5678=\"h\",INDEX(ID!$K$8:$K$31,FBR!$D5678+1)*INDEX(ID!$K$35:$K$46,$B5678),0)","v":27},{"$f":"IF(I5678=\"w\",INDEX(ID!$L$8:$L$31,FBR!$D5678+1)*INDEX(ID!$L$35:$L$46,$B5678),0)","v":0},{"$f":"IF(I5678=\"h\",INDEX(ID!$M$8:$M$31,FBR!$D5678+1)*INDEX(ID!$M$35:$M$46,$B5678),0)","v":27},{"$f":"IF(I5678=\"w\",INDEX(ID!$N$8:$N$31,FBR!$D5678+1)*INDEX(ID!$N$35:$N$46,$B5678),0)","v":0},null,15.94618981215651,0,0,0]
[5671,8,25,6,237,34,"2014-08-25",2,"h",null,{"$f":"IF(I5681=\"h\",INDEX(ID!$K$8:$K$31,FBR!$D5681+1)*INDEX(ID!$K$35:$K$46,$B5681),0)","v":29},{"$f":"IF(I5681=\"w\",INDEX(ID!$L$8:$L$31,FBR!$D5681+1)*INDEX(ID!$L$35:$L$46,$B5681),0)","v":0},{"$f":"IF(I5681=\"h\",INDEX(ID!$M$8:$M$31,FBR!$D5681+1)*INDEX(ID!$M$35:$M$46,$B5681),0)","v":29},{"$f":"IF(I5681=\"w\",INDEX(ID!$N$8:$N$31,FBR!$D5681+1)*INDEX(ID!$N$35:$N$46,$B5681),0)","v":0},null,17.127389057501436,0,0,0]
[5674,8,25,9,237,{"$f":"F5516+1","v":34},"2014-08-25",2,"h",null,{"$f":"IF(I5684=\"h\",INDEX(ID!$K$8:$K$31,FBR!$D5684+1)*INDEX(ID!$K$35:$K$46,$B5684),0)","v":38},{"$f":"IF(I5684=\"w\",INDEX(ID!$L$8:$L$31,FBR!$D5684+1)*INDEX(ID!$L$35:$L$46,$B5684),0)","v":0},{"$f":"IF(I5684=\"h\",INDEX(ID!$M$8:$M$31,FBR!$D5684+1)*INDEX(ID!$M$35:$M$46,$B5684),0)","v":38},{"$f":"IF(I5684=\"w\",INDEX(ID!$N$8:$N$31,FBR!$D5684+1)*INDEX(ID!$N$35:$N$46,$B5684),0)","v":0},null,22.442785661553604,0,0,0]
[5678,8,25,13,237,34,"2014-08-25",2,"h",null,{"$f":"IF(I5688=\"h\",INDEX(ID!$K$8:$K$31,FBR!$D5688+1)*INDEX(ID!$K$35:$K$46,$B5688),0)","v":44},{"$f":"IF(I5688=\"w\",INDEX(ID!$L$8:$L$31,FBR!$D5688+1)*INDEX(ID!$L$35:$L$46,$B5688),0)","v":0},{"$f":"IF(I5688=\"h\",INDEX(ID!$M$8:$M$31,FBR!$D5688+1)*INDEX(ID!$M$35:$M$46,$B5688),0)","v":44},{"$f":"IF(I5688=\"w\",INDEX(ID!$N$8:$N$31,FBR!$D5688+1)*INDEX(ID!$N$35:$N$46,$B5688),0)","v":0},null,25.986383397588384,0,0,0]
[5681,8,25,16,237,34,"2014-08-25",2,"h",null,{"$f":"IF(I5691=\"h\",INDEX(ID!$K$8:$K$31,FBR!$D5691+1)*INDEX(ID!$K$35:$K$46,$B5691),0)","v":53},{"$f":"IF(I5691=\"w\",INDEX(ID!$L$8:$L$31,FBR!$D5691+1)*INDEX(ID!$L$35:$L$46,$B5691),0)","v":0},{"$f":"IF(I5691=\"h\",INDEX(ID!$M$8:$M$31,FBR!$D5691+1)*INDEX(ID!$M$35:$M$46,$B5691),0)","v":53},{"$f":"IF(I5691=\"w\",INDEX(ID!$N$8:$N$31,FBR!$D5691+1)*INDEX(ID!$N$35:$N$46,$B5691),0)","v":0},null,31.301780001640555,0,0,0]
[5685,8,25,20,237,34,"2014-08-25",2,"h",null,{"$f":"IF(I5695=\"h\",INDEX(ID!$K$8:$K$31,FBR!$D5695+1)*INDEX(ID!$K$35:$K$46,$B5695),0)","v":53},{"$f":"IF(I5695=\"w\",INDEX(ID!$L$8:$L$31,FBR!$D5695+1)*INDEX(ID!$L$35:$L$46,$B5695),0)","v":0},{"$f":"IF(I5695=\"h\",INDEX(ID!$M$8:$M$31,FBR!$D5695+1)*INDEX(ID!$M$35:$M$46,$B5695),0)","v":53},{"$f":"IF(I5695=\"w\",INDEX(ID!$N$8:$N$31,FBR!$D5695+1)*INDEX(ID!$N$35:$N$46,$B5695),0)","v":0},null,31.301780001640555,0,0,0]
[5688,8,25,23,237,34,"2014-08-25",2,"h",null,{"$f":"IF(I5698=\"h\",INDEX(ID!$K$8:$K$31,FBR!$D5698+1)*INDEX(ID!$K$35:$K$46,$B5698),0)","v":40},{"$f":"IF(I5698=\"w\",INDEX(ID!$L$8:$L$31,FBR!$D5698+1)*INDEX(ID!$L$35:$L$46,$B5698),0)","v":0},{"$f":"IF(I5698=\"h\",INDEX(ID!$M$8:$M$31,FBR!$D5698+1)*INDEX(ID!$M$35:$M$46,$B5698),0)","v":40},{"$f":"IF(I5698=\"w\",INDEX(ID!$N$8:$N$31,FBR!$D5698+1)*INDEX(ID!$N$35:$N$46,$B5698),0)","v":0},null,23.623984906898531,0,0,0]
[5689,8,26,0,238,34,"2014-08-26",3,"h",null,{"$f":"IF(I5699=\"h\",INDEX(ID!$K$8:$K$31,FBR!$D5699+1)*INDEX(ID!$K$35:$K$46,$B5699),0)","v":35},{"$f":"IF(I5699=\"w\",INDEX(ID!$L$8:$L$31,FBR!$D5699+1)*INDEX(ID!$L$35:$L$46,$B5699),0)","v":0},{"$f":"IF(I5699=\"h\",INDEX(ID!$M$8:$M$31,FBR!$D5699+1)*INDEX(ID!$M$35:$M$46,$B5699),0)","v":35},{"$f":"IF(I5699=\"w\",INDEX(ID!$N$8:$N$31,FBR!$D5699+1)*INDEX(ID!$N$35:$N$46,$B5699),0)","v":0},null,20.670986793536215,0,0,0]
[5693,8,26,4,238,34,"2014-08-26",3,"h",null,{"$f":"IF(I5703=\"h\",INDEX(ID!$K$8:$K$31,FBR!$D5703+1)*INDEX(ID!$K$35:$K$46,$B5703),0)","v":27},{"$f":"IF(I5703=\"w\",INDEX(ID!$L$8:$L$31,FBR!$D5703+1)*INDEX(ID!$L$35:$L$46,$B5703),0)","v":0},{"$f":"IF(I5703=\"h\",INDEX(ID!$M$8:$M$31,FBR!$D5703+1)*INDEX(ID!$M$35:$M$46,$B5703),0)","v":27},{"$f":"IF(I5703=\"w\",INDEX(ID!$N$8:$N$31,FBR!$D5703+1)*INDEX(ID!$N$35:$N$46,$B5703),0)","v":0},null,15.94618981215651,0,0,0]
[5696,8,26,7,238,34,"2014-08-26",3,"h",null,{"$f":"IF(I5706=\"h\",INDEX(ID!$K$8:$K$31,FBR!$D5706+1)*INDEX(ID!$K$35:$K$46,$B5706),0)","v":32},{"$f":"IF(I5706=\"w\",INDEX(ID!$L$8:$L$31,FBR!$D5706+1)*INDEX(ID!$L$35:$L$46,$B5706),0)","v":0},{"$f":"IF(I5706=\"h\",INDEX(ID!$M$8:$M$31,FBR!$D5706+1)*INDEX(ID!$M$35:$M$46,$B5706),0)","v":32},{"$f":"IF(I5706=\"w\",INDEX(ID!$N$8:$N$31,FBR!$D5706+1)*INDEX(ID!$N$35:$N$46,$B5706),0)","v":0},null,18.899187925518824,0,0,0]
[5699,8,26,10,238,34,"2014-08-26",3,"h",null,{"$f":"IF(I5709=\"h\",INDEX(ID!$K$8:$K$31,FBR!$D5709+1)*INDEX(ID!$K$35:$K$46,$B5709),0)","v":40},{"$f":"IF(I5709=\"w\",INDEX(ID!$L$8:$L$31,FBR!$D5709+1)*INDEX(ID!$L$35:$L$46,$B5709),0)","v":0},{"$f":"IF(I5709=\"h\",INDEX(ID!$M$8:$M$31,FBR!$D5709+1)*INDEX(ID!$M$35:$M$46,$B5709),0)","v":40},{"$f":"IF(I5709=\"w\",INDEX(ID!$N$8:$N$31,FBR!$D5709+1)*INDEX(ID!$N$35:$N$46,$B5709),0)","v":0},null,23.623984906898531,0,0,0]
[5703,8,26,14,238,34,"2014-08-26",3,"h",null,{"$f":"IF(I5713=\"h\",INDEX(ID!$K$8:$K$31,FBR!$D5713+1)*INDEX(ID!$K$35:$K$46,$B5713),0)","v":47},{"$f":"IF(I5713=\"w\",INDEX(ID!$L$8:$L$31,FBR!$D5713+1)*INDEX(ID!$L$35:$L$46,$B5713),0)","v":0},{"$f":"IF(I5713=\"h\",INDEX(ID!$M$8:$M$31,FBR!$D5713+1)*INDEX(ID!$M$35:$M$46,$B5713),0)","v":47},{"$f":"IF(I5713=\"w\",INDEX(ID!$N$8:$N$31,FBR!$D5713+1)*INDEX(ID!$N$35:$N$46,$B5713),0)","v":0},null,27.758182265605775,0,0,0]
[5706,8,26,17,238,34,"2014-08-26",3,"h",null,{"$f":"IF(I5716=\"h\",INDEX(ID!$K$8:$K$31,FBR!$D5716+1)*INDEX(ID!$K$35:$K$46,$B5716),0)","v":62},{"$f":"IF(I5716=\"w\",INDEX(ID!$L$8:$L$31,FBR!$D5716+1)*INDEX(ID!$L$35:$L$46,$B5716),0)","v":0},{"$f":"IF(I5716=\"h\",INDEX(ID!$M$8:$M$31,FBR!$D5716+1)*INDEX(ID!$M$35:$M$46,$B5716),0)","v":62},{"$f":"IF(I5716=\"w\",INDEX(ID!$N$8:$N$31,FBR!$D5716+1)*INDEX(ID!$N$35:$N$46,$B5716),0)","v":0},null,36.617176605692727,0,0,0]
[5710,8,26,21,238,34,"2014-08-26",3,"h",null,{"$f":"IF(I5720=\"h\",INDEX(ID!$K$8:$K$31,FBR!$D5720+1)*INDEX(ID!$K$35:$K$46,$B5720),0)","v":50},{"$f":"IF(I5720=\"w\",INDEX(ID!$L$8:$L$31,FBR!$D5720+1)*INDEX(ID!$L$35:$L$46,$B5720),0)","v":0},{"$f":"IF(I5720=\"h\",INDEX(ID!$M$8:$M$31,FBR!$D5720+1)*INDEX(ID!$M$35:$M$46,$B5720),0)","v":50},{"$f":"IF(I5720=\"w\",INDEX(ID!$N$8:$N$31,FBR!$D5720+1)*INDEX(ID!$N$35:$N$46,$B5720),0)","v":0},null,29.529981133623163,0,0,0]
[5714,8,27,1,239,35,"2014-08-27",4,"h",null,{"$f":"IF(I5724=\"h\",INDEX(ID!$K$8:$K$31,FBR!$D5724+1)*INDEX(ID!$K$35:$K$46,$B5724),0)","v":30},{"$f":"IF(I5724=\"w\",INDEX(ID!$L$8:$L$31,FBR!$D5724+1)*INDEX(ID!$L$35:$L$46,$B5724),0)","v":0},{"$f":"IF(I5724=\"h\",INDEX(ID!$M$8:$M$31,FBR!$D5724+1)*INDEX(ID!$M$35:$M$46,$B5724),0)","v":30},{"$f":"IF(I5724=\"w\",INDEX(ID!$N$8:$N$31,FBR!$D5724+1)*INDEX(ID!$N$35:$N$46,$B5724),0)","v":0},null,17.717988680173899,0,0,0]
[5717,8,27,4,239,35,"2014-08-27",4,"h",null,{"$f":"IF(I5727=\"h\",INDEX(ID!$K$8:$K$31,FBR!$D5727+1)*INDEX(ID!$K$35:$K$46,$B5727),0)","v":27},{"$f":"IF(I5727=\"w\",INDEX(ID!$L$8:$L$31,FBR!$D5727+1)*INDEX(ID!$L$35:$L$46,$B5727),0)","v":0},{"$f":"IF(I5727=\"h\",INDEX(ID!$M$8:$M$31,FBR!$D5727+1)*INDEX(ID!$M$35:$M$46,$B5727),0)","v":27},{"$f":"IF(I5727=\"w\",INDEX(ID!$N$8:$N$31,FBR!$D5727+1)*INDEX(ID!$N$35:$N$46,$B5727),0)","v":0},null,15.94618981215651,0,0,0]
[5718,8,27,5,239,35,"2014-08-27",4,"h",null,{"$f":"IF(I5728=\"h\",INDEX(ID!$K$8:$K$31,FBR!$D5728+1)*INDEX(ID!$K$35:$K$46,$B5728),0)","v":27},{"$f":"IF(I5728=\"w\",INDEX(ID!$L$8:$L$31,FBR!$D5728+1)*INDEX(ID!$L$35:$L$46,$B5728),0)","v":0},{"$f":"IF(I5728=\"h\",INDEX(ID!$M$8:$M$31,FBR!$D5728+1)*INDEX(ID!$M$35:$M$46,$B5728),0)","v":27},{"$f":"IF(I5728=\"w\",INDEX(ID!$N$8:$N$31,FBR!$D5728+1)*INDEX(ID!$N$35:$N$46,$B5728),0)","v":0},null,15.94618981215651,0,0,0]
[5721,8,27,8,239,35,"2014-08-27",4,"h",null,{"$f":"IF(I5731=\"h\",INDEX(ID!$K$8:$K$31,FBR!$D5731+1)*INDEX(ID!$K$35:$K$46,$B5731),0)","v":35},{"$f":"IF(I5731=\"w\",INDEX(ID!$L$8:$L$31,FBR!$D5731+1)*INDEX(ID!$L$35:$L$46,$B5731),0)","v":0},{"$f":"IF(I5731=\"h\",INDEX(ID!$M$8:$M$31,FBR!$D5731+1)*INDEX(ID!$M$35:$M$46,$B5731),0)","v":35},{"$f":"IF(I5731=\"w\",INDEX(ID!$N$8:$N$31,FBR!$D5731+1)*INDEX(ID!$N$35:$N$46,$B5731),0)","v":0},null,20.670986793536215,0,0,0]
[5725,8,27,12,239,35,"2014-08-27",4,"h",null,{"$f":"IF(I5735=\"h\",INDEX(ID!$K$8:$K$31,FBR!$D5735+1)*INDEX(ID!$K$35:$K$46,$B5735),0)","v":43},{"$f":"IF(I5735=\"w\",INDEX(ID!$L$8:$L$31,FBR!$D5735+1)*INDEX(ID!$L$35:$L$46,$B5735),0)","v":0},{"$f":"IF(I5735=\"h\",INDEX(ID!$M$8:$M$31,FBR!$D5735+1)*INDEX(ID!$M$35:$M$46,$B5735),0)","v":43},{"$f":"IF(I5735=\"w\",INDEX(ID!$N$8:$N$31,FBR!$D5735+1)*INDEX(ID!$N$35:$N$46,$B5735),0)","v":0},null,25.395783774915923,0,0,0]
[5728,8,27,15,239,35,"2014-08-27",4,"h",null,{"$f":"IF(I5738=\"h\",INDEX(ID!$K$8:$K$31,FBR!$D5738+1)*INDEX(ID!$K$35:$K$46,$B5738),0)","v":50},{"$f":"IF(I5738=\"w\",INDEX(ID!$L$8:$L$31,FBR!$D5738+1)*INDEX(ID!$L$35:$L$46,$B5738),0)","v":0},{"$f":"IF(I5738=\"h\",INDEX(ID!$M$8:$M$31,FBR!$D5738+1)*INDEX(ID!$M$35:$M$46,$B5738),0)","v":50},{"$f":"IF(I5738=\"w\",INDEX(ID!$N$8:$N$31,FBR!$D5738+1)*INDEX(ID!$N$35:$N$46,$B5738),0)","v":0},null,29.529981133623163,0,0,0]
[5731,8,27,18,239,35,"2014-08-27",4,"h",null,{"$f":"IF(I5741=\"h\",INDEX(ID!$K$8:$K$31,FBR!$D5741+1)*INDEX(ID!$K$35:$K$46,$B5741),0)","v":65},{"$f":"IF(I5741=\"w\",INDEX(ID!$L$8:$L$31,FBR!$D5741+1)*INDEX(ID!$L$35:$L$46,$B5741),0)","v":0},{"$f":"IF(I5741=\"h\",INDEX(ID!$M$8:$M$31,FBR!$D5741+1)*INDEX(ID!$M$35:$M$46,$B5741),0)","v":65},{"$f":"IF(I5741=\"w\",INDEX(ID!$N$8:$N$31,FBR!$D5741+1)*INDEX(ID!$N$35:$N$46,$B5741),0)","v":0},null,38.388975473710111,0,0,0]
[5735,8,27,22,239,35,"2014-08-27",4,"h",null,{"$f":"IF(I5745=\"h\",INDEX(ID!$K$8:$K$31,FBR!$D5745+1)*INDEX(ID!$K$35:$K$46,$B5745),0)","v":45},{"$f":"IF(I5745=\"w\",INDEX(ID!$L$8:$L$31,FBR!$D5745+1)*INDEX(ID!$L$35:$L$46,$B5745),0)","v":0},{"$f":"IF(I5745=\"h\",INDEX(ID!$M$8:$M$31,FBR!$D5745+1)*INDEX(ID!$M$35:$M$46,$B5745),0)","v":45},{"$f":"IF(I5745=\"w\",INDEX(ID!$N$8:$N$31,FBR!$D5745+1)*INDEX(ID!$N$35:$N$46,$B5745),0)","v":0},null,26.576983020260847,0,0,0]
[5739,8,28,2,240,35,"2014-08-28",5,"h",null,{"$f":"IF(I5749=\"h\",INDEX(ID!$K$8:$K$31,FBR!$D5749+1)*INDEX(ID!$K$35:$K$46,$B5749),0)","v":28},{"$f":"IF(I5749=\"w\",INDEX(ID!$L$8:$L$31,FBR!$D5749+1)*INDEX(ID!$L$35:$L$46,$B5749),0)","v":0},{"$f":"IF(I5749=\"h\",INDEX(ID!$M$8:$M$31,FBR!$D5749+1)*INDEX(ID!$M$35:$M$46,$B5749),0)","v":28},{"$f":"IF(I5749=\"w\",INDEX(ID!$N$8:$N$31,FBR!$D5749+1)*INDEX(ID!$N$35:$N$46,$B5749),0)","v":0},null,16.536789434828972,0,0,0]
[5742,8,28,5,240,35,"2014-08-28",5,"h",null,{"$f":"IF(I5752=\"h\",INDEX(ID!$K$8:$K$31,FBR!$D5752+1)*INDEX(ID!$K$35:$K$46,$B5752),0)","v":27},{"$f":"IF(I5752=\"w\",INDEX(ID!$L$8:$L$31,FBR!$D5752+1)*INDEX(ID!$L$35:$L$46,$B5752),0)","v":0},{"$f":"IF(I5752=\"h\",INDEX(ID!$M$8:$M$31,FBR!$D5752+1)*INDEX(ID!$M$35:$M$46,$B5752),0)","v":27},{"$f":"IF(I5752=\"w\",INDEX(ID!$N$8:$N$31,FBR!$D5752+1)*INDEX(ID!$N$35:$N$46,$B5752),0)","v":0},null,15.94618981215651,0,0,0]
[5743,8,28,6,240,35,"2014-08-28",5,"h",null,{"$f":"IF(I5753=\"h\",INDEX(ID!$K$8:$K$31,FBR!$D5753+1)*INDEX(ID!$K$35:$K$46,$B5753),0)","v":29},{"$f":"IF(I5753=\"w\",INDEX(ID!$L$8:$L$31,FBR!$D5753+1)*INDEX(ID!$L$35:$L$46,$B5753),0)","v":0},{"$f":"IF(I5753=\"h\",INDEX(ID!$M$8:$M$31,FBR!$D5753+1)*INDEX(ID!$M$35:$M$46,$B5753),0)","v":29},{"$f":"IF(I5753=\"w\",INDEX(ID!$N$8:$N$31,FBR!$D5753+1)*INDEX(ID!$N$35:$N$46,$B5753),0)","v":0},null,17.127389057501436,0,0,0]
[5746,8,28,9,240,35,"2014-08-28",5,"h",null,{"$f":"IF(I5756=\"h\",INDEX(ID!$K$8:$K$31,FBR!$D5756+1)*INDEX(ID!$K$35:$K$46,$B5756),0)","v":38},{"$f":"IF(I5756=\"w\",INDEX(ID!$L$8:$L$31,FBR!$D5756+1)*INDEX(ID!$L$35:$L$46,$B5756),0)","v":0},{"$f":"IF(I5756=\"h\",INDEX(ID!$M$8:$M$31,FBR!$D5756+1)*INDEX(ID!$M$35:$M$46,$B5756),0)","v":38},{"$f":"IF(I5756=\"w\",INDEX(ID!$N$8:$N$31,FBR!$D5756+1)*INDEX(ID!$N$35:$N$46,$B5756),0)","v":0},null,22.442785661553604,0,0,0]
[5750,8,28,13,240,35,"2014-08-28",5,"h",null,{"$f":"IF(I5760=\"h\",INDEX(ID!$K$8:$K$31,FBR!$D5760+1)*INDEX(ID!$K$35:$K$46,$B5760),0)","v":44},{"$f":"IF(I5760=\"w\",INDEX(ID!$L$8:$L$31,FBR!$D5760+1)*INDEX(ID!$L$35:$L$46,$B5760),0)","v":0},{"$f":"IF(I5760=\"h\",INDEX(ID!$M$8:$M$31,FBR!$D5760+1)*INDEX(ID!$M$35:$M$46,$B5760),0)","v":44},{"$f":"IF(I5760=\"w\",INDEX(ID!$N$8:$N$31,FBR!$D5760+1)*INDEX(ID!$N$35:$N$46,$B5760),0)","v":0},null,25.986383397588384,0,0,0]
[5752,8,28,15,240,35,"2014-08-28",5,"h",null,{"$f":"IF(I5762=\"h\",INDEX(ID!$K$8:$K$31,FBR!$D5762+1)*INDEX(ID!$K$35:$K$46,$B5762),0)","v":50},{"$f":"IF(I5762=\"w\",INDEX(ID!$L$8:$L$31,FBR!$D5762+1)*INDEX(ID!$L$35:$L$46,$B5762),0)","v":0},{"$f":"IF(I5762=\"h\",INDEX(ID!$M$8:$M$31,FBR!$D5762+1)*INDEX(ID!$M$35:$M$46,$B5762),0)","v":50},{"$f":"IF(I5762=\"w\",INDEX(ID!$N$8:$N$31,FBR!$D5762+1)*INDEX(ID!$N$35:$N$46,$B5762),0)","v":0},null,29.529981133623163,0,0,0]
[5757,8,28,20,240,35,"2014-08-28",5,"h",null,{"$f":"IF(I5767=\"h\",INDEX(ID!$K$8:$K$31,FBR!$D5767+1)*INDEX(ID!$K$35:$K$46,$B5767),0)","v":53},{"$f":"IF(I5767=\"w\",INDEX(ID!$L$8:$L$31,FBR!$D5767+1)*INDEX(ID!$L$35:$L$46,$B5767),0)","v":0},{"$f":"IF(I5767=\"h\",INDEX(ID!$M$8:$M$31,FBR!$D5767+1)*INDEX(ID!$M$35:$M$46,$B5767),0)","v":53},{"$f":"IF(I5767=\"w\",INDEX(ID!$N$8:$N$31,FBR!$D5767+1)*INDEX(ID!$N$35:$N$46,$B5767),0)","v":0},null,31.301780001640555,0,0,0]
[5761,8,29,0,241,35,"2014-08-29",{"$f":"WEEKDAY(G5771)","v":6},{"$f":"IF(OR(H5771=6,H5771=7),\"w\",\"h\")","v":"w"},null,{"$f":"IF(I5771=\"h\",INDEX(ID!$K$8:$K$31,FBR!$D5771+1)*INDEX(ID!$K$35:$K$46,$B5771),0)","v":0},{"$f":"IF(I5771=\"w\",INDEX(ID!$L$8:$L$31,FBR!$D5771+1)*INDEX(ID!$L$35:$L$46,$B5771),0)","v":35},{"$f":"IF(I5771=\"h\",INDEX(ID!$M$8:$M$31,FBR!$D5771+1)*INDEX(ID!$M$35:$M$46,$B5771),0)","v":0},{"$f":"IF(I5771=\"w\",INDEX(ID!$N$8:$N$31,FBR!$D5771+1)*INDEX(ID!$N$35:$N$46,$B5771),0)","v":35},null,{"$f":"K5771*(indvforbrug*antalbrugere)/($K$8789+$L$8789)","v":0},{"$f":"L5771*indvforbrug*antalbrugere/($K$8789+$L$8789)","v":20.670986793536215},{"$f":"M5771*fællesforbrug/($M$8789+$N$8789)","v":0},{"$f":"N5771*fællesforbrug/($M$8789+$N$8789)","v":0}]
[5764,8,29,3,241,35,"2014-08-29",6,"w",null,{"$f":"IF(I5774=\"h\",INDEX(ID!$K$8:$K$31,FBR!$D5774+1)*INDEX(ID!$K$35:$K$46,$B5774),0)","v":0},{"$f":"IF(I5774=\"w\",INDEX(ID!$L$8:$L$31,FBR!$D5774+1)*INDEX(ID!$L$35:$L$46,$B5774),0)","v":27},{"$f":"IF(I5774=\"h\",INDEX(ID!$M$8:$M$31,FBR!$D5774+1)*INDEX(ID!$M$35:$M$46,$B5774),0)","v":0},{"$f":"IF(I5774=\"w\",INDEX(ID!$N$8:$N$31,FBR!$D5774+1)*INDEX(ID!$N$35:$N$46,$B5774),0)","v":27},null,0,15.94618981215651,0,0]
[5767,8,29,6,241,35,"2014-08-29",6,"w",null,{"$f":"IF(I5777=\"h\",INDEX(ID!$K$8:$K$31,FBR!$D5777+1)*INDEX(ID!$K$35:$K$46,$B5777),0)","v":0},{"$f":"IF(I5777=\"w\",INDEX(ID!$L$8:$L$31,FBR!$D5777+1)*INDEX(ID!$L$35:$L$46,$B5777),0)","v":29},{"$f":"IF(I5777=\"h\",INDEX(ID!$M$8:$M$31,FBR!$D5777+1)*INDEX(ID!$M$35:$M$46,$B5777),0)","v":0},{"$f":"IF(I5777=\"w\",INDEX(ID!$N$8:$N$31,FBR!$D5777+1)*INDEX(ID!$N$35:$N$46,$B5777),0)","v":29},null,0,17.127389057501436,0,0]
[5768,8,29,7,241,35,"2014-08-29",6,"w",null,{"$f":"IF(I5778=\"h\",INDEX(ID!$K$8:$K$31,FBR!$D5778+1)*INDEX(ID!$K$35:$K$46,$B5778),0)","v":0},{"$f":"IF(I5778=\"w\",INDEX(ID!$L$8:$L$31,FBR!$D5778+1)*INDEX(ID!$L$35:$L$46,$B5778),0)","v":32},{"$f":"IF(I5778=\"h\",INDEX(ID!$M$8:$M$31,FBR!$D5778+1)*INDEX(ID!$M$35:$M$46,$B5778),0)","v":0},{"$f":"IF(I5778=\"w\",INDEX(ID!$N$8:$N$31,FBR!$D5778+1)*INDEX(ID!$N$35:$N$46,$B5778),0)","v":32},null,0,18.899187925518824,0,0]
[5771,8,29,10,241,35,"2014-08-29",6,"w",null,{"$f":"IF(I5781=\"h\",INDEX(ID!$K$8:$K$31,FBR!$D5781+1)*INDEX(ID!$K$35:$K$46,$B5781),0)","v":0},{"$f":"IF(I5781=\"w\",INDEX(ID!$L$8:$L$31,FBR!$D5781+1)*INDEX(ID!$L$35:$L$46,$B5781),0)","v":40},{"$f":"IF(I5781=\"h\",INDEX(ID!$M$8:$M$31,FBR!$D5781+1)*INDEX(ID!$M$35:$M$46,$B5781),0)","v":0},{"$f":"IF(I5781=\"w\",INDEX(ID!$N$8:$N$31,FBR!$D5781+1)*INDEX(ID!$N$35:$N$46,$B5781),0)","v":40},null,0,23.623984906898531,0,0]
[5777,8,29,16,241,35,"2014-08-29",6,"w",null,{"$f":"IF(I5787=\"h\",INDEX(ID!$K$8:$K$31,FBR!$D5787+1)*INDEX(ID!$K$35:$K$46,$B5787),0)","v":0},{"$f":"IF(I5787=\"w\",INDEX(ID!$L$8:$L$31,FBR!$D5787+1)*INDEX(ID!$L$35:$L$46,$B5787),0)","v":53},{"$f":"IF(I5787=\"h\",INDEX(ID!$M$8:$M$31,FBR!$D5787+1)*INDEX(ID!$M$35:$M$46,$B5787),0)","v":0},{"$f":"IF(I5787=\"w\",INDEX(ID!$N$8:$N$31,FBR!$D5787+1)*INDEX(ID!$N$35:$N$46,$B5787),0)","v":53},null,0,31.301780001640555,0,0]
[5779,8,29,18,241,35,"2014-08-29",6,"w",null,{"$f":"IF(I5789=\"h\",INDEX(ID!$K$8:$K$31,FBR!$D5789+1)*INDEX(ID!$K$35:$K$46,$B5789),0)","v":0},{"$f":"IF(I5789=\"w\",INDEX(ID!$L$8:$L$31,FBR!$D5789+1)*INDEX(ID!$L$35:$L$46,$B5789),0)","v":65},{"$f":"IF(I5789=\"h\",INDEX(ID!$M$8:$M$31,FBR!$D5789+1)*INDEX(ID!$M$35:$M$46,$B5789),0)","v":0},{"$f":"IF(I5789=\"w\",INDEX(ID!$N$8:$N$31,FBR!$D5789+1)*INDEX(ID!$N$35:$N$46,$B5789),0)","v":65},null,0,38.388975473710111,0,0]
[5782,8,29,21,241,35,"2014-08-29",6,"w",null,{"$f":"IF(I5792=\"h\",INDEX(ID!$K$8:$K$31,FBR!$D5792+1)*INDEX(ID!$K$35:$K$46,$B5792),0)","v":0},{"$f":"IF(I5792=\"w\",INDEX(ID!$L$8:$L$31,FBR!$D5792+1)*INDEX(ID!$L$35:$L$46,$B5792),0)","v":50},{"$f":"IF(I5792=\"h\",INDEX(ID!$M$8:$M$31,FBR!$D5792+1)*INDEX(ID!$M$35:$M$46,$B5792),0)","v":0},{"$f":"IF(I5792=\"w\",INDEX(ID!$N$8:$N$31,FBR!$D5792+1)*INDEX(ID!$N$35:$N$46,$B5792),0)","v":50},null,0,29.529981133623163,0,0]
[5786,8,30,1,{"$f":"E5772+1","v":242},35,"2014-08-30",7,"w",null,{"$f":"IF(I5796=\"h\",INDEX(ID!$K$8:$K$31,FBR!$D5796+1)*INDEX(ID!$K$35:$K$46,$B5796),0)","v":0},{"$f":"IF(I5796=\"w\",INDEX(ID!$L$8:$L$31,FBR!$D5796+1)*INDEX(ID!$L$35:$L$46,$B5796),0)","v":30},{"$f":"IF(I5796=\"h\",INDEX(ID!$M$8:$M$31,FBR!$D5796+1)*INDEX(ID!$M$35:$M$46,$B5796),0)","v":0},{"$f":"IF(I5796=\"w\",INDEX(ID!$N$8:$N$31,FBR!$D5796+1)*INDEX(ID!$N$35:$N$46,$B5796),0)","v":30},null,0,17.717988680173899,0,0]
[5789,8,30,4,242,35,"2014-08-30",7,"w",null,{"$f":"IF(I5799=\"h\",INDEX(ID!$K$8:$K$31,FBR!$D5799+1)*INDEX(ID!$K$35:$K$46,$B5799),0)","v":0},{"$f":"IF(I5799=\"w\",INDEX(ID!$L$8:$L$31,FBR!$D5799+1)*INDEX(ID!$L$35:$L$46,$B5799),0)","v":27},{"$f":"IF(I5799=\"h\",INDEX(ID!$M$8:$M$31,FBR!$D5799+1)*INDEX(ID!$M$35:$M$46,$B5799),0)","v":0},{"$f":"IF(I5799=\"w\",INDEX(ID!$N$8:$N$31,FBR!$D5799+1)*INDEX(ID!$N$35:$N$46,$B5799),0)","v":27},null,0,15.94618981215651,0,0]
[5790,8,30,5,242,35,"2014-08-30",7,"w",null,{"$f":"IF(I5800=\"h\",INDEX(ID!$K$8:$K$31,FBR!$D5800+1)*INDEX(ID!$K$35:$K$46,$B5800),0)","v":0},{"$f":"IF(I5800=\"w\",INDEX(ID!$L$8:$L$31,FBR!$D5800+1)*INDEX(ID!$L$35:$L$46,$B5800),0)","v":27},{"$f":"IF(I5800=\"h\",INDEX(ID!$M$8:$M$31,FBR!$D5800+1)*INDEX(ID!$M$35:$M$46,$B5800),0)","v":0},{"$f":"IF(I5800=\"w\",INDEX(ID!$N$8:$N$31,FBR!$D5800+1)*INDEX(ID!$N$35:$N$46,$B5800),0)","v":27},null,0,15.94618981215651,0,0]
[5793,8,30,8,242,35,"2014-08-30",7,"w",null,{"$f":"IF(I5803=\"h\",INDEX(ID!$K$8:$K$31,FBR!$D5803+1)*INDEX(ID!$K$35:$K$46,$B5803),0)","v":0},{"$f":"IF(I5803=\"w\",INDEX(ID!$L$8:$L$31,FBR!$D5803+1)*INDEX(ID!$L$35:$L$46,$B5803),0)","v":35},{"$f":"IF(I5803=\"h\",INDEX(ID!$M$8:$M$31,FBR!$D5803+1)*INDEX(ID!$M$35:$M$46,$B5803),0)","v":0},{"$f":"IF(I5803=\"w\",INDEX(ID!$N$8:$N$31,FBR!$D5803+1)*INDEX(ID!$N$35:$N$46,$B5803),0)","v":35},null,0,20.670986793536215,0,0]
[5798,8,30,13,242,35,"2014-08-30",7,"w",null,{"$f":"IF(I5808=\"h\",INDEX(ID!$K$8:$K$31,FBR!$D5808+1)*INDEX(ID!$K$35:$K$46,$B5808),0)","v":0},{"$f":"IF(I5808=\"w\",INDEX(ID!$L$8:$L$31,FBR!$D5808+1)*INDEX(ID!$L$35:$L$46,$B5808),0)","v":44},{"$f":"IF(I5808=\"h\",INDEX(ID!$M$8:$M$31,FBR!$D5808+1)*INDEX(ID!$M$35:$M$46,$B5808),0)","v":0},{"$f":"IF(I5808=\"w\",INDEX(ID!$N$8:$N$31,FBR!$D5808+1)*INDEX(ID!$N$35:$N$46,$B5808),0)","v":44},null,0,25.986383397588384,0,0]
[5801,8,30,16,242,35,"2014-08-30",7,"w",null,{"$f":"IF(I5811=\"h\",INDEX(ID!$K$8:$K$31,FBR!$D5811+1)*INDEX(ID!$K$35:$K$46,$B5811),0)","v":0},{"$f":"IF(I5811=\"w\",INDEX(ID!$L$8:$L$31,FBR!$D5811+1)*INDEX(ID!$L$35:$L$46,$B5811),0)","v":53},{"$f":"IF(I5811=\"h\",INDEX(ID!$M$8:$M$31,FBR!$D5811+1)*INDEX(ID!$M$35:$M$46,$B5811),0)","v":0},{"$f":"IF(I5811=\"w\",INDEX(ID!$N$8:$N$31,FBR!$D5811+1)*INDEX(ID!$N$35:$N$46,$B5811),0)","v":53},null,0,31.301780001640555,0,0]
[5804,8,30,19,242,35,"2014-08-30",7,"w",null,{"$f":"IF(I5814=\"h\",INDEX(ID!$K$8:$K$31,FBR!$D5814+1)*INDEX(ID!$K$35:$K$46,$B5814),0)","v":0},{"$f":"IF(I5814=\"w\",INDEX(ID!$L$8:$L$31,FBR!$D5814+1)*INDEX(ID!$L$35:$L$46,$B5814),0)","v":60},{"$f":"IF(I5814=\"h\",INDEX(ID!$M$8:$M$31,FBR!$D5814+1)*INDEX(ID!$M$35:$M$46,$B5814),0)","v":0},{"$f":"IF(I5814=\"w\",INDEX(ID!$N$8:$N$31,FBR!$D5814+1)*INDEX(ID!$N$35:$N$46,$B5814),0)","v":60},null,0,35.435977360347799,0,0]
[5807,8,30,22,242,35,"2014-08-30",7,"w",null,{"$f":"IF(I5817=\"h\",INDEX(ID!$K$8:$K$31,FBR!$D5817+1)*INDEX(ID!$K$35:$K$46,$B5817),0)","v":0},{"$f":"IF(I5817=\"w\",INDEX(ID!$L$8:$L$31,FBR!$D5817+1)*INDEX(ID!$L$35:$L$46,$B5817),0)","v":45},{"$f":"IF(I5817=\"h\",INDEX(ID!$M$8:$M$31,FBR!$D5817+1)*INDEX(ID!$M$35:$M$46,$B5817),0)","v":0},{"$f":"IF(I5817=\"w\",INDEX(ID!$N$8:$N$31,FBR!$D5817+1)*INDEX(ID!$N$35:$N$46,$B5817),0)","v":45},null,0,26.576983020260847,0,0]
[5811,8,31,2,243,35,"2014-08-31",1,"h",null,{"$f":"IF(I5821=\"h\",INDEX(ID!$K$8:$K$31,FBR!$D5821+1)*INDEX(ID!$K$35:$K$46,$B5821),0)","v":28},{"$f":"IF(I5821=\"w\",INDEX(ID!$L$8:$L$31,FBR!$D5821+1)*INDEX(ID!$L$35:$L$46,$B5821),0)","v":0},{"$f":"IF(I5821=\"h\",INDEX(ID!$M$8:$M$31,FBR!$D5821+1)*INDEX(ID!$M$35:$M$46,$B5821),0)","v":28},{"$f":"IF(I5821=\"w\",INDEX(ID!$N$8:$N$31,FBR!$D5821+1)*INDEX(ID!$N$35:$N$46,$B5821),0)","v":0},null,16.536789434828972,0,0,0]
[5814,8,31,5,243,35,"2014-08-31",1,"h",null,{"$f":"IF(I5824=\"h\",INDEX(ID!$K$8:$K$31,FBR!$D5824+1)*INDEX(ID!$K$35:$K$46,$B5824),0)","v":27},{"$f":"IF(I5824=\"w\",INDEX(ID!$L$8:$L$31,FBR!$D5824+1)*INDEX(ID!$L$35:$L$46,$B5824),0)","v":0},{"$f":"IF(I5824=\"h\",INDEX(ID!$M$8:$M$31,FBR!$D5824+1)*INDEX(ID!$M$35:$M$46,$B5824),0)","v":27},{"$f":"IF(I5824=\"w\",INDEX(ID!$N$8:$N$31,FBR!$D5824+1)*INDEX(ID!$N$35:$N$46,$B5824),0)","v":0},null,15.94618981215651,0,0,0]
[5815,8,31,6,243,35,"2014-08-31",1,"h",null,{"$f":"IF(I5825=\"h\",INDEX(ID!$K$8:$K$31,FBR!$D5825+1)*INDEX(ID!$K$35:$K$46,$B5825),0)","v":29},{"$f":"IF(I5825=\"w\",INDEX(ID!$L$8:$L$31,FBR!$D5825+1)*INDEX(ID!$L$35:$L$46,$B5825),0)","v":0},{"$f":"IF(I5825=\"h\",INDEX(ID!$M$8:$M$31,FBR!$D5825+1)*INDEX(ID!$M$35:$M$46,$B5825),0)","v":29},{"$f":"IF(I5825=\"w\",INDEX(ID!$N$8:$N$31,FBR!$D5825+1)*INDEX(ID!$N$35:$N$46,$B5825),0)","v":0},null,17.127389057501436,0,0,0]
[5819,8,31,10,243,35,"2014-08-31",1,"h",null,{"$f":"IF(I5829=\"h\",INDEX(ID!$K$8:$K$31,FBR!$D5829+1)*INDEX(ID!$K$35:$K$46,$B5829),0)","v":40},{"$f":"IF(I5829=\"w\",INDEX(ID!$L$8:$L$31,FBR!$D5829+1)*INDEX(ID!$L$35:$L$46,$B5829),0)","v":0},{"$f":"IF(I5829=\"h\",INDEX(ID!$M$8:$M$31,FBR!$D5829+1)*INDEX(ID!$M$35:$M$46,$B5829),0)","v":40},{"$f":"IF(I5829=\"w\",INDEX(ID!$N$8:$N$31,FBR!$D5829+1)*INDEX(ID!$N$35:$N$46,$B5829),0)","v":0},null,23.623984906898531,0,0,0]
[5822,8,31,13,243,35,"2014-08-31",1,"h",null,{"$f":"IF(I5832=\"h\",INDEX(ID!$K$8:$K$31,FBR!$D5832+1)*INDEX(ID!$K$35:$K$46,$B5832),0)","v":44},{"$f":"IF(I5832=\"w\",INDEX(ID!$L$8:$L$31,FBR!$D5832+1)*INDEX(ID!$L$35:$L$46,$B5832),0)","v":0},{"$f":"IF(I5832=\"h\",INDEX(ID!$M$8:$M$31,FBR!$D5832+1)*INDEX(ID!$M$35:$M$46,$B5832),0)","v":44},{"$f":"IF(I5832=\"w\",INDEX(ID!$N$8:$N$31,FBR!$D5832+1)*INDEX(ID!$N$35:$N$46,$B5832),0)","v":0},null,25.986383397588384,0,0,0]
[{"$f":"A5835+1","v":5826},8,31,17,243,35,{"$f":"DATE(2014,B5836,C5836)","v":"2014-08-31"},1,"h",null,{"$f":"IF(I5836=\"h\",INDEX(ID!$K$8:$K$31,FBR!$D5836+1)*INDEX(ID!$K$35:$K$46,$B5836),0)","v":62},{"$f":"IF(I5836=\"w\",INDEX(ID!$L$8:$L$31,FBR!$D5836+1)*INDEX(ID!$L$35:$L$46,$B5836),0)","v":0},{"$f":"IF(I5836=\"h\",INDEX(ID!$M$8:$M$31,FBR!$D5836+1)*INDEX(ID!$M$35:$M$46,$B5836),0)","v":62},{"$f":"IF(I5836=\"w\",INDEX(ID!$N$8:$N$31,FBR!$D5836+1)*INDEX(ID!$N$35:$N$46,$B5836),0)","v":0},null,36.617176605692727,0,0,0]
[5829,8,31,20,243,35,"2014-08-31",1,"h",null,{"$f":"IF(I5839=\"h\",INDEX(ID!$K$8:$K$31,FBR!$D5839+1)*INDEX(ID!$K$35:$K$46,$B5839),0)","v":53},{"$f":"IF(I5839=\"w\",INDEX(ID!$L$8:$L$31,FBR!$D5839+1)*INDEX(ID!$L$35:$L$46,$B5839),0)","v":0},{"$f":"IF(I5839=\"h\",INDEX(ID!$M$8:$M$31,FBR!$D5839+1)*INDEX(ID!$M$35:$M$46,$B5839),0)","v":53},{"$f":"IF(I5839=\"w\",INDEX(ID!$N$8:$N$31,FBR!$D5839+1)*INDEX(ID!$N$35:$N$46,$B5839),0)","v":0},null,31.301780001640555,0,0,0]
[5832,8,31,23,243,35,"2014-08-31",1,"h",null,{"$f":"IF(I5842=\"h\",INDEX(ID!$K$8:$K$31,FBR!$D5842+1)*INDEX(ID!$K$35:$K$46,$B5842),0)","v":40},{"$f":"IF(I5842=\"w\",INDEX(ID!$L$8:$L$31,FBR!$D5842+1)*INDEX(ID!$L$35:$L$46,$B5842),0)","v":0},{"$f":"IF(I5842=\"h\",INDEX(ID!$M$8:$M$31,FBR!$D5842+1)*INDEX(ID!$M$35:$M$46,$B5842),0)","v":40},{"$f":"IF(I5842=\"w\",INDEX(ID!$N$8:$N$31,FBR!$D5842+1)*INDEX(ID!$N$35:$N$46,$B5842),0)","v":0},null,23.623984906898531,0,0,0]
[5836,9,1,3,244,35,"2014-09-01",2,"h",null,{"$f":"IF(I5846=\"h\",INDEX(ID!$K$8:$K$31,FBR!$D5846+1)*INDEX(ID!$K$35:$K$46,$B5846),0)","v":27},{"$f":"IF(I5846=\"w\",INDEX(ID!$L$8:$L$31,FBR!$D5846+1)*INDEX(ID!$L$35:$L$46,$B5846),0)","v":0},{"$f":"IF(I5846=\"h\",INDEX(ID!$M$8:$M$31,FBR!$D5846+1)*INDEX(ID!$M$35:$M$46,$B5846),0)","v":27},{"$f":"IF(I5846=\"w\",INDEX(ID!$N$8:$N$31,FBR!$D5846+1)*INDEX(ID!$N$35:$N$46,$B5846),0)","v":0},null,15.94618981215651,0,0,0]
[5840,9,1,7,244,35,"2014-09-01",2,"h",null,{"$f":"IF(I5850=\"h\",INDEX(ID!$K$8:$K$31,FBR!$D5850+1)*INDEX(ID!$K$35:$K$46,$B5850),0)","v":32},{"$f":"IF(I5850=\"w\",INDEX(ID!$L$8:$L$31,FBR!$D5850+1)*INDEX(ID!$L$35:$L$46,$B5850),0)","v":0},{"$f":"IF(I5850=\"h\",INDEX(ID!$M$8:$M$31,FBR!$D5850+1)*INDEX(ID!$M$35:$M$46,$B5850),0)","v":32},{"$f":"IF(I5850=\"w\",INDEX(ID!$N$8:$N$31,FBR!$D5850+1)*INDEX(ID!$N$35:$N$46,$B5850),0)","v":0},null,18.899187925518824,0,0,0]
[5841,9,1,8,244,35,"2014-09-01",2,"h",null,{"$f":"IF(I5851=\"h\",INDEX(ID!$K$8:$K$31,FBR!$D5851+1)*INDEX(ID!$K$35:$K$46,$B5851),0)","v":35},{"$f":"IF(I5851=\"w\",INDEX(ID!$L$8:$L$31,FBR!$D5851+1)*INDEX(ID!$L$35:$L$46,$B5851),0)","v":0},{"$f":"IF(I5851=\"h\",INDEX(ID!$M$8:$M$31,FBR!$D5851+1)*INDEX(ID!$M$35:$M$46,$B5851),0)","v":35},{"$f":"IF(I5851=\"w\",INDEX(ID!$N$8:$N$31,FBR!$D5851+1)*INDEX(ID!$N$35:$N$46,$B5851),0)","v":0},null,20.670986793536215,0,0,0]
[5844,9,1,11,244,35,"2014-09-01",2,"h",null,{"$f":"IF(I5854=\"h\",INDEX(ID!$K$8:$K$31,FBR!$D5854+1)*INDEX(ID!$K$35:$K$46,$B5854),0)","v":42},{"$f":"IF(I5854=\"w\",INDEX(ID!$L$8:$L$31,FBR!$D5854+1)*INDEX(ID!$L$35:$L$46,$B5854),0)","v":0},{"$f":"IF(I5854=\"h\",INDEX(ID!$M$8:$M$31,FBR!$D5854+1)*INDEX(ID!$M$35:$M$46,$B5854),0)","v":42},{"$f":"IF(I5854=\"w\",INDEX(ID!$N$8:$N$31,FBR!$D5854+1)*INDEX(ID!$N$35:$N$46,$B5854),0)","v":0},null,24.805184152243459,0,0,0]
[5847,9,1,14,244,35,"2014-09-01",2,"h",null,{"$f":"IF(I5857=\"h\",INDEX(ID!$K$8:$K$31,FBR!$D5857+1)*INDEX(ID!$K$35:$K$46,$B5857),0)","v":47},{"$f":"IF(I5857=\"w\",INDEX(ID!$L$8:$L$31,FBR!$D5857+1)*INDEX(ID!$L$35:$L$46,$B5857),0)","v":0},{"$f":"IF(I5857=\"h\",INDEX(ID!$M$8:$M$31,FBR!$D5857+1)*INDEX(ID!$M$35:$M$46,$B5857),0)","v":47},{"$f":"IF(I5857=\"w\",INDEX(ID!$N$8:$N$31,FBR!$D5857+1)*INDEX(ID!$N$35:$N$46,$B5857),0)","v":0},null,27.758182265605775,0,0,0]
[5851,9,1,18,244,35,"2014-09-01",2,"h",null,{"$f":"IF(I5861=\"h\",INDEX(ID!$K$8:$K$31,FBR!$D5861+1)*INDEX(ID!$K$35:$K$46,$B5861),0)","v":65},{"$f":"IF(I5861=\"w\",INDEX(ID!$L$8:$L$31,FBR!$D5861+1)*INDEX(ID!$L$35:$L$46,$B5861),0)","v":0},{"$f":"IF(I5861=\"h\",INDEX(ID!$M$8:$M$31,FBR!$D5861+1)*INDEX(ID!$M$35:$M$46,$B5861),0)","v":65},{"$f":"IF(I5861=\"w\",INDEX(ID!$N$8:$N$31,FBR!$D5861+1)*INDEX(ID!$N$35:$N$46,$B5861),0)","v":0},null,38.388975473710111,0,0,0]
[5854,9,1,21,244,35,"2014-09-01",2,"h",null,{"$f":"IF(I5864=\"h\",INDEX(ID!$K$8:$K$31,FBR!$D5864+1)*INDEX(ID!$K$35:$K$46,$B5864),0)","v":50},{"$f":"IF(I5864=\"w\",INDEX(ID!$L$8:$L$31,FBR!$D5864+1)*INDEX(ID!$L$35:$L$46,$B5864),0)","v":0},{"$f":"IF(I5864=\"h\",INDEX(ID!$M$8:$M$31,FBR!$D5864+1)*INDEX(ID!$M$35:$M$46,$B5864),0)","v":50},{"$f":"IF(I5864=\"w\",INDEX(ID!$N$8:$N$31,FBR!$D5864+1)*INDEX(ID!$N$35:$N$46,$B5864),0)","v":0},null,29.529981133623163,0,0,0]
[5858,9,2,1,245,35,"2014-09-02",3,"h",null,{"$f":"IF(I5868=\"h\",INDEX(ID!$K$8:$K$31,FBR!$D5868+1)*INDEX(ID!$K$35:$K$46,$B5868),0)","v":30},{"$f":"IF(I5868=\"w\",INDEX(ID!$L$8:$L$31,FBR!$D5868+1)*INDEX(ID!$L$35:$L$46,$B5868),0)","v":0},{"$f":"IF(I5868=\"h\",INDEX(ID!$M$8:$M$31,FBR!$D5868+1)*INDEX(ID!$M$35:$M$46,$B5868),0)","v":30},{"$f":"IF(I5868=\"w\",INDEX(ID!$N$8:$N$31,FBR!$D5868+1)*INDEX(ID!$N$35:$N$46,$B5868),0)","v":0},null,17.717988680173899,0,0,0]
[5861,9,2,4,245,35,"2014-09-02",3,"h",null,{"$f":"IF(I5871=\"h\",INDEX(ID!$K$8:$K$31,FBR!$D5871+1)*INDEX(ID!$K$35:$K$46,$B5871),0)","v":27},{"$f":"IF(I5871=\"w\",INDEX(ID!$L$8:$L$31,FBR!$D5871+1)*INDEX(ID!$L$35:$L$46,$B5871),0)","v":0},{"$f":"IF(I5871=\"h\",INDEX(ID!$M$8:$M$31,FBR!$D5871+1)*INDEX(ID!$M$35:$M$46,$B5871),0)","v":27},{"$f":"IF(I5871=\"w\",INDEX(ID!$N$8:$N$31,FBR!$D5871+1)*INDEX(ID!$N$35:$N$46,$B5871),0)","v":0},null,15.94618981215651,0,0,0]
[5865,9,2,8,245,35,"2014-09-02",3,"h",null,{"$f":"IF(I5875=\"h\",INDEX(ID!$K$8:$K$31,FBR!$D5875+1)*INDEX(ID!$K$35:$K$46,$B5875),0)","v":35},{"$f":"IF(I5875=\"w\",INDEX(ID!$L$8:$L$31,FBR!$D5875+1)*INDEX(ID!$L$35:$L$46,$B5875),0)","v":0},{"$f":"IF(I5875=\"h\",INDEX(ID!$M$8:$M$31,FBR!$D5875+1)*INDEX(ID!$M$35:$M$46,$B5875),0)","v":35},{"$f":"IF(I5875=\"w\",INDEX(ID!$N$8:$N$31,FBR!$D5875+1)*INDEX(ID!$N$35:$N$46,$B5875),0)","v":0},null,20.670986793536215,0,0,0]
[5866,9,2,9,245,{"$f":"F5708+1","v":35},"2014-09-02",3,"h",null,{"$f":"IF(I5876=\"h\",INDEX(ID!$K$8:$K$31,FBR!$D5876+1)*INDEX(ID!$K$35:$K$46,$B5876),0)","v":38},{"$f":"IF(I5876=\"w\",INDEX(ID!$L$8:$L$31,FBR!$D5876+1)*INDEX(ID!$L$35:$L$46,$B5876),0)","v":0},{"$f":"IF(I5876=\"h\",INDEX(ID!$M$8:$M$31,FBR!$D5876+1)*INDEX(ID!$M$35:$M$46,$B5876),0)","v":38},{"$f":"IF(I5876=\"w\",INDEX(ID!$N$8:$N$31,FBR!$D5876+1)*INDEX(ID!$N$35:$N$46,$B5876),0)","v":0},null,22.442785661553604,0,0,0]
[5869,9,2,12,245,35,"2014-09-02",3,"h",null,{"$f":"IF(I5879=\"h\",INDEX(ID!$K$8:$K$31,FBR!$D5879+1)*INDEX(ID!$K$35:$K$46,$B5879),0)","v":43},{"$f":"IF(I5879=\"w\",INDEX(ID!$L$8:$L$31,FBR!$D5879+1)*INDEX(ID!$L$35:$L$46,$B5879),0)","v":0},{"$f":"IF(I5879=\"h\",INDEX(ID!$M$8:$M$31,FBR!$D5879+1)*INDEX(ID!$M$35:$M$46,$B5879),0)","v":43},{"$f":"IF(I5879=\"w\",INDEX(ID!$N$8:$N$31,FBR!$D5879+1)*INDEX(ID!$N$35:$N$46,$B5879),0)","v":0},null,25.395783774915923,0,0,0]
[5872,9,2,15,245,35,"2014-09-02",3,"h",null,{"$f":"IF(I5882=\"h\",INDEX(ID!$K$8:$K$31,FBR!$D5882+1)*INDEX(ID!$K$35:$K$46,$B5882),0)","v":50},{"$f":"IF(I5882=\"w\",INDEX(ID!$L$8:$L$31,FBR!$D5882+1)*INDEX(ID!$L$35:$L$46,$B5882),0)","v":0},{"$f":"IF(I5882=\"h\",INDEX(ID!$M$8:$M$31,FBR!$D5882+1)*INDEX(ID!$M$35:$M$46,$B5882),0)","v":50},{"$f":"IF(I5882=\"w\",INDEX(ID!$N$8:$N$31,FBR!$D5882+1)*INDEX(ID!$N$35:$N$46,$B5882),0)","v":0},null,29.529981133623163,0,0,0]
[5876,9,2,19,245,35,"2014-09-02",3,"h",null,{"$f":"IF(I5886=\"h\",INDEX(ID!$K$8:$K$31,FBR!$D5886+1)*INDEX(ID!$K$35:$K$46,$B5886),0)","v":60},{"$f":"IF(I5886=\"w\",INDEX(ID!$L$8:$L$31,FBR!$D5886+1)*INDEX(ID!$L$35:$L$46,$B5886),0)","v":0},{"$f":"IF(I5886=\"h\",INDEX(ID!$M$8:$M$31,FBR!$D5886+1)*INDEX(ID!$M$35:$M$46,$B5886),0)","v":60},{"$f":"IF(I5886=\"w\",INDEX(ID!$N$8:$N$31,FBR!$D5886+1)*INDEX(ID!$N$35:$N$46,$B5886),0)","v":0},null,35.435977360347799,0,0,0]
[5879,9,2,22,245,35,"2014-09-02",3,"h",null,{"$f":"IF(I5889=\"h\",INDEX(ID!$K$8:$K$31,FBR!$D5889+1)*INDEX(ID!$K$35:$K$46,$B5889),0)","v":45},{"$f":"IF(I5889=\"w\",INDEX(ID!$L$8:$L$31,FBR!$D5889+1)*INDEX(ID!$L$35:$L$46,$B5889),0)","v":0},{"$f":"IF(I5889=\"h\",INDEX(ID!$M$8:$M$31,FBR!$D5889+1)*INDEX(ID!$M$35:$M$46,$B5889),0)","v":45},{"$f":"IF(I5889=\"w\",INDEX(ID!$N$8:$N$31,FBR!$D5889+1)*INDEX(ID!$N$35:$N$46,$B5889),0)","v":0},null,26.576983020260847,0,0,0]
[5882,9,3,1,246,36,"2014-09-03",4,"h",null,{"$f":"IF(I5892=\"h\",INDEX(ID!$K$8:$K$31,FBR!$D5892+1)*INDEX(ID!$K$35:$K$46,$B5892),0)","v":30},{"$f":"IF(I5892=\"w\",INDEX(ID!$L$8:$L$31,FBR!$D5892+1)*INDEX(ID!$L$35:$L$46,$B5892),0)","v":0},{"$f":"IF(I5892=\"h\",INDEX(ID!$M$8:$M$31,FBR!$D5892+1)*INDEX(ID!$M$35:$M$46,$B5892),0)","v":30},{"$f":"IF(I5892=\"w\",INDEX(ID!$N$8:$N$31,FBR!$D5892+1)*INDEX(ID!$N$35:$N$46,$B5892),0)","v":0},null,17.717988680173899,0,0,0]
[5887,9,3,6,246,36,"2014-09-03",4,"h",null,{"$f":"IF(I5897=\"h\",INDEX(ID!$K$8:$K$31,FBR!$D5897+1)*INDEX(ID!$K$35:$K$46,$B5897),0)","v":29},{"$f":"IF(I5897=\"w\",INDEX(ID!$L$8:$L$31,FBR!$D5897+1)*INDEX(ID!$L$35:$L$46,$B5897),0)","v":0},{"$f":"IF(I5897=\"h\",INDEX(ID!$M$8:$M$31,FBR!$D5897+1)*INDEX(ID!$M$35:$M$46,$B5897),0)","v":29},{"$f":"IF(I5897=\"w\",INDEX(ID!$N$8:$N$31,FBR!$D5897+1)*INDEX(ID!$N$35:$N$46,$B5897),0)","v":0},null,17.127389057501436,0,0,0]
[{"$f":"A5899+1","v":5890},9,3,9,246,36,{"$f":"DATE(2014,B5900,C5900)","v":"2014-09-03"},4,"h",null,{"$f":"IF(I5900=\"h\",INDEX(ID!$K$8:$K$31,FBR!$D5900+1)*INDEX(ID!$K$35:$K$46,$B5900),0)","v":38},{"$f":"IF(I5900=\"w\",INDEX(ID!$L$8:$L$31,FBR!$D5900+1)*INDEX(ID!$L$35:$L$46,$B5900),0)","v":0},{"$f":"IF(I5900=\"h\",INDEX(ID!$M$8:$M$31,FBR!$D5900+1)*INDEX(ID!$M$35:$M$46,$B5900),0)","v":38},{"$f":"IF(I5900=\"w\",INDEX(ID!$N$8:$N$31,FBR!$D5900+1)*INDEX(ID!$N$35:$N$46,$B5900),0)","v":0},null,22.442785661553604,0,0,0]
[5891,9,3,10,246,36,"2014-09-03",4,"h",null,{"$f":"IF(I5901=\"h\",INDEX(ID!$K$8:$K$31,FBR!$D5901+1)*INDEX(ID!$K$35:$K$46,$B5901),0)","v":40},{"$f":"IF(I5901=\"w\",INDEX(ID!$L$8:$L$31,FBR!$D5901+1)*INDEX(ID!$L$35:$L$46,$B5901),0)","v":0},{"$f":"IF(I5901=\"h\",INDEX(ID!$M$8:$M$31,FBR!$D5901+1)*INDEX(ID!$M$35:$M$46,$B5901),0)","v":40},{"$f":"IF(I5901=\"w\",INDEX(ID!$N$8:$N$31,FBR!$D5901+1)*INDEX(ID!$N$35:$N$46,$B5901),0)","v":0},null,23.623984906898531,0,0,0]
[5894,9,3,13,246,36,"2014-09-03",4,"h",null,{"$f":"IF(I5904=\"h\",INDEX(ID!$K$8:$K$31,FBR!$D5904+1)*INDEX(ID!$K$35:$K$46,$B5904),0)","v":44},{"$f":"IF(I5904=\"w\",INDEX(ID!$L$8:$L$31,FBR!$D5904+1)*INDEX(ID!$L$35:$L$46,$B5904),0)","v":0},{"$f":"IF(I5904=\"h\",INDEX(ID!$M$8:$M$31,FBR!$D5904+1)*INDEX(ID!$M$35:$M$46,$B5904),0)","v":44},{"$f":"IF(I5904=\"w\",INDEX(ID!$N$8:$N$31,FBR!$D5904+1)*INDEX(ID!$N$35:$N$46,$B5904),0)","v":0},null,25.986383397588384,0,0,0]
[5898,9,3,17,246,36,"2014-09-03",4,"h",null,{"$f":"IF(I5908=\"h\",INDEX(ID!$K$8:$K$31,FBR!$D5908+1)*INDEX(ID!$K$35:$K$46,$B5908),0)","v":62},{"$f":"IF(I5908=\"w\",INDEX(ID!$L$8:$L$31,FBR!$D5908+1)*INDEX(ID!$L$35:$L$46,$B5908),0)","v":0},{"$f":"IF(I5908=\"h\",INDEX(ID!$M$8:$M$31,FBR!$D5908+1)*INDEX(ID!$M$35:$M$46,$B5908),0)","v":62},{"$f":"IF(I5908=\"w\",INDEX(ID!$N$8:$N$31,FBR!$D5908+1)*INDEX(ID!$N$35:$N$46,$B5908),0)","v":0},null,36.617176605692727,0,0,0]
[5901,9,3,20,246,36,"2014-09-03",4,"h",null,{"$f":"IF(I5911=\"h\",INDEX(ID!$K$8:$K$31,FBR!$D5911+1)*INDEX(ID!$K$35:$K$46,$B5911),0)","v":53},{"$f":"IF(I5911=\"w\",INDEX(ID!$L$8:$L$31,FBR!$D5911+1)*INDEX(ID!$L$35:$L$46,$B5911),0)","v":0},{"$f":"IF(I5911=\"h\",INDEX(ID!$M$8:$M$31,FBR!$D5911+1)*INDEX(ID!$M$35:$M$46,$B5911),0)","v":53},{"$f":"IF(I5911=\"w\",INDEX(ID!$N$8:$N$31,FBR!$D5911+1)*INDEX(ID!$N$35:$N$46,$B5911),0)","v":0},null,31.301780001640555,0,0,0]
[5903,9,3,22,246,36,"2014-09-03",4,"h",null,{"$f":"IF(I5913=\"h\",INDEX(ID!$K$8:$K$31,FBR!$D5913+1)*INDEX(ID!$K$35:$K$46,$B5913),0)","v":45},{"$f":"IF(I5913=\"w\",INDEX(ID!$L$8:$L$31,FBR!$D5913+1)*INDEX(ID!$L$35:$L$46,$B5913),0)","v":0},{"$f":"IF(I5913=\"h\",INDEX(ID!$M$8:$M$31,FBR!$D5913+1)*INDEX(ID!$M$35:$M$46,$B5913),0)","v":45},{"$f":"IF(I5913=\"w\",INDEX(ID!$N$8:$N$31,FBR!$D5913+1)*INDEX(ID!$N$35:$N$46,$B5913),0)","v":0},null,26.576983020260847,0,0,0]
[5909,9,4,4,247,36,"2014-09-04",5,"h",null,{"$f":"IF(I5919=\"h\",INDEX(ID!$K$8:$K$31,FBR!$D5919+1)*INDEX(ID!$K$35:$K$46,$B5919),0)","v":27},{"$f":"IF(I5919=\"w\",INDEX(ID!$L$8:$L$31,FBR!$D5919+1)*INDEX(ID!$L$35:$L$46,$B5919),0)","v":0},{"$f":"IF(I5919=\"h\",INDEX(ID!$M$8:$M$31,FBR!$D5919+1)*INDEX(ID!$M$35:$M$46,$B5919),0)","v":27},{"$f":"IF(I5919=\"w\",INDEX(ID!$N$8:$N$31,FBR!$D5919+1)*INDEX(ID!$N$35:$N$46,$B5919),0)","v":0},null,15.94618981215651,0,0,0]
[5912,9,4,7,247,36,"2014-09-04",5,"h",null,{"$f":"IF(I5922=\"h\",INDEX(ID!$K$8:$K$31,FBR!$D5922+1)*INDEX(ID!$K$35:$K$46,$B5922),0)","v":32},{"$f":"IF(I5922=\"w\",INDEX(ID!$L$8:$L$31,FBR!$D5922+1)*INDEX(ID!$L$35:$L$46,$B5922),0)","v":0},{"$f":"IF(I5922=\"h\",INDEX(ID!$M$8:$M$31,FBR!$D5922+1)*INDEX(ID!$M$35:$M$46,$B5922),0)","v":32},{"$f":"IF(I5922=\"w\",INDEX(ID!$N$8:$N$31,FBR!$D5922+1)*INDEX(ID!$N$35:$N$46,$B5922),0)","v":0},null,18.899187925518824,0,0,0]
[5915,9,4,10,247,36,"2014-09-04",5,"h",null,{"$f":"IF(I5925=\"h\",INDEX(ID!$K$8:$K$31,FBR!$D5925+1)*INDEX(ID!$K$35:$K$46,$B5925),0)","v":40},{"$f":"IF(I5925=\"w\",INDEX(ID!$L$8:$L$31,FBR!$D5925+1)*INDEX(ID!$L$35:$L$46,$B5925),0)","v":0},{"$f":"IF(I5925=\"h\",INDEX(ID!$M$8:$M$31,FBR!$D5925+1)*INDEX(ID!$M$35:$M$46,$B5925),0)","v":40},{"$f":"IF(I5925=\"w\",INDEX(ID!$N$8:$N$31,FBR!$D5925+1)*INDEX(ID!$N$35:$N$46,$B5925),0)","v":0},null,23.623984906898531,0,0,0]
[5916,9,4,11,247,36,"2014-09-04",5,"h",null,{"$f":"IF(I5926=\"h\",INDEX(ID!$K$8:$K$31,FBR!$D5926+1)*INDEX(ID!$K$35:$K$46,$B5926),0)","v":42},{"$f":"IF(I5926=\"w\",INDEX(ID!$L$8:$L$31,FBR!$D5926+1)*INDEX(ID!$L$35:$L$46,$B5926),0)","v":0},{"$f":"IF(I5926=\"h\",INDEX(ID!$M$8:$M$31,FBR!$D5926+1)*INDEX(ID!$M$35:$M$46,$B5926),0)","v":42},{"$f":"IF(I5926=\"w\",INDEX(ID!$N$8:$N$31,FBR!$D5926+1)*INDEX(ID!$N$35:$N$46,$B5926),0)","v":0},null,24.805184152243459,0,0,0]
[5919,9,4,14,247,36,"2014-09-04",5,"h",null,{"$f":"IF(I5929=\"h\",INDEX(ID!$K$8:$K$31,FBR!$D5929+1)*INDEX(ID!$K$35:$K$46,$B5929),0)","v":47},{"$f":"IF(I5929=\"w\",INDEX(ID!$L$8:$L$31,FBR!$D5929+1)*INDEX(ID!$L$35:$L$46,$B5929),0)","v":0},{"$f":"IF(I5929=\"h\",INDEX(ID!$M$8:$M$31,FBR!$D5929+1)*INDEX(ID!$M$35:$M$46,$B5929),0)","v":47},{"$f":"IF(I5929=\"w\",INDEX(ID!$N$8:$N$31,FBR!$D5929+1)*INDEX(ID!$N$35:$N$46,$B5929),0)","v":0},null,27.758182265605775,0,0,0]
[5924,9,4,19,247,36,"2014-09-04",5,"h",null,{"$f":"IF(I5934=\"h\",INDEX(ID!$K$8:$K$31,FBR!$D5934+1)*INDEX(ID!$K$35:$K$46,$B5934),0)","v":60},{"$f":"IF(I5934=\"w\",INDEX(ID!$L$8:$L$31,FBR!$D5934+1)*INDEX(ID!$L$35:$L$46,$B5934),0)","v":0},{"$f":"IF(I5934=\"h\",INDEX(ID!$M$8:$M$31,FBR!$D5934+1)*INDEX(ID!$M$35:$M$46,$B5934),0)","v":60},{"$f":"IF(I5934=\"w\",INDEX(ID!$N$8:$N$31,FBR!$D5934+1)*INDEX(ID!$N$35:$N$46,$B5934),0)","v":0},null,35.435977360347799,0,0,0]
[5927,9,4,22,247,36,"2014-09-04",5,"h",null,{"$f":"IF(I5937=\"h\",INDEX(ID!$K$8:$K$31,FBR!$D5937+1)*INDEX(ID!$K$35:$K$46,$B5937),0)","v":45},{"$f":"IF(I5937=\"w\",INDEX(ID!$L$8:$L$31,FBR!$D5937+1)*INDEX(ID!$L$35:$L$46,$B5937),0)","v":0},{"$f":"IF(I5937=\"h\",INDEX(ID!$M$8:$M$31,FBR!$D5937+1)*INDEX(ID!$M$35:$M$46,$B5937),0)","v":45},{"$f":"IF(I5937=\"w\",INDEX(ID!$N$8:$N$31,FBR!$D5937+1)*INDEX(ID!$N$35:$N$46,$B5937),0)","v":0},null,26.576983020260847,0,0,0]
[5930,9,5,1,248,{"$f":"F5772+1","v":36},"2014-09-05",6,"w",null,{"$f":"IF(I5940=\"h\",INDEX(ID!$K$8:$K$31,FBR!$D5940+1)*INDEX(ID!$K$35:$K$46,$B5940),0)","v":0},{"$f":"IF(I5940=\"w\",INDEX(ID!$L$8:$L$31,FBR!$D5940+1)*INDEX(ID!$L$35:$L$46,$B5940),0)","v":30},{"$f":"IF(I5940=\"h\",INDEX(ID!$M$8:$M$31,FBR!$D5940+1)*INDEX(ID!$M$35:$M$46,$B5940),0)","v":0},{"$f":"IF(I5940=\"w\",INDEX(ID!$N$8:$N$31,FBR!$D5940+1)*INDEX(ID!$N$35:$N$46,$B5940),0)","v":30},null,0,17.717988680173899,0,0]
[5934,9,5,5,248,36,"2014-09-05",6,"w",null,{"$f":"IF(I5944=\"h\",INDEX(ID!$K$8:$K$31,FBR!$D5944+1)*INDEX(ID!$K$35:$K$46,$B5944),0)","v":0},{"$f":"IF(I5944=\"w\",INDEX(ID!$L$8:$L$31,FBR!$D5944+1)*INDEX(ID!$L$35:$L$46,$B5944),0)","v":27},{"$f":"IF(I5944=\"h\",INDEX(ID!$M$8:$M$31,FBR!$D5944+1)*INDEX(ID!$M$35:$M$46,$B5944),0)","v":0},{"$f":"IF(I5944=\"w\",INDEX(ID!$N$8:$N$31,FBR!$D5944+1)*INDEX(ID!$N$35:$N$46,$B5944),0)","v":27},null,0,15.94618981215651,0,0]
[5937,9,5,8,248,36,"2014-09-05",6,"w",null,{"$f":"IF(I5947=\"h\",INDEX(ID!$K$8:$K$31,FBR!$D5947+1)*INDEX(ID!$K$35:$K$46,$B5947),0)","v":0},{"$f":"IF(I5947=\"w\",INDEX(ID!$L$8:$L$31,FBR!$D5947+1)*INDEX(ID!$L$35:$L$46,$B5947),0)","v":35},{"$f":"IF(I5947=\"h\",INDEX(ID!$M$8:$M$31,FBR!$D5947+1)*INDEX(ID!$M$35:$M$46,$B5947),0)","v":0},{"$f":"IF(I5947=\"w\",INDEX(ID!$N$8:$N$31,FBR!$D5947+1)*INDEX(ID!$N$35:$N$46,$B5947),0)","v":35},null,0,20.670986793536215,0,0]
[5940,9,5,11,248,36,"2014-09-05",6,"w",null,{"$f":"IF(I5950=\"h\",INDEX(ID!$K$8:$K$31,FBR!$D5950+1)*INDEX(ID!$K$35:$K$46,$B5950),0)","v":0},{"$f":"IF(I5950=\"w\",INDEX(ID!$L$8:$L$31,FBR!$D5950+1)*INDEX(ID!$L$35:$L$46,$B5950),0)","v":42},{"$f":"IF(I5950=\"h\",INDEX(ID!$M$8:$M$31,FBR!$D5950+1)*INDEX(ID!$M$35:$M$46,$B5950),0)","v":0},{"$f":"IF(I5950=\"w\",INDEX(ID!$N$8:$N$31,FBR!$D5950+1)*INDEX(ID!$N$35:$N$46,$B5950),0)","v":42},null,0,24.805184152243459,0,0]
[5941,9,5,12,248,36,"2014-09-05",6,"w",null,{"$f":"IF(I5951=\"h\",INDEX(ID!$K$8:$K$31,FBR!$D5951+1)*INDEX(ID!$K$35:$K$46,$B5951),0)","v":0},{"$f":"IF(I5951=\"w\",INDEX(ID!$L$8:$L$31,FBR!$D5951+1)*INDEX(ID!$L$35:$L$46,$B5951),0)","v":43},{"$f":"IF(I5951=\"h\",INDEX(ID!$M$8:$M$31,FBR!$D5951+1)*INDEX(ID!$M$35:$M$46,$B5951),0)","v":0},{"$f":"IF(I5951=\"w\",INDEX(ID!$N$8:$N$31,FBR!$D5951+1)*INDEX(ID!$N$35:$N$46,$B5951),0)","v":43},null,0,25.395783774915923,0,0]
[5945,9,5,16,248,36,"2014-09-05",6,"w",null,{"$f":"IF(I5955=\"h\",INDEX(ID!$K$8:$K$31,FBR!$D5955+1)*INDEX(ID!$K$35:$K$46,$B5955),0)","v":0},{"$f":"IF(I5955=\"w\",INDEX(ID!$L$8:$L$31,FBR!$D5955+1)*INDEX(ID!$L$35:$L$46,$B5955),0)","v":53},{"$f":"IF(I5955=\"h\",INDEX(ID!$M$8:$M$31,FBR!$D5955+1)*INDEX(ID!$M$35:$M$46,$B5955),0)","v":0},{"$f":"IF(I5955=\"w\",INDEX(ID!$N$8:$N$31,FBR!$D5955+1)*INDEX(ID!$N$35:$N$46,$B5955),0)","v":53},null,0,31.301780001640555,0,0]
[5949,9,5,20,248,36,"2014-09-05",6,"w",null,{"$f":"IF(I5959=\"h\",INDEX(ID!$K$8:$K$31,FBR!$D5959+1)*INDEX(ID!$K$35:$K$46,$B5959),0)","v":0},{"$f":"IF(I5959=\"w\",INDEX(ID!$L$8:$L$31,FBR!$D5959+1)*INDEX(ID!$L$35:$L$46,$B5959),0)","v":53},{"$f":"IF(I5959=\"h\",INDEX(ID!$M$8:$M$31,FBR!$D5959+1)*INDEX(ID!$M$35:$M$46,$B5959),0)","v":0},{"$f":"IF(I5959=\"w\",INDEX(ID!$N$8:$N$31,FBR!$D5959+1)*INDEX(ID!$N$35:$N$46,$B5959),0)","v":53},null,0,31.301780001640555,0,0]
[5952,9,5,23,248,36,"2014-09-05",6,"w",null,{"$f":"IF(I5962=\"h\",INDEX(ID!$K$8:$K$31,FBR!$D5962+1)*INDEX(ID!$K$35:$K$46,$B5962),0)","v":0},{"$f":"IF(I5962=\"w\",INDEX(ID!$L$8:$L$31,FBR!$D5962+1)*INDEX(ID!$L$35:$L$46,$B5962),0)","v":40},{"$f":"IF(I5962=\"h\",INDEX(ID!$M$8:$M$31,FBR!$D5962+1)*INDEX(ID!$M$35:$M$46,$B5962),0)","v":0},{"$f":"IF(I5962=\"w\",INDEX(ID!$N$8:$N$31,FBR!$D5962+1)*INDEX(ID!$N$35:$N$46,$B5962),0)","v":40},null,0,23.623984906898531,0,0]
[5955,9,6,2,249,36,"2014-09-06",7,"w",null,{"$f":"IF(I5965=\"h\",INDEX(ID!$K$8:$K$31,FBR!$D5965+1)*INDEX(ID!$K$35:$K$46,$B5965),0)","v":0},{"$f":"IF(I5965=\"w\",INDEX(ID!$L$8:$L$31,FBR!$D5965+1)*INDEX(ID!$L$35:$L$46,$B5965),0)","v":28},{"$f":"IF(I5965=\"h\",INDEX(ID!$M$8:$M$31,FBR!$D5965+1)*INDEX(ID!$M$35:$M$46,$B5965),0)","v":0},{"$f":"IF(I5965=\"w\",INDEX(ID!$N$8:$N$31,FBR!$D5965+1)*INDEX(ID!$N$35:$N$46,$B5965),0)","v":28},null,0,16.536789434828972,0,0]
[5959,9,6,6,249,36,"2014-09-06",7,"w",null,{"$f":"IF(I5969=\"h\",INDEX(ID!$K$8:$K$31,FBR!$D5969+1)*INDEX(ID!$K$35:$K$46,$B5969),0)","v":0},{"$f":"IF(I5969=\"w\",INDEX(ID!$L$8:$L$31,FBR!$D5969+1)*INDEX(ID!$L$35:$L$46,$B5969),0)","v":29},{"$f":"IF(I5969=\"h\",INDEX(ID!$M$8:$M$31,FBR!$D5969+1)*INDEX(ID!$M$35:$M$46,$B5969),0)","v":0},{"$f":"IF(I5969=\"w\",INDEX(ID!$N$8:$N$31,FBR!$D5969+1)*INDEX(ID!$N$35:$N$46,$B5969),0)","v":29},null,0,17.127389057501436,0,0]
[5962,9,6,9,249,36,"2014-09-06",7,"w",null,{"$f":"IF(I5972=\"h\",INDEX(ID!$K$8:$K$31,FBR!$D5972+1)*INDEX(ID!$K$35:$K$46,$B5972),0)","v":0},{"$f":"IF(I5972=\"w\",INDEX(ID!$L$8:$L$31,FBR!$D5972+1)*INDEX(ID!$L$35:$L$46,$B5972),0)","v":38},{"$f":"IF(I5972=\"h\",INDEX(ID!$M$8:$M$31,FBR!$D5972+1)*INDEX(ID!$M$35:$M$46,$B5972),0)","v":0},{"$f":"IF(I5972=\"w\",INDEX(ID!$N$8:$N$31,FBR!$D5972+1)*INDEX(ID!$N$35:$N$46,$B5972),0)","v":38},null,0,22.442785661553604,0,0]
[5963,9,6,10,249,36,"2014-09-06",7,"w",null,{"$f":"IF(I5973=\"h\",INDEX(ID!$K$8:$K$31,FBR!$D5973+1)*INDEX(ID!$K$35:$K$46,$B5973),0)","v":0},{"$f":"IF(I5973=\"w\",INDEX(ID!$L$8:$L$31,FBR!$D5973+1)*INDEX(ID!$L$35:$L$46,$B5973),0)","v":40},{"$f":"IF(I5973=\"h\",INDEX(ID!$M$8:$M$31,FBR!$D5973+1)*INDEX(ID!$M$35:$M$46,$B5973),0)","v":0},{"$f":"IF(I5973=\"w\",INDEX(ID!$N$8:$N$31,FBR!$D5973+1)*INDEX(ID!$N$35:$N$46,$B5973),0)","v":40},null,0,23.623984906898531,0,0]
[5966,9,6,13,249,36,"2014-09-06",7,"w",null,{"$f":"IF(I5976=\"h\",INDEX(ID!$K$8:$K$31,FBR!$D5976+1)*INDEX(ID!$K$35:$K$46,$B5976),0)","v":0},{"$f":"IF(I5976=\"w\",INDEX(ID!$L$8:$L$31,FBR!$D5976+1)*INDEX(ID!$L$35:$L$46,$B5976),0)","v":44},{"$f":"IF(I5976=\"h\",INDEX(ID!$M$8:$M$31,FBR!$D5976+1)*INDEX(ID!$M$35:$M$46,$B5976),0)","v":0},{"$f":"IF(I5976=\"w\",INDEX(ID!$N$8:$N$31,FBR!$D5976+1)*INDEX(ID!$N$35:$N$46,$B5976),0)","v":44},null,0,25.986383397588384,0,0]
[5970,9,6,17,249,36,"2014-09-06",7,"w",null,{"$f":"IF(I5980=\"h\",INDEX(ID!$K$8:$K$31,FBR!$D5980+1)*INDEX(ID!$K$35:$K$46,$B5980),0)","v":0},{"$f":"IF(I5980=\"w\",INDEX(ID!$L$8:$L$31,FBR!$D5980+1)*INDEX(ID!$L$35:$L$46,$B5980),0)","v":62},{"$f":"IF(I5980=\"h\",INDEX(ID!$M$8:$M$31,FBR!$D5980+1)*INDEX(ID!$M$35:$M$46,$B5980),0)","v":0},{"$f":"IF(I5980=\"w\",INDEX(ID!$N$8:$N$31,FBR!$D5980+1)*INDEX(ID!$N$35:$N$46,$B5980),0)","v":62},null,0,36.617176605692727,0,0]
[5974,9,6,21,249,36,"2014-09-06",7,"w",null,{"$f":"IF(I5984=\"h\",INDEX(ID!$K$8:$K$31,FBR!$D5984+1)*INDEX(ID!$K$35:$K$46,$B5984),0)","v":0},{"$f":"IF(I5984=\"w\",INDEX(ID!$L$8:$L$31,FBR!$D5984+1)*INDEX(ID!$L$35:$L$46,$B5984),0)","v":50},{"$f":"IF(I5984=\"h\",INDEX(ID!$M$8:$M$31,FBR!$D5984+1)*INDEX(ID!$M$35:$M$46,$B5984),0)","v":0},{"$f":"IF(I5984=\"w\",INDEX(ID!$N$8:$N$31,FBR!$D5984+1)*INDEX(ID!$N$35:$N$46,$B5984),0)","v":50},null,0,29.529981133623163,0,0]
[5977,9,7,0,250,36,"2014-09-07",1,"h",null,{"$f":"IF(I5987=\"h\",INDEX(ID!$K$8:$K$31,FBR!$D5987+1)*INDEX(ID!$K$35:$K$46,$B5987),0)","v":35},{"$f":"IF(I5987=\"w\",INDEX(ID!$L$8:$L$31,FBR!$D5987+1)*INDEX(ID!$L$35:$L$46,$B5987),0)","v":0},{"$f":"IF(I5987=\"h\",INDEX(ID!$M$8:$M$31,FBR!$D5987+1)*INDEX(ID!$M$35:$M$46,$B5987),0)","v":35},{"$f":"IF(I5987=\"w\",INDEX(ID!$N$8:$N$31,FBR!$D5987+1)*INDEX(ID!$N$35:$N$46,$B5987),0)","v":0},null,20.670986793536215,0,0,0]
[5980,9,7,3,250,36,"2014-09-07",1,"h",null,{"$f":"IF(I5990=\"h\",INDEX(ID!$K$8:$K$31,FBR!$D5990+1)*INDEX(ID!$K$35:$K$46,$B5990),0)","v":27},{"$f":"IF(I5990=\"w\",INDEX(ID!$L$8:$L$31,FBR!$D5990+1)*INDEX(ID!$L$35:$L$46,$B5990),0)","v":0},{"$f":"IF(I5990=\"h\",INDEX(ID!$M$8:$M$31,FBR!$D5990+1)*INDEX(ID!$M$35:$M$46,$B5990),0)","v":27},{"$f":"IF(I5990=\"w\",INDEX(ID!$N$8:$N$31,FBR!$D5990+1)*INDEX(ID!$N$35:$N$46,$B5990),0)","v":0},null,15.94618981215651,0,0,0]
[5984,9,7,7,250,36,"2014-09-07",1,"h",null,{"$f":"IF(I5994=\"h\",INDEX(ID!$K$8:$K$31,FBR!$D5994+1)*INDEX(ID!$K$35:$K$46,$B5994),0)","v":32},{"$f":"IF(I5994=\"w\",INDEX(ID!$L$8:$L$31,FBR!$D5994+1)*INDEX(ID!$L$35:$L$46,$B5994),0)","v":0},{"$f":"IF(I5994=\"h\",INDEX(ID!$M$8:$M$31,FBR!$D5994+1)*INDEX(ID!$M$35:$M$46,$B5994),0)","v":32},{"$f":"IF(I5994=\"w\",INDEX(ID!$N$8:$N$31,FBR!$D5994+1)*INDEX(ID!$N$35:$N$46,$B5994),0)","v":0},null,18.899187925518824,0,0,0]
[5987,9,7,10,250,36,"2014-09-07",1,"h",null,{"$f":"IF(I5997=\"h\",INDEX(ID!$K$8:$K$31,FBR!$D5997+1)*INDEX(ID!$K$35:$K$46,$B5997),0)","v":40},{"$f":"IF(I5997=\"w\",INDEX(ID!$L$8:$L$31,FBR!$D5997+1)*INDEX(ID!$L$35:$L$46,$B5997),0)","v":0},{"$f":"IF(I5997=\"h\",INDEX(ID!$M$8:$M$31,FBR!$D5997+1)*INDEX(ID!$M$35:$M$46,$B5997),0)","v":40},{"$f":"IF(I5997=\"w\",INDEX(ID!$N$8:$N$31,FBR!$D5997+1)*INDEX(ID!$N$35:$N$46,$B5997),0)","v":0},null,23.623984906898531,0,0,0]
[5991,9,7,14,250,36,"2014-09-07",1,"h",null,{"$f":"IF(I6001=\"h\",INDEX(ID!$K$8:$K$31,FBR!$D6001+1)*INDEX(ID!$K$35:$K$46,$B6001),0)","v":47},{"$f":"IF(I6001=\"w\",INDEX(ID!$L$8:$L$31,FBR!$D6001+1)*INDEX(ID!$L$35:$L$46,$B6001),0)","v":0},{"$f":"IF(I6001=\"h\",INDEX(ID!$M$8:$M$31,FBR!$D6001+1)*INDEX(ID!$M$35:$M$46,$B6001),0)","v":47},{"$f":"IF(I6001=\"w\",INDEX(ID!$N$8:$N$31,FBR!$D6001+1)*INDEX(ID!$N$35:$N$46,$B6001),0)","v":0},null,27.758182265605775,0,0,0]
[5992,9,7,15,250,36,"2014-09-07",1,"h",null,{"$f":"IF(I6002=\"h\",INDEX(ID!$K$8:$K$31,FBR!$D6002+1)*INDEX(ID!$K$35:$K$46,$B6002),0)","v":50},{"$f":"IF(I6002=\"w\",INDEX(ID!$L$8:$L$31,FBR!$D6002+1)*INDEX(ID!$L$35:$L$46,$B6002),0)","v":0},{"$f":"IF(I6002=\"h\",INDEX(ID!$M$8:$M$31,FBR!$D6002+1)*INDEX(ID!$M$35:$M$46,$B6002),0)","v":50},{"$f":"IF(I6002=\"w\",INDEX(ID!$N$8:$N$31,FBR!$D6002+1)*INDEX(ID!$N$35:$N$46,$B6002),0)","v":0},null,29.529981133623163,0,0,0]
[5995,9,7,18,250,36,"2014-09-07",1,"h",null,{"$f":"IF(I6005=\"h\",INDEX(ID!$K$8:$K$31,FBR!$D6005+1)*INDEX(ID!$K$35:$K$46,$B6005),0)","v":65},{"$f":"IF(I6005=\"w\",INDEX(ID!$L$8:$L$31,FBR!$D6005+1)*INDEX(ID!$L$35:$L$46,$B6005),0)","v":0},{"$f":"IF(I6005=\"h\",INDEX(ID!$M$8:$M$31,FBR!$D6005+1)*INDEX(ID!$M$35:$M$46,$B6005),0)","v":65},{"$f":"IF(I6005=\"w\",INDEX(ID!$N$8:$N$31,FBR!$D6005+1)*INDEX(ID!$N$35:$N$46,$B6005),0)","v":0},null,38.388975473710111,0,0,0]
[5999,9,7,22,250,36,"2014-09-07",1,"h",null,{"$f":"IF(I6009=\"h\",INDEX(ID!$K$8:$K$31,FBR!$D6009+1)*INDEX(ID!$K$35:$K$46,$B6009),0)","v":45},{"$f":"IF(I6009=\"w\",INDEX(ID!$L$8:$L$31,FBR!$D6009+1)*INDEX(ID!$L$35:$L$46,$B6009),0)","v":0},{"$f":"IF(I6009=\"h\",INDEX(ID!$M$8:$M$31,FBR!$D6009+1)*INDEX(ID!$M$35:$M$46,$B6009),0)","v":45},{"$f":"IF(I6009=\"w\",INDEX(ID!$N$8:$N$31,FBR!$D6009+1)*INDEX(ID!$N$35:$N$46,$B6009),0)","v":0},null,26.576983020260847,0,0,0]
[6002,9,8,1,251,36,"2014-09-08",2,"h",null,{"$f":"IF(I6012=\"h\",INDEX(ID!$K$8:$K$31,FBR!$D6012+1)*INDEX(ID!$K$35:$K$46,$B6012),0)","v":30},{"$f":"IF(I6012=\"w\",INDEX(ID!$L$8:$L$31,FBR!$D6012+1)*INDEX(ID!$L$35:$L$46,$B6012),0)","v":0},{"$f":"IF(I6012=\"h\",INDEX(ID!$M$8:$M$31,FBR!$D6012+1)*INDEX(ID!$M$35:$M$46,$B6012),0)","v":30},{"$f":"IF(I6012=\"w\",INDEX(ID!$N$8:$N$31,FBR!$D6012+1)*INDEX(ID!$N$35:$N$46,$B6012),0)","v":0},null,17.717988680173899,0,0,0]
[6006,9,8,5,251,36,"2014-09-08",2,"h",null,{"$f":"IF(I6016=\"h\",INDEX(ID!$K$8:$K$31,FBR!$D6016+1)*INDEX(ID!$K$35:$K$46,$B6016),0)","v":27},{"$f":"IF(I6016=\"w\",INDEX(ID!$L$8:$L$31,FBR!$D6016+1)*INDEX(ID!$L$35:$L$46,$B6016),0)","v":0},{"$f":"IF(I6016=\"h\",INDEX(ID!$M$8:$M$31,FBR!$D6016+1)*INDEX(ID!$M$35:$M$46,$B6016),0)","v":27},{"$f":"IF(I6016=\"w\",INDEX(ID!$N$8:$N$31,FBR!$D6016+1)*INDEX(ID!$N$35:$N$46,$B6016),0)","v":0},null,15.94618981215651,0,0,0]
[6009,9,8,8,251,36,"2014-09-08",2,"h",null,{"$f":"IF(I6019=\"h\",INDEX(ID!$K$8:$K$31,FBR!$D6019+1)*INDEX(ID!$K$35:$K$46,$B6019),0)","v":35},{"$f":"IF(I6019=\"w\",INDEX(ID!$L$8:$L$31,FBR!$D6019+1)*INDEX(ID!$L$35:$L$46,$B6019),0)","v":0},{"$f":"IF(I6019=\"h\",INDEX(ID!$M$8:$M$31,FBR!$D6019+1)*INDEX(ID!$M$35:$M$46,$B6019),0)","v":35},{"$f":"IF(I6019=\"w\",INDEX(ID!$N$8:$N$31,FBR!$D6019+1)*INDEX(ID!$N$35:$N$46,$B6019),0)","v":0},null,20.670986793536215,0,0,0]
[6012,9,8,11,251,36,"2014-09-08",2,"h",null,{"$f":"IF(I6022=\"h\",INDEX(ID!$K$8:$K$31,FBR!$D6022+1)*INDEX(ID!$K$35:$K$46,$B6022),0)","v":42},{"$f":"IF(I6022=\"w\",INDEX(ID!$L$8:$L$31,FBR!$D6022+1)*INDEX(ID!$L$35:$L$46,$B6022),0)","v":0},{"$f":"IF(I6022=\"h\",INDEX(ID!$M$8:$M$31,FBR!$D6022+1)*INDEX(ID!$M$35:$M$46,$B6022),0)","v":42},{"$f":"IF(I6022=\"w\",INDEX(ID!$N$8:$N$31,FBR!$D6022+1)*INDEX(ID!$N$35:$N$46,$B6022),0)","v":0},null,24.805184152243459,0,0,0]
[6014,9,8,13,251,36,"2014-09-08",2,"h",null,{"$f":"IF(I6024=\"h\",INDEX(ID!$K$8:$K$31,FBR!$D6024+1)*INDEX(ID!$K$35:$K$46,$B6024),0)","v":44},{"$f":"IF(I6024=\"w\",INDEX(ID!$L$8:$L$31,FBR!$D6024+1)*INDEX(ID!$L$35:$L$46,$B6024),0)","v":0},{"$f":"IF(I6024=\"h\",INDEX(ID!$M$8:$M$31,FBR!$D6024+1)*INDEX(ID!$M$35:$M$46,$B6024),0)","v":44},{"$f":"IF(I6024=\"w\",INDEX(ID!$N$8:$N$31,FBR!$D6024+1)*INDEX(ID!$N$35:$N$46,$B6024),0)","v":0},null,25.986383397588384,0,0,0]
[6017,9,8,16,251,36,"2014-09-08",{"$f":"WEEKDAY(G6027)","v":2},{"$f":"IF(OR(H6027=6,H6027=7),\"w\",\"h\")","v":"h"},null,{"$f":"IF(I6027=\"h\",INDEX(ID!$K$8:$K$31,FBR!$D6027+1)*INDEX(ID!$K$35:$K$46,$B6027),0)","v":53},{"$f":"IF(I6027=\"w\",INDEX(ID!$L$8:$L$31,FBR!$D6027+1)*INDEX(ID!$L$35:$L$46,$B6027),0)","v":0},{"$f":"IF(I6027=\"h\",INDEX(ID!$M$8:$M$31,FBR!$D6027+1)*INDEX(ID!$M$35:$M$46,$B6027),0)","v":53},{"$f":"IF(I6027=\"w\",INDEX(ID!$N$8:$N$31,FBR!$D6027+1)*INDEX(ID!$N$35:$N$46,$B6027),0)","v":0},null,{"$f":"K6027*(indvforbrug*antalbrugere)/($K$8789+$L$8789)","v":31.301780001640555},{"$f":"L6027*indvforbrug*antalbrugere/($K$8789+$L$8789)","v":0},{"$f":"M6027*fællesforbrug/($M$8789+$N$8789)","v":0},{"$f":"N6027*fællesforbrug/($M$8789+$N$8789)","v":0}]
[6020,9,8,19,251,36,"2014-09-08",2,"h",null,{"$f":"IF(I6030=\"h\",INDEX(ID!$K$8:$K$31,FBR!$D6030+1)*INDEX(ID!$K$35:$K$46,$B6030),0)","v":60},{"$f":"IF(I6030=\"w\",INDEX(ID!$L$8:$L$31,FBR!$D6030+1)*INDEX(ID!$L$35:$L$46,$B6030),0)","v":0},{"$f":"IF(I6030=\"h\",INDEX(ID!$M$8:$M$31,FBR!$D6030+1)*INDEX(ID!$M$35:$M$46,$B6030),0)","v":60},{"$f":"IF(I6030=\"w\",INDEX(ID!$N$8:$N$31,FBR!$D6030+1)*INDEX(ID!$N$35:$N$46,$B6030),0)","v":0},null,35.435977360347799,0,0,0]
[6024,9,8,23,251,36,"2014-09-08",2,"h",null,{"$f":"IF(I6034=\"h\",INDEX(ID!$K$8:$K$31,FBR!$D6034+1)*INDEX(ID!$K$35:$K$46,$B6034),0)","v":40},{"$f":"IF(I6034=\"w\",INDEX(ID!$L$8:$L$31,FBR!$D6034+1)*INDEX(ID!$L$35:$L$46,$B6034),0)","v":0},{"$f":"IF(I6034=\"h\",INDEX(ID!$M$8:$M$31,FBR!$D6034+1)*INDEX(ID!$M$35:$M$46,$B6034),0)","v":40},{"$f":"IF(I6034=\"w\",INDEX(ID!$N$8:$N$31,FBR!$D6034+1)*INDEX(ID!$N$35:$N$46,$B6034),0)","v":0},null,23.623984906898531,0,0,0]
[6027,9,9,2,252,36,"2014-09-09",3,"h",null,{"$f":"IF(I6037=\"h\",INDEX(ID!$K$8:$K$31,FBR!$D6037+1)*INDEX(ID!$K$35:$K$46,$B6037),0)","v":28},{"$f":"IF(I6037=\"w\",INDEX(ID!$L$8:$L$31,FBR!$D6037+1)*INDEX(ID!$L$35:$L$46,$B6037),0)","v":0},{"$f":"IF(I6037=\"h\",INDEX(ID!$M$8:$M$31,FBR!$D6037+1)*INDEX(ID!$M$35:$M$46,$B6037),0)","v":28},{"$f":"IF(I6037=\"w\",INDEX(ID!$N$8:$N$31,FBR!$D6037+1)*INDEX(ID!$N$35:$N$46,$B6037),0)","v":0},null,16.536789434828972,0,0,0]
[6029,9,9,4,252,36,"2014-09-09",3,"h",null,{"$f":"IF(I6039=\"h\",INDEX(ID!$K$8:$K$31,FBR!$D6039+1)*INDEX(ID!$K$35:$K$46,$B6039),0)","v":27},{"$f":"IF(I6039=\"w\",INDEX(ID!$L$8:$L$31,FBR!$D6039+1)*INDEX(ID!$L$35:$L$46,$B6039),0)","v":0},{"$f":"IF(I6039=\"h\",INDEX(ID!$M$8:$M$31,FBR!$D6039+1)*INDEX(ID!$M$35:$M$46,$B6039),0)","v":27},{"$f":"IF(I6039=\"w\",INDEX(ID!$N$8:$N$31,FBR!$D6039+1)*INDEX(ID!$N$35:$N$46,$B6039),0)","v":0},null,15.94618981215651,0,0,0]
[6035,9,9,10,252,36,"2014-09-09",3,"h",null,{"$f":"IF(I6045=\"h\",INDEX(ID!$K$8:$K$31,FBR!$D6045+1)*INDEX(ID!$K$35:$K$46,$B6045),0)","v":40},{"$f":"IF(I6045=\"w\",INDEX(ID!$L$8:$L$31,FBR!$D6045+1)*INDEX(ID!$L$35:$L$46,$B6045),0)","v":0},{"$f":"IF(I6045=\"h\",INDEX(ID!$M$8:$M$31,FBR!$D6045+1)*INDEX(ID!$M$35:$M$46,$B6045),0)","v":40},{"$f":"IF(I6045=\"w\",INDEX(ID!$N$8:$N$31,FBR!$D6045+1)*INDEX(ID!$N$35:$N$46,$B6045),0)","v":0},null,23.623984906898531,0,0,0]
[6038,9,9,13,252,36,"2014-09-09",3,"h",null,{"$f":"IF(I6048=\"h\",INDEX(ID!$K$8:$K$31,FBR!$D6048+1)*INDEX(ID!$K$35:$K$46,$B6048),0)","v":44},{"$f":"IF(I6048=\"w\",INDEX(ID!$L$8:$L$31,FBR!$D6048+1)*INDEX(ID!$L$35:$L$46,$B6048),0)","v":0},{"$f":"IF(I6048=\"h\",INDEX(ID!$M$8:$M$31,FBR!$D6048+1)*INDEX(ID!$M$35:$M$46,$B6048),0)","v":44},{"$f":"IF(I6048=\"w\",INDEX(ID!$N$8:$N$31,FBR!$D6048+1)*INDEX(ID!$N$35:$N$46,$B6048),0)","v":0},null,25.986383397588384,0,0,0]
[6039,9,9,14,252,36,"2014-09-09",3,"h",null,{"$f":"IF(I6049=\"h\",INDEX(ID!$K$8:$K$31,FBR!$D6049+1)*INDEX(ID!$K$35:$K$46,$B6049),0)","v":47},{"$f":"IF(I6049=\"w\",INDEX(ID!$L$8:$L$31,FBR!$D6049+1)*INDEX(ID!$L$35:$L$46,$B6049),0)","v":0},{"$f":"IF(I6049=\"h\",INDEX(ID!$M$8:$M$31,FBR!$D6049+1)*INDEX(ID!$M$35:$M$46,$B6049),0)","v":47},{"$f":"IF(I6049=\"w\",INDEX(ID!$N$8:$N$31,FBR!$D6049+1)*INDEX(ID!$N$35:$N$46,$B6049),0)","v":0},null,27.758182265605775,0,0,0]
[6042,9,9,17,{"$f":"E6028+1","v":252},36,"2014-09-09",3,"h",null,{"$f":"IF(I6052=\"h\",INDEX(ID!$K$8:$K$31,FBR!$D6052+1)*INDEX(ID!$K$35:$K$46,$B6052),0)","v":62},{"$f":"IF(I6052=\"w\",INDEX(ID!$L$8:$L$31,FBR!$D6052+1)*INDEX(ID!$L$35:$L$46,$B6052),0)","v":0},{"$f":"IF(I6052=\"h\",INDEX(ID!$M$8:$M$31,FBR!$D6052+1)*INDEX(ID!$M$35:$M$46,$B6052),0)","v":62},{"$f":"IF(I6052=\"w\",INDEX(ID!$N$8:$N$31,FBR!$D6052+1)*INDEX(ID!$N$35:$N$46,$B6052),0)","v":0},null,36.617176605692727,0,0,0]
[6045,9,9,20,252,36,"2014-09-09",3,"h",null,{"$f":"IF(I6055=\"h\",INDEX(ID!$K$8:$K$31,FBR!$D6055+1)*INDEX(ID!$K$35:$K$46,$B6055),0)","v":53},{"$f":"IF(I6055=\"w\",INDEX(ID!$L$8:$L$31,FBR!$D6055+1)*INDEX(ID!$L$35:$L$46,$B6055),0)","v":0},{"$f":"IF(I6055=\"h\",INDEX(ID!$M$8:$M$31,FBR!$D6055+1)*INDEX(ID!$M$35:$M$46,$B6055),0)","v":53},{"$f":"IF(I6055=\"w\",INDEX(ID!$N$8:$N$31,FBR!$D6055+1)*INDEX(ID!$N$35:$N$46,$B6055),0)","v":0},null,31.301780001640555,0,0,0]
[6049,9,10,0,253,37,"2014-09-10",4,"h",null,{"$f":"IF(I6059=\"h\",INDEX(ID!$K$8:$K$31,FBR!$D6059+1)*INDEX(ID!$K$35:$K$46,$B6059),0)","v":35},{"$f":"IF(I6059=\"w\",INDEX(ID!$L$8:$L$31,FBR!$D6059+1)*INDEX(ID!$L$35:$L$46,$B6059),0)","v":0},{"$f":"IF(I6059=\"h\",INDEX(ID!$M$8:$M$31,FBR!$D6059+1)*INDEX(ID!$M$35:$M$46,$B6059),0)","v":35},{"$f":"IF(I6059=\"w\",INDEX(ID!$N$8:$N$31,FBR!$D6059+1)*INDEX(ID!$N$35:$N$46,$B6059),0)","v":0},null,20.670986793536215,0,0,0]
[6054,9,10,5,253,37,"2014-09-10",4,"h",null,{"$f":"IF(I6064=\"h\",INDEX(ID!$K$8:$K$31,FBR!$D6064+1)*INDEX(ID!$K$35:$K$46,$B6064),0)","v":27},{"$f":"IF(I6064=\"w\",INDEX(ID!$L$8:$L$31,FBR!$D6064+1)*INDEX(ID!$L$35:$L$46,$B6064),0)","v":0},{"$f":"IF(I6064=\"h\",INDEX(ID!$M$8:$M$31,FBR!$D6064+1)*INDEX(ID!$M$35:$M$46,$B6064),0)","v":27},{"$f":"IF(I6064=\"w\",INDEX(ID!$N$8:$N$31,FBR!$D6064+1)*INDEX(ID!$N$35:$N$46,$B6064),0)","v":0},null,15.94618981215651,0,0,0]
[6057,9,10,8,253,37,"2014-09-10",4,"h",null,{"$f":"IF(I6067=\"h\",INDEX(ID!$K$8:$K$31,FBR!$D6067+1)*INDEX(ID!$K$35:$K$46,$B6067),0)","v":35},{"$f":"IF(I6067=\"w\",INDEX(ID!$L$8:$L$31,FBR!$D6067+1)*INDEX(ID!$L$35:$L$46,$B6067),0)","v":0},{"$f":"IF(I6067=\"h\",INDEX(ID!$M$8:$M$31,FBR!$D6067+1)*INDEX(ID!$M$35:$M$46,$B6067),0)","v":35},{"$f":"IF(I6067=\"w\",INDEX(ID!$N$8:$N$31,FBR!$D6067+1)*INDEX(ID!$N$35:$N$46,$B6067),0)","v":0},null,20.670986793536215,0,0,0]
[6060,9,10,11,253,37,"2014-09-10",4,"h",null,{"$f":"IF(I6070=\"h\",INDEX(ID!$K$8:$K$31,FBR!$D6070+1)*INDEX(ID!$K$35:$K$46,$B6070),0)","v":42},{"$f":"IF(I6070=\"w\",INDEX(ID!$L$8:$L$31,FBR!$D6070+1)*INDEX(ID!$L$35:$L$46,$B6070),0)","v":0},{"$f":"IF(I6070=\"h\",INDEX(ID!$M$8:$M$31,FBR!$D6070+1)*INDEX(ID!$M$35:$M$46,$B6070),0)","v":42},{"$f":"IF(I6070=\"w\",INDEX(ID!$N$8:$N$31,FBR!$D6070+1)*INDEX(ID!$N$35:$N$46,$B6070),0)","v":0},null,24.805184152243459,0,0,0]
[6063,9,10,14,253,37,"2014-09-10",4,"h",null,{"$f":"IF(I6073=\"h\",INDEX(ID!$K$8:$K$31,FBR!$D6073+1)*INDEX(ID!$K$35:$K$46,$B6073),0)","v":47},{"$f":"IF(I6073=\"w\",INDEX(ID!$L$8:$L$31,FBR!$D6073+1)*INDEX(ID!$L$35:$L$46,$B6073),0)","v":0},{"$f":"IF(I6073=\"h\",INDEX(ID!$M$8:$M$31,FBR!$D6073+1)*INDEX(ID!$M$35:$M$46,$B6073),0)","v":47},{"$f":"IF(I6073=\"w\",INDEX(ID!$N$8:$N$31,FBR!$D6073+1)*INDEX(ID!$N$35:$N$46,$B6073),0)","v":0},null,27.758182265605775,0,0,0]
[6064,9,10,15,253,37,"2014-09-10",4,"h",null,{"$f":"IF(I6074=\"h\",INDEX(ID!$K$8:$K$31,FBR!$D6074+1)*INDEX(ID!$K$35:$K$46,$B6074),0)","v":50},{"$f":"IF(I6074=\"w\",INDEX(ID!$L$8:$L$31,FBR!$D6074+1)*INDEX(ID!$L$35:$L$46,$B6074),0)","v":0},{"$f":"IF(I6074=\"h\",INDEX(ID!$M$8:$M$31,FBR!$D6074+1)*INDEX(ID!$M$35:$M$46,$B6074),0)","v":50},{"$f":"IF(I6074=\"w\",INDEX(ID!$N$8:$N$31,FBR!$D6074+1)*INDEX(ID!$N$35:$N$46,$B6074),0)","v":0},null,29.529981133623163,0,0,0]
[6067,9,10,18,253,37,"2014-09-10",4,"h",null,{"$f":"IF(I6077=\"h\",INDEX(ID!$K$8:$K$31,FBR!$D6077+1)*INDEX(ID!$K$35:$K$46,$B6077),0)","v":65},{"$f":"IF(I6077=\"w\",INDEX(ID!$L$8:$L$31,FBR!$D6077+1)*INDEX(ID!$L$35:$L$46,$B6077),0)","v":0},{"$f":"IF(I6077=\"h\",INDEX(ID!$M$8:$M$31,FBR!$D6077+1)*INDEX(ID!$M$35:$M$46,$B6077),0)","v":65},{"$f":"IF(I6077=\"w\",INDEX(ID!$N$8:$N$31,FBR!$D6077+1)*INDEX(ID!$N$35:$N$46,$B6077),0)","v":0},null,38.388975473710111,0,0,0]
[6071,9,10,22,253,37,"2014-09-10",4,"h",null,{"$f":"IF(I6081=\"h\",INDEX(ID!$K$8:$K$31,FBR!$D6081+1)*INDEX(ID!$K$35:$K$46,$B6081),0)","v":45},{"$f":"IF(I6081=\"w\",INDEX(ID!$L$8:$L$31,FBR!$D6081+1)*INDEX(ID!$L$35:$L$46,$B6081),0)","v":0},{"$f":"IF(I6081=\"h\",INDEX(ID!$M$8:$M$31,FBR!$D6081+1)*INDEX(ID!$M$35:$M$46,$B6081),0)","v":45},{"$f":"IF(I6081=\"w\",INDEX(ID!$N$8:$N$31,FBR!$D6081+1)*INDEX(ID!$N$35:$N$46,$B6081),0)","v":0},null,26.576983020260847,0,0,0]
[6075,9,11,2,254,37,"2014-09-11",5,"h",null,{"$f":"IF(I6085=\"h\",INDEX(ID!$K$8:$K$31,FBR!$D6085+1)*INDEX(ID!$K$35:$K$46,$B6085),0)","v":28},{"$f":"IF(I6085=\"w\",INDEX(ID!$L$8:$L$31,FBR!$D6085+1)*INDEX(ID!$L$35:$L$46,$B6085),0)","v":0},{"$f":"IF(I6085=\"h\",INDEX(ID!$M$8:$M$31,FBR!$D6085+1)*INDEX(ID!$M$35:$M$46,$B6085),0)","v":28},{"$f":"IF(I6085=\"w\",INDEX(ID!$N$8:$N$31,FBR!$D6085+1)*INDEX(ID!$N$35:$N$46,$B6085),0)","v":0},null,16.536789434828972,0,0,0]
[6078,9,11,5,254,37,"2014-09-11",5,"h",null,{"$f":"IF(I6088=\"h\",INDEX(ID!$K$8:$K$31,FBR!$D6088+1)*INDEX(ID!$K$35:$K$46,$B6088),0)","v":27},{"$f":"IF(I6088=\"w\",INDEX(ID!$L$8:$L$31,FBR!$D6088+1)*INDEX(ID!$L$35:$L$46,$B6088),0)","v":0},{"$f":"IF(I6088=\"h\",INDEX(ID!$M$8:$M$31,FBR!$D6088+1)*INDEX(ID!$M$35:$M$46,$B6088),0)","v":27},{"$f":"IF(I6088=\"w\",INDEX(ID!$N$8:$N$31,FBR!$D6088+1)*INDEX(ID!$N$35:$N$46,$B6088),0)","v":0},null,15.94618981215651,0,0,0]
[{"$f":"A6091+1","v":6082},9,11,9,254,37,{"$f":"DATE(2014,B6092,C6092)","v":"2014-09-11"},5,"h",null,{"$f":"IF(I6092=\"h\",INDEX(ID!$K$8:$K$31,FBR!$D6092+1)*INDEX(ID!$K$35:$K$46,$B6092),0)","v":38},{"$f":"IF(I6092=\"w\",INDEX(ID!$L$8:$L$31,FBR!$D6092+1)*INDEX(ID!$L$35:$L$46,$B6092),0)","v":0},{"$f":"IF(I6092=\"h\",INDEX(ID!$M$8:$M$31,FBR!$D6092+1)*INDEX(ID!$M$35:$M$46,$B6092),0)","v":38},{"$f":"IF(I6092=\"w\",INDEX(ID!$N$8:$N$31,FBR!$D6092+1)*INDEX(ID!$N$35:$N$46,$B6092),0)","v":0},null,22.442785661553604,0,0,0]
[6085,9,11,12,254,37,"2014-09-11",5,"h",null,{"$f":"IF(I6095=\"h\",INDEX(ID!$K$8:$K$31,FBR!$D6095+1)*INDEX(ID!$K$35:$K$46,$B6095),0)","v":43},{"$f":"IF(I6095=\"w\",INDEX(ID!$L$8:$L$31,FBR!$D6095+1)*INDEX(ID!$L$35:$L$46,$B6095),0)","v":0},{"$f":"IF(I6095=\"h\",INDEX(ID!$M$8:$M$31,FBR!$D6095+1)*INDEX(ID!$M$35:$M$46,$B6095),0)","v":43},{"$f":"IF(I6095=\"w\",INDEX(ID!$N$8:$N$31,FBR!$D6095+1)*INDEX(ID!$N$35:$N$46,$B6095),0)","v":0},null,25.395783774915923,0,0,0]
[6088,9,11,15,254,37,"2014-09-11",5,"h",null,{"$f":"IF(I6098=\"h\",INDEX(ID!$K$8:$K$31,FBR!$D6098+1)*INDEX(ID!$K$35:$K$46,$B6098),0)","v":50},{"$f":"IF(I6098=\"w\",INDEX(ID!$L$8:$L$31,FBR!$D6098+1)*INDEX(ID!$L$35:$L$46,$B6098),0)","v":0},{"$f":"IF(I6098=\"h\",INDEX(ID!$M$8:$M$31,FBR!$D6098+1)*INDEX(ID!$M$35:$M$46,$B6098),0)","v":50},{"$f":"IF(I6098=\"w\",INDEX(ID!$N$8:$N$31,FBR!$D6098+1)*INDEX(ID!$N$35:$N$46,$B6098),0)","v":0},null,29.529981133623163,0,0,0]
[6089,9,11,16,254,37,"2014-09-11",5,"h",null,{"$f":"IF(I6099=\"h\",INDEX(ID!$K$8:$K$31,FBR!$D6099+1)*INDEX(ID!$K$35:$K$46,$B6099),0)","v":53},{"$f":"IF(I6099=\"w\",INDEX(ID!$L$8:$L$31,FBR!$D6099+1)*INDEX(ID!$L$35:$L$46,$B6099),0)","v":0},{"$f":"IF(I6099=\"h\",INDEX(ID!$M$8:$M$31,FBR!$D6099+1)*INDEX(ID!$M$35:$M$46,$B6099),0)","v":53},{"$f":"IF(I6099=\"w\",INDEX(ID!$N$8:$N$31,FBR!$D6099+1)*INDEX(ID!$N$35:$N$46,$B6099),0)","v":0},null,31.301780001640555,0,0,0]
[6092,9,11,19,254,37,"2014-09-11",5,"h",null,{"$f":"IF(I6102=\"h\",INDEX(ID!$K$8:$K$31,FBR!$D6102+1)*INDEX(ID!$K$35:$K$46,$B6102),0)","v":60},{"$f":"IF(I6102=\"w\",INDEX(ID!$L$8:$L$31,FBR!$D6102+1)*INDEX(ID!$L$35:$L$46,$B6102),0)","v":0},{"$f":"IF(I6102=\"h\",INDEX(ID!$M$8:$M$31,FBR!$D6102+1)*INDEX(ID!$M$35:$M$46,$B6102),0)","v":60},{"$f":"IF(I6102=\"w\",INDEX(ID!$N$8:$N$31,FBR!$D6102+1)*INDEX(ID!$N$35:$N$46,$B6102),0)","v":0},null,35.435977360347799,0,0,0]
[6096,9,11,23,254,37,"2014-09-11",5,"h",null,{"$f":"IF(I6106=\"h\",INDEX(ID!$K$8:$K$31,FBR!$D6106+1)*INDEX(ID!$K$35:$K$46,$B6106),0)","v":40},{"$f":"IF(I6106=\"w\",INDEX(ID!$L$8:$L$31,FBR!$D6106+1)*INDEX(ID!$L$35:$L$46,$B6106),0)","v":0},{"$f":"IF(I6106=\"h\",INDEX(ID!$M$8:$M$31,FBR!$D6106+1)*INDEX(ID!$M$35:$M$46,$B6106),0)","v":40},{"$f":"IF(I6106=\"w\",INDEX(ID!$N$8:$N$31,FBR!$D6106+1)*INDEX(ID!$N$35:$N$46,$B6106),0)","v":0},null,23.623984906898531,0,0,0]
[6100,9,12,3,255,37,"2014-09-12",6,"w",null,{"$f":"IF(I6110=\"h\",INDEX(ID!$K$8:$K$31,FBR!$D6110+1)*INDEX(ID!$K$35:$K$46,$B6110),0)","v":0},{"$f":"IF(I6110=\"w\",INDEX(ID!$L$8:$L$31,FBR!$D6110+1)*INDEX(ID!$L$35:$L$46,$B6110),0)","v":27},{"$f":"IF(I6110=\"h\",INDEX(ID!$M$8:$M$31,FBR!$D6110+1)*INDEX(ID!$M$35:$M$46,$B6110),0)","v":0},{"$f":"IF(I6110=\"w\",INDEX(ID!$N$8:$N$31,FBR!$D6110+1)*INDEX(ID!$N$35:$N$46,$B6110),0)","v":27},null,0,15.94618981215651,0,0]
[6103,9,12,6,255,37,"2014-09-12",6,"w",null,{"$f":"IF(I6113=\"h\",INDEX(ID!$K$8:$K$31,FBR!$D6113+1)*INDEX(ID!$K$35:$K$46,$B6113),0)","v":0},{"$f":"IF(I6113=\"w\",INDEX(ID!$L$8:$L$31,FBR!$D6113+1)*INDEX(ID!$L$35:$L$46,$B6113),0)","v":29},{"$f":"IF(I6113=\"h\",INDEX(ID!$M$8:$M$31,FBR!$D6113+1)*INDEX(ID!$M$35:$M$46,$B6113),0)","v":0},{"$f":"IF(I6113=\"w\",INDEX(ID!$N$8:$N$31,FBR!$D6113+1)*INDEX(ID!$N$35:$N$46,$B6113),0)","v":29},null,0,17.127389057501436,0,0]
[6107,9,12,10,255,37,"2014-09-12",6,"w",null,{"$f":"IF(I6117=\"h\",INDEX(ID!$K$8:$K$31,FBR!$D6117+1)*INDEX(ID!$K$35:$K$46,$B6117),0)","v":0},{"$f":"IF(I6117=\"w\",INDEX(ID!$L$8:$L$31,FBR!$D6117+1)*INDEX(ID!$L$35:$L$46,$B6117),0)","v":40},{"$f":"IF(I6117=\"h\",INDEX(ID!$M$8:$M$31,FBR!$D6117+1)*INDEX(ID!$M$35:$M$46,$B6117),0)","v":0},{"$f":"IF(I6117=\"w\",INDEX(ID!$N$8:$N$31,FBR!$D6117+1)*INDEX(ID!$N$35:$N$46,$B6117),0)","v":40},null,0,23.623984906898531,0,0]
[6110,9,12,13,255,37,"2014-09-12",6,"w",null,{"$f":"IF(I6120=\"h\",INDEX(ID!$K$8:$K$31,FBR!$D6120+1)*INDEX(ID!$K$35:$K$46,$B6120),0)","v":0},{"$f":"IF(I6120=\"w\",INDEX(ID!$L$8:$L$31,FBR!$D6120+1)*INDEX(ID!$L$35:$L$46,$B6120),0)","v":44},{"$f":"IF(I6120=\"h\",INDEX(ID!$M$8:$M$31,FBR!$D6120+1)*INDEX(ID!$M$35:$M$46,$B6120),0)","v":0},{"$f":"IF(I6120=\"w\",INDEX(ID!$N$8:$N$31,FBR!$D6120+1)*INDEX(ID!$N$35:$N$46,$B6120),0)","v":44},null,0,25.986383397588384,0,0]
[6113,9,12,16,255,37,"2014-09-12",6,"w",null,{"$f":"IF(I6123=\"h\",INDEX(ID!$K$8:$K$31,FBR!$D6123+1)*INDEX(ID!$K$35:$K$46,$B6123),0)","v":0},{"$f":"IF(I6123=\"w\",INDEX(ID!$L$8:$L$31,FBR!$D6123+1)*INDEX(ID!$L$35:$L$46,$B6123),0)","v":53},{"$f":"IF(I6123=\"h\",INDEX(ID!$M$8:$M$31,FBR!$D6123+1)*INDEX(ID!$M$35:$M$46,$B6123),0)","v":0},{"$f":"IF(I6123=\"w\",INDEX(ID!$N$8:$N$31,FBR!$D6123+1)*INDEX(ID!$N$35:$N$46,$B6123),0)","v":53},null,0,31.301780001640555,0,0]
[6117,9,12,20,255,37,"2014-09-12",6,"w",null,{"$f":"IF(I6127=\"h\",INDEX(ID!$K$8:$K$31,FBR!$D6127+1)*INDEX(ID!$K$35:$K$46,$B6127),0)","v":0},{"$f":"IF(I6127=\"w\",INDEX(ID!$L$8:$L$31,FBR!$D6127+1)*INDEX(ID!$L$35:$L$46,$B6127),0)","v":53},{"$f":"IF(I6127=\"h\",INDEX(ID!$M$8:$M$31,FBR!$D6127+1)*INDEX(ID!$M$35:$M$46,$B6127),0)","v":0},{"$f":"IF(I6127=\"w\",INDEX(ID!$N$8:$N$31,FBR!$D6127+1)*INDEX(ID!$N$35:$N$46,$B6127),0)","v":53},null,0,31.301780001640555,0,0]
[6118,9,12,21,255,37,"2014-09-12",6,"w",null,{"$f":"IF(I6128=\"h\",INDEX(ID!$K$8:$K$31,FBR!$D6128+1)*INDEX(ID!$K$35:$K$46,$B6128),0)","v":0},{"$f":"IF(I6128=\"w\",INDEX(ID!$L$8:$L$31,FBR!$D6128+1)*INDEX(ID!$L$35:$L$46,$B6128),0)","v":50},{"$f":"IF(I6128=\"h\",INDEX(ID!$M$8:$M$31,FBR!$D6128+1)*INDEX(ID!$M$35:$M$46,$B6128),0)","v":0},{"$f":"IF(I6128=\"w\",INDEX(ID!$N$8:$N$31,FBR!$D6128+1)*INDEX(ID!$N$35:$N$46,$B6128),0)","v":50},null,0,29.529981133623163,0,0]
[6122,9,13,1,256,{"$f":"F5964+1","v":37},"2014-09-13",7,"w",null,{"$f":"IF(I6132=\"h\",INDEX(ID!$K$8:$K$31,FBR!$D6132+1)*INDEX(ID!$K$35:$K$46,$B6132),0)","v":0},{"$f":"IF(I6132=\"w\",INDEX(ID!$L$8:$L$31,FBR!$D6132+1)*INDEX(ID!$L$35:$L$46,$B6132),0)","v":30},{"$f":"IF(I6132=\"h\",INDEX(ID!$M$8:$M$31,FBR!$D6132+1)*INDEX(ID!$M$35:$M$46,$B6132),0)","v":0},{"$f":"IF(I6132=\"w\",INDEX(ID!$N$8:$N$31,FBR!$D6132+1)*INDEX(ID!$N$35:$N$46,$B6132),0)","v":30},null,0,17.717988680173899,0,0]
[6125,9,13,4,256,37,"2014-09-13",7,"w",null,{"$f":"IF(I6135=\"h\",INDEX(ID!$K$8:$K$31,FBR!$D6135+1)*INDEX(ID!$K$35:$K$46,$B6135),0)","v":0},{"$f":"IF(I6135=\"w\",INDEX(ID!$L$8:$L$31,FBR!$D6135+1)*INDEX(ID!$L$35:$L$46,$B6135),0)","v":27},{"$f":"IF(I6135=\"h\",INDEX(ID!$M$8:$M$31,FBR!$D6135+1)*INDEX(ID!$M$35:$M$46,$B6135),0)","v":0},{"$f":"IF(I6135=\"w\",INDEX(ID!$N$8:$N$31,FBR!$D6135+1)*INDEX(ID!$N$35:$N$46,$B6135),0)","v":27},null,0,15.94618981215651,0,0]
[6128,9,13,7,256,37,"2014-09-13",7,"w",null,{"$f":"IF(I6138=\"h\",INDEX(ID!$K$8:$K$31,FBR!$D6138+1)*INDEX(ID!$K$35:$K$46,$B6138),0)","v":0},{"$f":"IF(I6138=\"w\",INDEX(ID!$L$8:$L$31,FBR!$D6138+1)*INDEX(ID!$L$35:$L$46,$B6138),0)","v":32},{"$f":"IF(I6138=\"h\",INDEX(ID!$M$8:$M$31,FBR!$D6138+1)*INDEX(ID!$M$35:$M$46,$B6138),0)","v":0},{"$f":"IF(I6138=\"w\",INDEX(ID!$N$8:$N$31,FBR!$D6138+1)*INDEX(ID!$N$35:$N$46,$B6138),0)","v":32},null,0,18.899187925518824,0,0]
[6132,9,13,11,256,37,"2014-09-13",7,"w",null,{"$f":"IF(I6142=\"h\",INDEX(ID!$K$8:$K$31,FBR!$D6142+1)*INDEX(ID!$K$35:$K$46,$B6142),0)","v":0},{"$f":"IF(I6142=\"w\",INDEX(ID!$L$8:$L$31,FBR!$D6142+1)*INDEX(ID!$L$35:$L$46,$B6142),0)","v":42},{"$f":"IF(I6142=\"h\",INDEX(ID!$M$8:$M$31,FBR!$D6142+1)*INDEX(ID!$M$35:$M$46,$B6142),0)","v":0},{"$f":"IF(I6142=\"w\",INDEX(ID!$N$8:$N$31,FBR!$D6142+1)*INDEX(ID!$N$35:$N$46,$B6142),0)","v":42},null,0,24.805184152243459,0,0]
[6135,9,13,14,256,37,"2014-09-13",7,"w",null,{"$f":"IF(I6145=\"h\",INDEX(ID!$K$8:$K$31,FBR!$D6145+1)*INDEX(ID!$K$35:$K$46,$B6145),0)","v":0},{"$f":"IF(I6145=\"w\",INDEX(ID!$L$8:$L$31,FBR!$D6145+1)*INDEX(ID!$L$35:$L$46,$B6145),0)","v":47},{"$f":"IF(I6145=\"h\",INDEX(ID!$M$8:$M$31,FBR!$D6145+1)*INDEX(ID!$M$35:$M$46,$B6145),0)","v":0},{"$f":"IF(I6145=\"w\",INDEX(ID!$N$8:$N$31,FBR!$D6145+1)*INDEX(ID!$N$35:$N$46,$B6145),0)","v":47},null,0,27.758182265605775,0,0]
[6138,9,13,17,256,37,"2014-09-13",7,"w",null,{"$f":"IF(I6148=\"h\",INDEX(ID!$K$8:$K$31,FBR!$D6148+1)*INDEX(ID!$K$35:$K$46,$B6148),0)","v":0},{"$f":"IF(I6148=\"w\",INDEX(ID!$L$8:$L$31,FBR!$D6148+1)*INDEX(ID!$L$35:$L$46,$B6148),0)","v":62},{"$f":"IF(I6148=\"h\",INDEX(ID!$M$8:$M$31,FBR!$D6148+1)*INDEX(ID!$M$35:$M$46,$B6148),0)","v":0},{"$f":"IF(I6148=\"w\",INDEX(ID!$N$8:$N$31,FBR!$D6148+1)*INDEX(ID!$N$35:$N$46,$B6148),0)","v":62},null,0,36.617176605692727,0,0]
[6140,9,13,19,256,37,"2014-09-13",7,"w",null,{"$f":"IF(I6150=\"h\",INDEX(ID!$K$8:$K$31,FBR!$D6150+1)*INDEX(ID!$K$35:$K$46,$B6150),0)","v":0},{"$f":"IF(I6150=\"w\",INDEX(ID!$L$8:$L$31,FBR!$D6150+1)*INDEX(ID!$L$35:$L$46,$B6150),0)","v":60},{"$f":"IF(I6150=\"h\",INDEX(ID!$M$8:$M$31,FBR!$D6150+1)*INDEX(ID!$M$35:$M$46,$B6150),0)","v":0},{"$f":"IF(I6150=\"w\",INDEX(ID!$N$8:$N$31,FBR!$D6150+1)*INDEX(ID!$N$35:$N$46,$B6150),0)","v":60},null,0,35.435977360347799,0,0]
[6143,9,13,22,256,37,"2014-09-13",7,"w",null,{"$f":"IF(I6153=\"h\",INDEX(ID!$K$8:$K$31,FBR!$D6153+1)*INDEX(ID!$K$35:$K$46,$B6153),0)","v":0},{"$f":"IF(I6153=\"w\",INDEX(ID!$L$8:$L$31,FBR!$D6153+1)*INDEX(ID!$L$35:$L$46,$B6153),0)","v":45},{"$f":"IF(I6153=\"h\",INDEX(ID!$M$8:$M$31,FBR!$D6153+1)*INDEX(ID!$M$35:$M$46,$B6153),0)","v":0},{"$f":"IF(I6153=\"w\",INDEX(ID!$N$8:$N$31,FBR!$D6153+1)*INDEX(ID!$N$35:$N$46,$B6153),0)","v":45},null,0,26.576983020260847,0,0]
[6147,9,14,2,257,37,"2014-09-14",1,"h",null,{"$f":"IF(I6157=\"h\",INDEX(ID!$K$8:$K$31,FBR!$D6157+1)*INDEX(ID!$K$35:$K$46,$B6157),0)","v":28},{"$f":"IF(I6157=\"w\",INDEX(ID!$L$8:$L$31,FBR!$D6157+1)*INDEX(ID!$L$35:$L$46,$B6157),0)","v":0},{"$f":"IF(I6157=\"h\",INDEX(ID!$M$8:$M$31,FBR!$D6157+1)*INDEX(ID!$M$35:$M$46,$B6157),0)","v":28},{"$f":"IF(I6157=\"w\",INDEX(ID!$N$8:$N$31,FBR!$D6157+1)*INDEX(ID!$N$35:$N$46,$B6157),0)","v":0},null,16.536789434828972,0,0,0]
[6150,9,14,5,257,37,"2014-09-14",1,"h",null,{"$f":"IF(I6160=\"h\",INDEX(ID!$K$8:$K$31,FBR!$D6160+1)*INDEX(ID!$K$35:$K$46,$B6160),0)","v":27},{"$f":"IF(I6160=\"w\",INDEX(ID!$L$8:$L$31,FBR!$D6160+1)*INDEX(ID!$L$35:$L$46,$B6160),0)","v":0},{"$f":"IF(I6160=\"h\",INDEX(ID!$M$8:$M$31,FBR!$D6160+1)*INDEX(ID!$M$35:$M$46,$B6160),0)","v":27},{"$f":"IF(I6160=\"w\",INDEX(ID!$N$8:$N$31,FBR!$D6160+1)*INDEX(ID!$N$35:$N$46,$B6160),0)","v":0},null,15.94618981215651,0,0,0]
[6153,9,14,8,257,37,"2014-09-14",1,"h",null,{"$f":"IF(I6163=\"h\",INDEX(ID!$K$8:$K$31,FBR!$D6163+1)*INDEX(ID!$K$35:$K$46,$B6163),0)","v":35},{"$f":"IF(I6163=\"w\",INDEX(ID!$L$8:$L$31,FBR!$D6163+1)*INDEX(ID!$L$35:$L$46,$B6163),0)","v":0},{"$f":"IF(I6163=\"h\",INDEX(ID!$M$8:$M$31,FBR!$D6163+1)*INDEX(ID!$M$35:$M$46,$B6163),0)","v":35},{"$f":"IF(I6163=\"w\",INDEX(ID!$N$8:$N$31,FBR!$D6163+1)*INDEX(ID!$N$35:$N$46,$B6163),0)","v":0},null,20.670986793536215,0,0,0]
[6157,9,14,12,257,37,"2014-09-14",1,"h",null,{"$f":"IF(I6167=\"h\",INDEX(ID!$K$8:$K$31,FBR!$D6167+1)*INDEX(ID!$K$35:$K$46,$B6167),0)","v":43},{"$f":"IF(I6167=\"w\",INDEX(ID!$L$8:$L$31,FBR!$D6167+1)*INDEX(ID!$L$35:$L$46,$B6167),0)","v":0},{"$f":"IF(I6167=\"h\",INDEX(ID!$M$8:$M$31,FBR!$D6167+1)*INDEX(ID!$M$35:$M$46,$B6167),0)","v":43},{"$f":"IF(I6167=\"w\",INDEX(ID!$N$8:$N$31,FBR!$D6167+1)*INDEX(ID!$N$35:$N$46,$B6167),0)","v":0},null,25.395783774915923,0,0,0]
[6159,9,14,14,257,37,"2014-09-14",1,"h",null,{"$f":"IF(I6169=\"h\",INDEX(ID!$K$8:$K$31,FBR!$D6169+1)*INDEX(ID!$K$35:$K$46,$B6169),0)","v":47},{"$f":"IF(I6169=\"w\",INDEX(ID!$L$8:$L$31,FBR!$D6169+1)*INDEX(ID!$L$35:$L$46,$B6169),0)","v":0},{"$f":"IF(I6169=\"h\",INDEX(ID!$M$8:$M$31,FBR!$D6169+1)*INDEX(ID!$M$35:$M$46,$B6169),0)","v":47},{"$f":"IF(I6169=\"w\",INDEX(ID!$N$8:$N$31,FBR!$D6169+1)*INDEX(ID!$N$35:$N$46,$B6169),0)","v":0},null,27.758182265605775,0,0,0]
[6162,9,14,17,257,37,"2014-09-14",1,"h",null,{"$f":"IF(I6172=\"h\",INDEX(ID!$K$8:$K$31,FBR!$D6172+1)*INDEX(ID!$K$35:$K$46,$B6172),0)","v":62},{"$f":"IF(I6172=\"w\",INDEX(ID!$L$8:$L$31,FBR!$D6172+1)*INDEX(ID!$L$35:$L$46,$B6172),0)","v":0},{"$f":"IF(I6172=\"h\",INDEX(ID!$M$8:$M$31,FBR!$D6172+1)*INDEX(ID!$M$35:$M$46,$B6172),0)","v":62},{"$f":"IF(I6172=\"w\",INDEX(ID!$N$8:$N$31,FBR!$D6172+1)*INDEX(ID!$N$35:$N$46,$B6172),0)","v":0},null,36.617176605692727,0,0,0]
[6165,9,14,20,257,37,"2014-09-14",1,"h",null,{"$f":"IF(I6175=\"h\",INDEX(ID!$K$8:$K$31,FBR!$D6175+1)*INDEX(ID!$K$35:$K$46,$B6175),0)","v":53},{"$f":"IF(I6175=\"w\",INDEX(ID!$L$8:$L$31,FBR!$D6175+1)*INDEX(ID!$L$35:$L$46,$B6175),0)","v":0},{"$f":"IF(I6175=\"h\",INDEX(ID!$M$8:$M$31,FBR!$D6175+1)*INDEX(ID!$M$35:$M$46,$B6175),0)","v":53},{"$f":"IF(I6175=\"w\",INDEX(ID!$N$8:$N$31,FBR!$D6175+1)*INDEX(ID!$N$35:$N$46,$B6175),0)","v":0},null,31.301780001640555,0,0,0]
[6168,9,14,23,257,37,"2014-09-14",1,"h",null,{"$f":"IF(I6178=\"h\",INDEX(ID!$K$8:$K$31,FBR!$D6178+1)*INDEX(ID!$K$35:$K$46,$B6178),0)","v":40},{"$f":"IF(I6178=\"w\",INDEX(ID!$L$8:$L$31,FBR!$D6178+1)*INDEX(ID!$L$35:$L$46,$B6178),0)","v":0},{"$f":"IF(I6178=\"h\",INDEX(ID!$M$8:$M$31,FBR!$D6178+1)*INDEX(ID!$M$35:$M$46,$B6178),0)","v":40},{"$f":"IF(I6178=\"w\",INDEX(ID!$N$8:$N$31,FBR!$D6178+1)*INDEX(ID!$N$35:$N$46,$B6178),0)","v":0},null,23.623984906898531,0,0,0]
[6172,9,15,3,258,37,"2014-09-15",2,"h",null,{"$f":"IF(I6182=\"h\",INDEX(ID!$K$8:$K$31,FBR!$D6182+1)*INDEX(ID!$K$35:$K$46,$B6182),0)","v":27},{"$f":"IF(I6182=\"w\",INDEX(ID!$L$8:$L$31,FBR!$D6182+1)*INDEX(ID!$L$35:$L$46,$B6182),0)","v":0},{"$f":"IF(I6182=\"h\",INDEX(ID!$M$8:$M$31,FBR!$D6182+1)*INDEX(ID!$M$35:$M$46,$B6182),0)","v":27},{"$f":"IF(I6182=\"w\",INDEX(ID!$N$8:$N$31,FBR!$D6182+1)*INDEX(ID!$N$35:$N$46,$B6182),0)","v":0},null,15.94618981215651,0,0,0]
[6175,9,15,6,258,37,"2014-09-15",2,"h",null,{"$f":"IF(I6185=\"h\",INDEX(ID!$K$8:$K$31,FBR!$D6185+1)*INDEX(ID!$K$35:$K$46,$B6185),0)","v":29},{"$f":"IF(I6185=\"w\",INDEX(ID!$L$8:$L$31,FBR!$D6185+1)*INDEX(ID!$L$35:$L$46,$B6185),0)","v":0},{"$f":"IF(I6185=\"h\",INDEX(ID!$M$8:$M$31,FBR!$D6185+1)*INDEX(ID!$M$35:$M$46,$B6185),0)","v":29},{"$f":"IF(I6185=\"w\",INDEX(ID!$N$8:$N$31,FBR!$D6185+1)*INDEX(ID!$N$35:$N$46,$B6185),0)","v":0},null,17.127389057501436,0,0,0]
[6179,9,15,10,258,37,"2014-09-15",2,"h",null,{"$f":"IF(I6189=\"h\",INDEX(ID!$K$8:$K$31,FBR!$D6189+1)*INDEX(ID!$K$35:$K$46,$B6189),0)","v":40},{"$f":"IF(I6189=\"w\",INDEX(ID!$L$8:$L$31,FBR!$D6189+1)*INDEX(ID!$L$35:$L$46,$B6189),0)","v":0},{"$f":"IF(I6189=\"h\",INDEX(ID!$M$8:$M$31,FBR!$D6189+1)*INDEX(ID!$M$35:$M$46,$B6189),0)","v":40},{"$f":"IF(I6189=\"w\",INDEX(ID!$N$8:$N$31,FBR!$D6189+1)*INDEX(ID!$N$35:$N$46,$B6189),0)","v":0},null,23.623984906898531,0,0,0]
[6180,9,15,11,258,37,"2014-09-15",2,"h",null,{"$f":"IF(I6190=\"h\",INDEX(ID!$K$8:$K$31,FBR!$D6190+1)*INDEX(ID!$K$35:$K$46,$B6190),0)","v":42},{"$f":"IF(I6190=\"w\",INDEX(ID!$L$8:$L$31,FBR!$D6190+1)*INDEX(ID!$L$35:$L$46,$B6190),0)","v":0},{"$f":"IF(I6190=\"h\",INDEX(ID!$M$8:$M$31,FBR!$D6190+1)*INDEX(ID!$M$35:$M$46,$B6190),0)","v":42},{"$f":"IF(I6190=\"w\",INDEX(ID!$N$8:$N$31,FBR!$D6190+1)*INDEX(ID!$N$35:$N$46,$B6190),0)","v":0},null,24.805184152243459,0,0,0]
[6186,9,15,17,258,{"$f":"F6028+1","v":37},"2014-09-15",2,"h",null,{"$f":"IF(I6196=\"h\",INDEX(ID!$K$8:$K$31,FBR!$D6196+1)*INDEX(ID!$K$35:$K$46,$B6196),0)","v":62},{"$f":"IF(I6196=\"w\",INDEX(ID!$L$8:$L$31,FBR!$D6196+1)*INDEX(ID!$L$35:$L$46,$B6196),0)","v":0},{"$f":"IF(I6196=\"h\",INDEX(ID!$M$8:$M$31,FBR!$D6196+1)*INDEX(ID!$M$35:$M$46,$B6196),0)","v":62},{"$f":"IF(I6196=\"w\",INDEX(ID!$N$8:$N$31,FBR!$D6196+1)*INDEX(ID!$N$35:$N$46,$B6196),0)","v":0},null,36.617176605692727,0,0,0]
[6187,9,15,18,258,37,"2014-09-15",2,"h",null,{"$f":"IF(I6197=\"h\",INDEX(ID!$K$8:$K$31,FBR!$D6197+1)*INDEX(ID!$K$35:$K$46,$B6197),0)","v":65},{"$f":"IF(I6197=\"w\",INDEX(ID!$L$8:$L$31,FBR!$D6197+1)*INDEX(ID!$L$35:$L$46,$B6197),0)","v":0},{"$f":"IF(I6197=\"h\",INDEX(ID!$M$8:$M$31,FBR!$D6197+1)*INDEX(ID!$M$35:$M$46,$B6197),0)","v":65},{"$f":"IF(I6197=\"w\",INDEX(ID!$N$8:$N$31,FBR!$D6197+1)*INDEX(ID!$N$35:$N$46,$B6197),0)","v":0},null,38.388975473710111,0,0,0]
[6190,9,15,21,258,37,"2014-09-15",2,"h",null,{"$f":"IF(I6200=\"h\",INDEX(ID!$K$8:$K$31,FBR!$D6200+1)*INDEX(ID!$K$35:$K$46,$B6200),0)","v":50},{"$f":"IF(I6200=\"w\",INDEX(ID!$L$8:$L$31,FBR!$D6200+1)*INDEX(ID!$L$35:$L$46,$B6200),0)","v":0},{"$f":"IF(I6200=\"h\",INDEX(ID!$M$8:$M$31,FBR!$D6200+1)*INDEX(ID!$M$35:$M$46,$B6200),0)","v":50},{"$f":"IF(I6200=\"w\",INDEX(ID!$N$8:$N$31,FBR!$D6200+1)*INDEX(ID!$N$35:$N$46,$B6200),0)","v":0},null,29.529981133623163,0,0,0]
[6193,9,16,0,259,37,"2014-09-16",3,"h",null,{"$f":"IF(I6203=\"h\",INDEX(ID!$K$8:$K$31,FBR!$D6203+1)*INDEX(ID!$K$35:$K$46,$B6203),0)","v":35},{"$f":"IF(I6203=\"w\",INDEX(ID!$L$8:$L$31,FBR!$D6203+1)*INDEX(ID!$L$35:$L$46,$B6203),0)","v":0},{"$f":"IF(I6203=\"h\",INDEX(ID!$M$8:$M$31,FBR!$D6203+1)*INDEX(ID!$M$35:$M$46,$B6203),0)","v":35},{"$f":"IF(I6203=\"w\",INDEX(ID!$N$8:$N$31,FBR!$D6203+1)*INDEX(ID!$N$35:$N$46,$B6203),0)","v":0},null,20.670986793536215,0,0,0]
[6197,9,16,4,259,37,"2014-09-16",3,"h",null,{"$f":"IF(I6207=\"h\",INDEX(ID!$K$8:$K$31,FBR!$D6207+1)*INDEX(ID!$K$35:$K$46,$B6207),0)","v":27},{"$f":"IF(I6207=\"w\",INDEX(ID!$L$8:$L$31,FBR!$D6207+1)*INDEX(ID!$L$35:$L$46,$B6207),0)","v":0},{"$f":"IF(I6207=\"h\",INDEX(ID!$M$8:$M$31,FBR!$D6207+1)*INDEX(ID!$M$35:$M$46,$B6207),0)","v":27},{"$f":"IF(I6207=\"w\",INDEX(ID!$N$8:$N$31,FBR!$D6207+1)*INDEX(ID!$N$35:$N$46,$B6207),0)","v":0},null,15.94618981215651,0,0,0]
[6201,9,16,8,259,37,"2014-09-16",3,"h",null,{"$f":"IF(I6211=\"h\",INDEX(ID!$K$8:$K$31,FBR!$D6211+1)*INDEX(ID!$K$35:$K$46,$B6211),0)","v":35},{"$f":"IF(I6211=\"w\",INDEX(ID!$L$8:$L$31,FBR!$D6211+1)*INDEX(ID!$L$35:$L$46,$B6211),0)","v":0},{"$f":"IF(I6211=\"h\",INDEX(ID!$M$8:$M$31,FBR!$D6211+1)*INDEX(ID!$M$35:$M$46,$B6211),0)","v":35},{"$f":"IF(I6211=\"w\",INDEX(ID!$N$8:$N$31,FBR!$D6211+1)*INDEX(ID!$N$35:$N$46,$B6211),0)","v":0},null,20.670986793536215,0,0,0]
[6205,9,16,12,259,37,"2014-09-16",3,"h",null,{"$f":"IF(I6215=\"h\",INDEX(ID!$K$8:$K$31,FBR!$D6215+1)*INDEX(ID!$K$35:$K$46,$B6215),0)","v":43},{"$f":"IF(I6215=\"w\",INDEX(ID!$L$8:$L$31,FBR!$D6215+1)*INDEX(ID!$L$35:$L$46,$B6215),0)","v":0},{"$f":"IF(I6215=\"h\",INDEX(ID!$M$8:$M$31,FBR!$D6215+1)*INDEX(ID!$M$35:$M$46,$B6215),0)","v":43},{"$f":"IF(I6215=\"w\",INDEX(ID!$N$8:$N$31,FBR!$D6215+1)*INDEX(ID!$N$35:$N$46,$B6215),0)","v":0},null,25.395783774915923,0,0,0]
[6208,9,16,15,259,37,"2014-09-16",3,"h",null,{"$f":"IF(I6218=\"h\",INDEX(ID!$K$8:$K$31,FBR!$D6218+1)*INDEX(ID!$K$35:$K$46,$B6218),0)","v":50},{"$f":"IF(I6218=\"w\",INDEX(ID!$L$8:$L$31,FBR!$D6218+1)*INDEX(ID!$L$35:$L$46,$B6218),0)","v":0},{"$f":"IF(I6218=\"h\",INDEX(ID!$M$8:$M$31,FBR!$D6218+1)*INDEX(ID!$M$35:$M$46,$B6218),0)","v":50},{"$f":"IF(I6218=\"w\",INDEX(ID!$N$8:$N$31,FBR!$D6218+1)*INDEX(ID!$N$35:$N$46,$B6218),0)","v":0},null,29.529981133623163,0,0,0]
[6211,9,16,18,259,37,"2014-09-16",3,"h",null,{"$f":"IF(I6221=\"h\",INDEX(ID!$K$8:$K$31,FBR!$D6221+1)*INDEX(ID!$K$35:$K$46,$B6221),0)","v":65},{"$f":"IF(I6221=\"w\",INDEX(ID!$L$8:$L$31,FBR!$D6221+1)*INDEX(ID!$L$35:$L$46,$B6221),0)","v":0},{"$f":"IF(I6221=\"h\",INDEX(ID!$M$8:$M$31,FBR!$D6221+1)*INDEX(ID!$M$35:$M$46,$B6221),0)","v":65},{"$f":"IF(I6221=\"w\",INDEX(ID!$N$8:$N$31,FBR!$D6221+1)*INDEX(ID!$N$35:$N$46,$B6221),0)","v":0},null,38.388975473710111,0,0,0]
[6212,9,16,19,259,37,"2014-09-16",3,"h",null,{"$f":"IF(I6222=\"h\",INDEX(ID!$K$8:$K$31,FBR!$D6222+1)*INDEX(ID!$K$35:$K$46,$B6222),0)","v":60},{"$f":"IF(I6222=\"w\",INDEX(ID!$L$8:$L$31,FBR!$D6222+1)*INDEX(ID!$L$35:$L$46,$B6222),0)","v":0},{"$f":"IF(I6222=\"h\",INDEX(ID!$M$8:$M$31,FBR!$D6222+1)*INDEX(ID!$M$35:$M$46,$B6222),0)","v":60},{"$f":"IF(I6222=\"w\",INDEX(ID!$N$8:$N$31,FBR!$D6222+1)*INDEX(ID!$N$35:$N$46,$B6222),0)","v":0},null,35.435977360347799,0,0,0]
[6215,9,16,22,259,37,"2014-09-16",3,"h",null,{"$f":"IF(I6225=\"h\",INDEX(ID!$K$8:$K$31,FBR!$D6225+1)*INDEX(ID!$K$35:$K$46,$B6225),0)","v":45},{"$f":"IF(I6225=\"w\",INDEX(ID!$L$8:$L$31,FBR!$D6225+1)*INDEX(ID!$L$35:$L$46,$B6225),0)","v":0},{"$f":"IF(I6225=\"h\",INDEX(ID!$M$8:$M$31,FBR!$D6225+1)*INDEX(ID!$M$35:$M$46,$B6225),0)","v":45},{"$f":"IF(I6225=\"w\",INDEX(ID!$N$8:$N$31,FBR!$D6225+1)*INDEX(ID!$N$35:$N$46,$B6225),0)","v":0},null,26.576983020260847,0,0,0]
[6218,9,17,1,260,38,"2014-09-17",4,"h",null,{"$f":"IF(I6228=\"h\",INDEX(ID!$K$8:$K$31,FBR!$D6228+1)*INDEX(ID!$K$35:$K$46,$B6228),0)","v":30},{"$f":"IF(I6228=\"w\",INDEX(ID!$L$8:$L$31,FBR!$D6228+1)*INDEX(ID!$L$35:$L$46,$B6228),0)","v":0},{"$f":"IF(I6228=\"h\",INDEX(ID!$M$8:$M$31,FBR!$D6228+1)*INDEX(ID!$M$35:$M$46,$B6228),0)","v":30},{"$f":"IF(I6228=\"w\",INDEX(ID!$N$8:$N$31,FBR!$D6228+1)*INDEX(ID!$N$35:$N$46,$B6228),0)","v":0},null,17.717988680173899,0,0,0]
[6222,9,17,5,260,38,"2014-09-17",4,"h",null,{"$f":"IF(I6232=\"h\",INDEX(ID!$K$8:$K$31,FBR!$D6232+1)*INDEX(ID!$K$35:$K$46,$B6232),0)","v":27},{"$f":"IF(I6232=\"w\",INDEX(ID!$L$8:$L$31,FBR!$D6232+1)*INDEX(ID!$L$35:$L$46,$B6232),0)","v":0},{"$f":"IF(I6232=\"h\",INDEX(ID!$M$8:$M$31,FBR!$D6232+1)*INDEX(ID!$M$35:$M$46,$B6232),0)","v":27},{"$f":"IF(I6232=\"w\",INDEX(ID!$N$8:$N$31,FBR!$D6232+1)*INDEX(ID!$N$35:$N$46,$B6232),0)","v":0},null,15.94618981215651,0,0,0]
[6226,9,17,9,260,38,"2014-09-17",4,"h",null,{"$f":"IF(I6236=\"h\",INDEX(ID!$K$8:$K$31,FBR!$D6236+1)*INDEX(ID!$K$35:$K$46,$B6236),0)","v":38},{"$f":"IF(I6236=\"w\",INDEX(ID!$L$8:$L$31,FBR!$D6236+1)*INDEX(ID!$L$35:$L$46,$B6236),0)","v":0},{"$f":"IF(I6236=\"h\",INDEX(ID!$M$8:$M$31,FBR!$D6236+1)*INDEX(ID!$M$35:$M$46,$B6236),0)","v":38},{"$f":"IF(I6236=\"w\",INDEX(ID!$N$8:$N$31,FBR!$D6236+1)*INDEX(ID!$N$35:$N$46,$B6236),0)","v":0},null,22.442785661553604,0,0,0]
[6230,9,17,13,260,38,"2014-09-17",4,"h",null,{"$f":"IF(I6240=\"h\",INDEX(ID!$K$8:$K$31,FBR!$D6240+1)*INDEX(ID!$K$35:$K$46,$B6240),0)","v":44},{"$f":"IF(I6240=\"w\",INDEX(ID!$L$8:$L$31,FBR!$D6240+1)*INDEX(ID!$L$35:$L$46,$B6240),0)","v":0},{"$f":"IF(I6240=\"h\",INDEX(ID!$M$8:$M$31,FBR!$D6240+1)*INDEX(ID!$M$35:$M$46,$B6240),0)","v":44},{"$f":"IF(I6240=\"w\",INDEX(ID!$N$8:$N$31,FBR!$D6240+1)*INDEX(ID!$N$35:$N$46,$B6240),0)","v":0},null,25.986383397588384,0,0,0]
[6233,9,17,16,260,38,"2014-09-17",4,"h",null,{"$f":"IF(I6243=\"h\",INDEX(ID!$K$8:$K$31,FBR!$D6243+1)*INDEX(ID!$K$35:$K$46,$B6243),0)","v":53},{"$f":"IF(I6243=\"w\",INDEX(ID!$L$8:$L$31,FBR!$D6243+1)*INDEX(ID!$L$35:$L$46,$B6243),0)","v":0},{"$f":"IF(I6243=\"h\",INDEX(ID!$M$8:$M$31,FBR!$D6243+1)*INDEX(ID!$M$35:$M$46,$B6243),0)","v":53},{"$f":"IF(I6243=\"w\",INDEX(ID!$N$8:$N$31,FBR!$D6243+1)*INDEX(ID!$N$35:$N$46,$B6243),0)","v":0},null,31.301780001640555,0,0,0]
[6236,9,17,19,260,38,"2014-09-17",4,"h",null,{"$f":"IF(I6246=\"h\",INDEX(ID!$K$8:$K$31,FBR!$D6246+1)*INDEX(ID!$K$35:$K$46,$B6246),0)","v":60},{"$f":"IF(I6246=\"w\",INDEX(ID!$L$8:$L$31,FBR!$D6246+1)*INDEX(ID!$L$35:$L$46,$B6246),0)","v":0},{"$f":"IF(I6246=\"h\",INDEX(ID!$M$8:$M$31,FBR!$D6246+1)*INDEX(ID!$M$35:$M$46,$B6246),0)","v":60},{"$f":"IF(I6246=\"w\",INDEX(ID!$N$8:$N$31,FBR!$D6246+1)*INDEX(ID!$N$35:$N$46,$B6246),0)","v":0},null,35.435977360347799,0,0,0]
[6237,9,17,20,260,38,"2014-09-17",4,"h",null,{"$f":"IF(I6247=\"h\",INDEX(ID!$K$8:$K$31,FBR!$D6247+1)*INDEX(ID!$K$35:$K$46,$B6247),0)","v":53},{"$f":"IF(I6247=\"w\",INDEX(ID!$L$8:$L$31,FBR!$D6247+1)*INDEX(ID!$L$35:$L$46,$B6247),0)","v":0},{"$f":"IF(I6247=\"h\",INDEX(ID!$M$8:$M$31,FBR!$D6247+1)*INDEX(ID!$M$35:$M$46,$B6247),0)","v":53},{"$f":"IF(I6247=\"w\",INDEX(ID!$N$8:$N$31,FBR!$D6247+1)*INDEX(ID!$N$35:$N$46,$B6247),0)","v":0},null,31.301780001640555,0,0,0]
[6240,9,17,23,260,38,"2014-09-17",4,"h",null,{"$f":"IF(I6250=\"h\",INDEX(ID!$K$8:$K$31,FBR!$D6250+1)*INDEX(ID!$K$35:$K$46,$B6250),0)","v":40},{"$f":"IF(I6250=\"w\",INDEX(ID!$L$8:$L$31,FBR!$D6250+1)*INDEX(ID!$L$35:$L$46,$B6250),0)","v":0},{"$f":"IF(I6250=\"h\",INDEX(ID!$M$8:$M$31,FBR!$D6250+1)*INDEX(ID!$M$35:$M$46,$B6250),0)","v":40},{"$f":"IF(I6250=\"w\",INDEX(ID!$N$8:$N$31,FBR!$D6250+1)*INDEX(ID!$N$35:$N$46,$B6250),0)","v":0},null,23.623984906898531,0,0,0]
[6243,9,18,2,261,38,"2014-09-18",5,"h",null,{"$f":"IF(I6253=\"h\",INDEX(ID!$K$8:$K$31,FBR!$D6253+1)*INDEX(ID!$K$35:$K$46,$B6253),0)","v":28},{"$f":"IF(I6253=\"w\",INDEX(ID!$L$8:$L$31,FBR!$D6253+1)*INDEX(ID!$L$35:$L$46,$B6253),0)","v":0},{"$f":"IF(I6253=\"h\",INDEX(ID!$M$8:$M$31,FBR!$D6253+1)*INDEX(ID!$M$35:$M$46,$B6253),0)","v":28},{"$f":"IF(I6253=\"w\",INDEX(ID!$N$8:$N$31,FBR!$D6253+1)*INDEX(ID!$N$35:$N$46,$B6253),0)","v":0},null,16.536789434828972,0,0,0]
[6248,9,18,7,261,38,"2014-09-18",5,"h",null,{"$f":"IF(I6258=\"h\",INDEX(ID!$K$8:$K$31,FBR!$D6258+1)*INDEX(ID!$K$35:$K$46,$B6258),0)","v":32},{"$f":"IF(I6258=\"w\",INDEX(ID!$L$8:$L$31,FBR!$D6258+1)*INDEX(ID!$L$35:$L$46,$B6258),0)","v":0},{"$f":"IF(I6258=\"h\",INDEX(ID!$M$8:$M$31,FBR!$D6258+1)*INDEX(ID!$M$35:$M$46,$B6258),0)","v":32},{"$f":"IF(I6258=\"w\",INDEX(ID!$N$8:$N$31,FBR!$D6258+1)*INDEX(ID!$N$35:$N$46,$B6258),0)","v":0},null,18.899187925518824,0,0,0]
[6251,9,18,10,261,38,"2014-09-18",5,"h",null,{"$f":"IF(I6261=\"h\",INDEX(ID!$K$8:$K$31,FBR!$D6261+1)*INDEX(ID!$K$35:$K$46,$B6261),0)","v":40},{"$f":"IF(I6261=\"w\",INDEX(ID!$L$8:$L$31,FBR!$D6261+1)*INDEX(ID!$L$35:$L$46,$B6261),0)","v":0},{"$f":"IF(I6261=\"h\",INDEX(ID!$M$8:$M$31,FBR!$D6261+1)*INDEX(ID!$M$35:$M$46,$B6261),0)","v":40},{"$f":"IF(I6261=\"w\",INDEX(ID!$N$8:$N$31,FBR!$D6261+1)*INDEX(ID!$N$35:$N$46,$B6261),0)","v":0},null,23.623984906898531,0,0,0]
[6255,9,18,14,261,38,"2014-09-18",5,"h",null,{"$f":"IF(I6265=\"h\",INDEX(ID!$K$8:$K$31,FBR!$D6265+1)*INDEX(ID!$K$35:$K$46,$B6265),0)","v":47},{"$f":"IF(I6265=\"w\",INDEX(ID!$L$8:$L$31,FBR!$D6265+1)*INDEX(ID!$L$35:$L$46,$B6265),0)","v":0},{"$f":"IF(I6265=\"h\",INDEX(ID!$M$8:$M$31,FBR!$D6265+1)*INDEX(ID!$M$35:$M$46,$B6265),0)","v":47},{"$f":"IF(I6265=\"w\",INDEX(ID!$N$8:$N$31,FBR!$D6265+1)*INDEX(ID!$N$35:$N$46,$B6265),0)","v":0},null,27.758182265605775,0,0,0]
[6258,9,18,17,261,38,"2014-09-18",5,"h",null,{"$f":"IF(I6268=\"h\",INDEX(ID!$K$8:$K$31,FBR!$D6268+1)*INDEX(ID!$K$35:$K$46,$B6268),0)","v":62},{"$f":"IF(I6268=\"w\",INDEX(ID!$L$8:$L$31,FBR!$D6268+1)*INDEX(ID!$L$35:$L$46,$B6268),0)","v":0},{"$f":"IF(I6268=\"h\",INDEX(ID!$M$8:$M$31,FBR!$D6268+1)*INDEX(ID!$M$35:$M$46,$B6268),0)","v":62},{"$f":"IF(I6268=\"w\",INDEX(ID!$N$8:$N$31,FBR!$D6268+1)*INDEX(ID!$N$35:$N$46,$B6268),0)","v":0},null,36.617176605692727,0,0,0]
[6261,9,18,20,261,38,"2014-09-18",5,"h",null,{"$f":"IF(I6271=\"h\",INDEX(ID!$K$8:$K$31,FBR!$D6271+1)*INDEX(ID!$K$35:$K$46,$B6271),0)","v":53},{"$f":"IF(I6271=\"w\",INDEX(ID!$L$8:$L$31,FBR!$D6271+1)*INDEX(ID!$L$35:$L$46,$B6271),0)","v":0},{"$f":"IF(I6271=\"h\",INDEX(ID!$M$8:$M$31,FBR!$D6271+1)*INDEX(ID!$M$35:$M$46,$B6271),0)","v":53},{"$f":"IF(I6271=\"w\",INDEX(ID!$N$8:$N$31,FBR!$D6271+1)*INDEX(ID!$N$35:$N$46,$B6271),0)","v":0},null,31.301780001640555,0,0,0]
[6262,9,18,21,261,38,"2014-09-18",5,"h",null,{"$f":"IF(I6272=\"h\",INDEX(ID!$K$8:$K$31,FBR!$D6272+1)*INDEX(ID!$K$35:$K$46,$B6272),0)","v":50},{"$f":"IF(I6272=\"w\",INDEX(ID!$L$8:$L$31,FBR!$D6272+1)*INDEX(ID!$L$35:$L$46,$B6272),0)","v":0},{"$f":"IF(I6272=\"h\",INDEX(ID!$M$8:$M$31,FBR!$D6272+1)*INDEX(ID!$M$35:$M$46,$B6272),0)","v":50},{"$f":"IF(I6272=\"w\",INDEX(ID!$N$8:$N$31,FBR!$D6272+1)*INDEX(ID!$N$35:$N$46,$B6272),0)","v":0},null,29.529981133623163,0,0,0]
[6268,9,19,3,262,38,"2014-09-19",6,"w",null,{"$f":"IF(I6278=\"h\",INDEX(ID!$K$8:$K$31,FBR!$D6278+1)*INDEX(ID!$K$35:$K$46,$B6278),0)","v":0},{"$f":"IF(I6278=\"w\",INDEX(ID!$L$8:$L$31,FBR!$D6278+1)*INDEX(ID!$L$35:$L$46,$B6278),0)","v":27},{"$f":"IF(I6278=\"h\",INDEX(ID!$M$8:$M$31,FBR!$D6278+1)*INDEX(ID!$M$35:$M$46,$B6278),0)","v":0},{"$f":"IF(I6278=\"w\",INDEX(ID!$N$8:$N$31,FBR!$D6278+1)*INDEX(ID!$N$35:$N$46,$B6278),0)","v":27},null,0,15.94618981215651,0,0]
[6270,9,19,5,262,38,"2014-09-19",6,"w",null,{"$f":"IF(I6280=\"h\",INDEX(ID!$K$8:$K$31,FBR!$D6280+1)*INDEX(ID!$K$35:$K$46,$B6280),0)","v":0},{"$f":"IF(I6280=\"w\",INDEX(ID!$L$8:$L$31,FBR!$D6280+1)*INDEX(ID!$L$35:$L$46,$B6280),0)","v":27},{"$f":"IF(I6280=\"h\",INDEX(ID!$M$8:$M$31,FBR!$D6280+1)*INDEX(ID!$M$35:$M$46,$B6280),0)","v":0},{"$f":"IF(I6280=\"w\",INDEX(ID!$N$8:$N$31,FBR!$D6280+1)*INDEX(ID!$N$35:$N$46,$B6280),0)","v":27},null,0,15.94618981215651,0,0]
[6273,9,19,8,262,38,"2014-09-19",{"$f":"WEEKDAY(G6283)","v":6},{"$f":"IF(OR(H6283=6,H6283=7),\"w\",\"h\")","v":"w"},null,{"$f":"IF(I6283=\"h\",INDEX(ID!$K$8:$K$31,FBR!$D6283+1)*INDEX(ID!$K$35:$K$46,$B6283),0)","v":0},{"$f":"IF(I6283=\"w\",INDEX(ID!$L$8:$L$31,FBR!$D6283+1)*INDEX(ID!$L$35:$L$46,$B6283),0)","v":35},{"$f":"IF(I6283=\"h\",INDEX(ID!$M$8:$M$31,FBR!$D6283+1)*INDEX(ID!$M$35:$M$46,$B6283),0)","v":0},{"$f":"IF(I6283=\"w\",INDEX(ID!$N$8:$N$31,FBR!$D6283+1)*INDEX(ID!$N$35:$N$46,$B6283),0)","v":35},null,{"$f":"K6283*(indvforbrug*antalbrugere)/($K$8789+$L$8789)","v":0},{"$f":"L6283*indvforbrug*antalbrugere/($K$8789+$L$8789)","v":20.670986793536215},{"$f":"M6283*fællesforbrug/($M$8789+$N$8789)","v":0},{"$f":"N6283*fællesforbrug/($M$8789+$N$8789)","v":0}]
[6276,9,19,11,262,38,"2014-09-19",6,"w",null,{"$f":"IF(I6286=\"h\",INDEX(ID!$K$8:$K$31,FBR!$D6286+1)*INDEX(ID!$K$35:$K$46,$B6286),0)","v":0},{"$f":"IF(I6286=\"w\",INDEX(ID!$L$8:$L$31,FBR!$D6286+1)*INDEX(ID!$L$35:$L$46,$B6286),0)","v":42},{"$f":"IF(I6286=\"h\",INDEX(ID!$M$8:$M$31,FBR!$D6286+1)*INDEX(ID!$M$35:$M$46,$B6286),0)","v":0},{"$f":"IF(I6286=\"w\",INDEX(ID!$N$8:$N$31,FBR!$D6286+1)*INDEX(ID!$N$35:$N$46,$B6286),0)","v":42},null,0,24.805184152243459,0,0]
[6280,9,19,15,262,38,"2014-09-19",6,"w",null,{"$f":"IF(I6290=\"h\",INDEX(ID!$K$8:$K$31,FBR!$D6290+1)*INDEX(ID!$K$35:$K$46,$B6290),0)","v":0},{"$f":"IF(I6290=\"w\",INDEX(ID!$L$8:$L$31,FBR!$D6290+1)*INDEX(ID!$L$35:$L$46,$B6290),0)","v":50},{"$f":"IF(I6290=\"h\",INDEX(ID!$M$8:$M$31,FBR!$D6290+1)*INDEX(ID!$M$35:$M$46,$B6290),0)","v":0},{"$f":"IF(I6290=\"w\",INDEX(ID!$N$8:$N$31,FBR!$D6290+1)*INDEX(ID!$N$35:$N$46,$B6290),0)","v":50},null,0,29.529981133623163,0,0]
[6283,9,19,18,262,38,"2014-09-19",6,"w",null,{"$f":"IF(I6293=\"h\",INDEX(ID!$K$8:$K$31,FBR!$D6293+1)*INDEX(ID!$K$35:$K$46,$B6293),0)","v":0},{"$f":"IF(I6293=\"w\",INDEX(ID!$L$8:$L$31,FBR!$D6293+1)*INDEX(ID!$L$35:$L$46,$B6293),0)","v":65},{"$f":"IF(I6293=\"h\",INDEX(ID!$M$8:$M$31,FBR!$D6293+1)*INDEX(ID!$M$35:$M$46,$B6293),0)","v":0},{"$f":"IF(I6293=\"w\",INDEX(ID!$N$8:$N$31,FBR!$D6293+1)*INDEX(ID!$N$35:$N$46,$B6293),0)","v":65},null,0,38.388975473710111,0,0]
[6285,9,19,20,262,38,"2014-09-19",6,"w",null,{"$f":"IF(I6295=\"h\",INDEX(ID!$K$8:$K$31,FBR!$D6295+1)*INDEX(ID!$K$35:$K$46,$B6295),0)","v":0},{"$f":"IF(I6295=\"w\",INDEX(ID!$L$8:$L$31,FBR!$D6295+1)*INDEX(ID!$L$35:$L$46,$B6295),0)","v":53},{"$f":"IF(I6295=\"h\",INDEX(ID!$M$8:$M$31,FBR!$D6295+1)*INDEX(ID!$M$35:$M$46,$B6295),0)","v":0},{"$f":"IF(I6295=\"w\",INDEX(ID!$N$8:$N$31,FBR!$D6295+1)*INDEX(ID!$N$35:$N$46,$B6295),0)","v":53},null,0,31.301780001640555,0,0]
[6288,9,19,23,262,38,"2014-09-19",6,"w",null,{"$f":"IF(I6298=\"h\",INDEX(ID!$K$8:$K$31,FBR!$D6298+1)*INDEX(ID!$K$35:$K$46,$B6298),0)","v":0},{"$f":"IF(I6298=\"w\",INDEX(ID!$L$8:$L$31,FBR!$D6298+1)*INDEX(ID!$L$35:$L$46,$B6298),0)","v":40},{"$f":"IF(I6298=\"h\",INDEX(ID!$M$8:$M$31,FBR!$D6298+1)*INDEX(ID!$M$35:$M$46,$B6298),0)","v":0},{"$f":"IF(I6298=\"w\",INDEX(ID!$N$8:$N$31,FBR!$D6298+1)*INDEX(ID!$N$35:$N$46,$B6298),0)","v":40},null,0,23.623984906898531,0,0]
[6291,9,20,2,263,38,"2014-09-20",7,"w",null,{"$f":"IF(I6301=\"h\",INDEX(ID!$K$8:$K$31,FBR!$D6301+1)*INDEX(ID!$K$35:$K$46,$B6301),0)","v":0},{"$f":"IF(I6301=\"w\",INDEX(ID!$L$8:$L$31,FBR!$D6301+1)*INDEX(ID!$L$35:$L$46,$B6301),0)","v":28},{"$f":"IF(I6301=\"h\",INDEX(ID!$M$8:$M$31,FBR!$D6301+1)*INDEX(ID!$M$35:$M$46,$B6301),0)","v":0},{"$f":"IF(I6301=\"w\",INDEX(ID!$N$8:$N$31,FBR!$D6301+1)*INDEX(ID!$N$35:$N$46,$B6301),0)","v":28},null,0,16.536789434828972,0,0]
[6295,9,20,6,263,38,"2014-09-20",7,"w",null,{"$f":"IF(I6305=\"h\",INDEX(ID!$K$8:$K$31,FBR!$D6305+1)*INDEX(ID!$K$35:$K$46,$B6305),0)","v":0},{"$f":"IF(I6305=\"w\",INDEX(ID!$L$8:$L$31,FBR!$D6305+1)*INDEX(ID!$L$35:$L$46,$B6305),0)","v":29},{"$f":"IF(I6305=\"h\",INDEX(ID!$M$8:$M$31,FBR!$D6305+1)*INDEX(ID!$M$35:$M$46,$B6305),0)","v":0},{"$f":"IF(I6305=\"w\",INDEX(ID!$N$8:$N$31,FBR!$D6305+1)*INDEX(ID!$N$35:$N$46,$B6305),0)","v":29},null,0,17.127389057501436,0,0]
[6298,9,20,9,{"$f":"E6284+1","v":263},38,"2014-09-20",7,"w",null,{"$f":"IF(I6308=\"h\",INDEX(ID!$K$8:$K$31,FBR!$D6308+1)*INDEX(ID!$K$35:$K$46,$B6308),0)","v":0},{"$f":"IF(I6308=\"w\",INDEX(ID!$L$8:$L$31,FBR!$D6308+1)*INDEX(ID!$L$35:$L$46,$B6308),0)","v":38},{"$f":"IF(I6308=\"h\",INDEX(ID!$M$8:$M$31,FBR!$D6308+1)*INDEX(ID!$M$35:$M$46,$B6308),0)","v":0},{"$f":"IF(I6308=\"w\",INDEX(ID!$N$8:$N$31,FBR!$D6308+1)*INDEX(ID!$N$35:$N$46,$B6308),0)","v":38},null,0,22.442785661553604,0,0]
[6301,9,20,12,263,38,"2014-09-20",7,"w",null,{"$f":"IF(I6311=\"h\",INDEX(ID!$K$8:$K$31,FBR!$D6311+1)*INDEX(ID!$K$35:$K$46,$B6311),0)","v":0},{"$f":"IF(I6311=\"w\",INDEX(ID!$L$8:$L$31,FBR!$D6311+1)*INDEX(ID!$L$35:$L$46,$B6311),0)","v":43},{"$f":"IF(I6311=\"h\",INDEX(ID!$M$8:$M$31,FBR!$D6311+1)*INDEX(ID!$M$35:$M$46,$B6311),0)","v":0},{"$f":"IF(I6311=\"w\",INDEX(ID!$N$8:$N$31,FBR!$D6311+1)*INDEX(ID!$N$35:$N$46,$B6311),0)","v":43},null,0,25.395783774915923,0,0]
[6305,9,20,16,263,38,"2014-09-20",7,"w",null,{"$f":"IF(I6315=\"h\",INDEX(ID!$K$8:$K$31,FBR!$D6315+1)*INDEX(ID!$K$35:$K$46,$B6315),0)","v":0},{"$f":"IF(I6315=\"w\",INDEX(ID!$L$8:$L$31,FBR!$D6315+1)*INDEX(ID!$L$35:$L$46,$B6315),0)","v":53},{"$f":"IF(I6315=\"h\",INDEX(ID!$M$8:$M$31,FBR!$D6315+1)*INDEX(ID!$M$35:$M$46,$B6315),0)","v":0},{"$f":"IF(I6315=\"w\",INDEX(ID!$N$8:$N$31,FBR!$D6315+1)*INDEX(ID!$N$35:$N$46,$B6315),0)","v":53},null,0,31.301780001640555,0,0]
[6306,9,20,17,263,38,"2014-09-20",7,"w",null,{"$f":"IF(I6316=\"h\",INDEX(ID!$K$8:$K$31,FBR!$D6316+1)*INDEX(ID!$K$35:$K$46,$B6316),0)","v":0},{"$f":"IF(I6316=\"w\",INDEX(ID!$L$8:$L$31,FBR!$D6316+1)*INDEX(ID!$L$35:$L$46,$B6316),0)","v":62},{"$f":"IF(I6316=\"h\",INDEX(ID!$M$8:$M$31,FBR!$D6316+1)*INDEX(ID!$M$35:$M$46,$B6316),0)","v":0},{"$f":"IF(I6316=\"w\",INDEX(ID!$N$8:$N$31,FBR!$D6316+1)*INDEX(ID!$N$35:$N$46,$B6316),0)","v":62},null,0,36.617176605692727,0,0]
[6310,9,20,21,263,38,"2014-09-20",7,"w",null,{"$f":"IF(I6320=\"h\",INDEX(ID!$K$8:$K$31,FBR!$D6320+1)*INDEX(ID!$K$35:$K$46,$B6320),0)","v":0},{"$f":"IF(I6320=\"w\",INDEX(ID!$L$8:$L$31,FBR!$D6320+1)*INDEX(ID!$L$35:$L$46,$B6320),0)","v":50},{"$f":"IF(I6320=\"h\",INDEX(ID!$M$8:$M$31,FBR!$D6320+1)*INDEX(ID!$M$35:$M$46,$B6320),0)","v":0},{"$f":"IF(I6320=\"w\",INDEX(ID!$N$8:$N$31,FBR!$D6320+1)*INDEX(ID!$N$35:$N$46,$B6320),0)","v":50},null,0,29.529981133623163,0,0]
[6313,9,21,0,264,38,"2014-09-21",1,"h",null,{"$f":"IF(I6323=\"h\",INDEX(ID!$K$8:$K$31,FBR!$D6323+1)*INDEX(ID!$K$35:$K$46,$B6323),0)","v":35},{"$f":"IF(I6323=\"w\",INDEX(ID!$L$8:$L$31,FBR!$D6323+1)*INDEX(ID!$L$35:$L$46,$B6323),0)","v":0},{"$f":"IF(I6323=\"h\",INDEX(ID!$M$8:$M$31,FBR!$D6323+1)*INDEX(ID!$M$35:$M$46,$B6323),0)","v":35},{"$f":"IF(I6323=\"w\",INDEX(ID!$N$8:$N$31,FBR!$D6323+1)*INDEX(ID!$N$35:$N$46,$B6323),0)","v":0},null,20.670986793536215,0,0,0]
[6316,9,21,3,264,38,"2014-09-21",1,"h",null,{"$f":"IF(I6326=\"h\",INDEX(ID!$K$8:$K$31,FBR!$D6326+1)*INDEX(ID!$K$35:$K$46,$B6326),0)","v":27},{"$f":"IF(I6326=\"w\",INDEX(ID!$L$8:$L$31,FBR!$D6326+1)*INDEX(ID!$L$35:$L$46,$B6326),0)","v":0},{"$f":"IF(I6326=\"h\",INDEX(ID!$M$8:$M$31,FBR!$D6326+1)*INDEX(ID!$M$35:$M$46,$B6326),0)","v":27},{"$f":"IF(I6326=\"w\",INDEX(ID!$N$8:$N$31,FBR!$D6326+1)*INDEX(ID!$N$35:$N$46,$B6326),0)","v":0},null,15.94618981215651,0,0,0]
[6320,9,21,7,264,38,"2014-09-21",1,"h",null,{"$f":"IF(I6330=\"h\",INDEX(ID!$K$8:$K$31,FBR!$D6330+1)*INDEX(ID!$K$35:$K$46,$B6330),0)","v":32},{"$f":"IF(I6330=\"w\",INDEX(ID!$L$8:$L$31,FBR!$D6330+1)*INDEX(ID!$L$35:$L$46,$B6330),0)","v":0},{"$f":"IF(I6330=\"h\",INDEX(ID!$M$8:$M$31,FBR!$D6330+1)*INDEX(ID!$M$35:$M$46,$B6330),0)","v":32},{"$f":"IF(I6330=\"w\",INDEX(ID!$N$8:$N$31,FBR!$D6330+1)*INDEX(ID!$N$35:$N$46,$B6330),0)","v":0},null,18.899187925518824,0,0,0]
[6323,9,21,10,264,38,"2014-09-21",1,"h",null,{"$f":"IF(I6333=\"h\",INDEX(ID!$K$8:$K$31,FBR!$D6333+1)*INDEX(ID!$K$35:$K$46,$B6333),0)","v":40},{"$f":"IF(I6333=\"w\",INDEX(ID!$L$8:$L$31,FBR!$D6333+1)*INDEX(ID!$L$35:$L$46,$B6333),0)","v":0},{"$f":"IF(I6333=\"h\",INDEX(ID!$M$8:$M$31,FBR!$D6333+1)*INDEX(ID!$M$35:$M$46,$B6333),0)","v":40},{"$f":"IF(I6333=\"w\",INDEX(ID!$N$8:$N$31,FBR!$D6333+1)*INDEX(ID!$N$35:$N$46,$B6333),0)","v":0},null,23.623984906898531,0,0,0]
[6326,9,21,13,264,38,"2014-09-21",1,"h",null,{"$f":"IF(I6336=\"h\",INDEX(ID!$K$8:$K$31,FBR!$D6336+1)*INDEX(ID!$K$35:$K$46,$B6336),0)","v":44},{"$f":"IF(I6336=\"w\",INDEX(ID!$L$8:$L$31,FBR!$D6336+1)*INDEX(ID!$L$35:$L$46,$B6336),0)","v":0},{"$f":"IF(I6336=\"h\",INDEX(ID!$M$8:$M$31,FBR!$D6336+1)*INDEX(ID!$M$35:$M$46,$B6336),0)","v":44},{"$f":"IF(I6336=\"w\",INDEX(ID!$N$8:$N$31,FBR!$D6336+1)*INDEX(ID!$N$35:$N$46,$B6336),0)","v":0},null,25.986383397588384,0,0,0]
[6331,9,21,18,264,38,"2014-09-21",1,"h",null,{"$f":"IF(I6341=\"h\",INDEX(ID!$K$8:$K$31,FBR!$D6341+1)*INDEX(ID!$K$35:$K$46,$B6341),0)","v":65},{"$f":"IF(I6341=\"w\",INDEX(ID!$L$8:$L$31,FBR!$D6341+1)*INDEX(ID!$L$35:$L$46,$B6341),0)","v":0},{"$f":"IF(I6341=\"h\",INDEX(ID!$M$8:$M$31,FBR!$D6341+1)*INDEX(ID!$M$35:$M$46,$B6341),0)","v":65},{"$f":"IF(I6341=\"w\",INDEX(ID!$N$8:$N$31,FBR!$D6341+1)*INDEX(ID!$N$35:$N$46,$B6341),0)","v":0},null,38.388975473710111,0,0,0]
[6334,9,21,21,264,38,"2014-09-21",1,"h",null,{"$f":"IF(I6344=\"h\",INDEX(ID!$K$8:$K$31,FBR!$D6344+1)*INDEX(ID!$K$35:$K$46,$B6344),0)","v":50},{"$f":"IF(I6344=\"w\",INDEX(ID!$L$8:$L$31,FBR!$D6344+1)*INDEX(ID!$L$35:$L$46,$B6344),0)","v":0},{"$f":"IF(I6344=\"h\",INDEX(ID!$M$8:$M$31,FBR!$D6344+1)*INDEX(ID!$M$35:$M$46,$B6344),0)","v":50},{"$f":"IF(I6344=\"w\",INDEX(ID!$N$8:$N$31,FBR!$D6344+1)*INDEX(ID!$N$35:$N$46,$B6344),0)","v":0},null,29.529981133623163,0,0,0]
[6335,9,21,22,264,38,"2014-09-21",1,"h",null,{"$f":"IF(I6345=\"h\",INDEX(ID!$K$8:$K$31,FBR!$D6345+1)*INDEX(ID!$K$35:$K$46,$B6345),0)","v":45},{"$f":"IF(I6345=\"w\",INDEX(ID!$L$8:$L$31,FBR!$D6345+1)*INDEX(ID!$L$35:$L$46,$B6345),0)","v":0},{"$f":"IF(I6345=\"h\",INDEX(ID!$M$8:$M$31,FBR!$D6345+1)*INDEX(ID!$M$35:$M$46,$B6345),0)","v":45},{"$f":"IF(I6345=\"w\",INDEX(ID!$N$8:$N$31,FBR!$D6345+1)*INDEX(ID!$N$35:$N$46,$B6345),0)","v":0},null,26.576983020260847,0,0,0]
[{"$f":"A6347+1","v":6338},9,22,1,265,38,{"$f":"DATE(2014,B6348,C6348)","v":"2014-09-22"},2,"h",null,{"$f":"IF(I6348=\"h\",INDEX(ID!$K$8:$K$31,FBR!$D6348+1)*INDEX(ID!$K$35:$K$46,$B6348),0)","v":30},{"$f":"IF(I6348=\"w\",INDEX(ID!$L$8:$L$31,FBR!$D6348+1)*INDEX(ID!$L$35:$L$46,$B6348),0)","v":0},{"$f":"IF(I6348=\"h\",INDEX(ID!$M$8:$M$31,FBR!$D6348+1)*INDEX(ID!$M$35:$M$46,$B6348),0)","v":30},{"$f":"IF(I6348=\"w\",INDEX(ID!$N$8:$N$31,FBR!$D6348+1)*INDEX(ID!$N$35:$N$46,$B6348),0)","v":0},null,17.717988680173899,0,0,0]
[6341,9,22,4,265,38,"2014-09-22",2,"h",null,{"$f":"IF(I6351=\"h\",INDEX(ID!$K$8:$K$31,FBR!$D6351+1)*INDEX(ID!$K$35:$K$46,$B6351),0)","v":27},{"$f":"IF(I6351=\"w\",INDEX(ID!$L$8:$L$31,FBR!$D6351+1)*INDEX(ID!$L$35:$L$46,$B6351),0)","v":0},{"$f":"IF(I6351=\"h\",INDEX(ID!$M$8:$M$31,FBR!$D6351+1)*INDEX(ID!$M$35:$M$46,$B6351),0)","v":27},{"$f":"IF(I6351=\"w\",INDEX(ID!$N$8:$N$31,FBR!$D6351+1)*INDEX(ID!$N$35:$N$46,$B6351),0)","v":0},null,15.94618981215651,0,0,0]
[6345,9,22,8,265,38,"2014-09-22",2,"h",null,{"$f":"IF(I6355=\"h\",INDEX(ID!$K$8:$K$31,FBR!$D6355+1)*INDEX(ID!$K$35:$K$46,$B6355),0)","v":35},{"$f":"IF(I6355=\"w\",INDEX(ID!$L$8:$L$31,FBR!$D6355+1)*INDEX(ID!$L$35:$L$46,$B6355),0)","v":0},{"$f":"IF(I6355=\"h\",INDEX(ID!$M$8:$M$31,FBR!$D6355+1)*INDEX(ID!$M$35:$M$46,$B6355),0)","v":35},{"$f":"IF(I6355=\"w\",INDEX(ID!$N$8:$N$31,FBR!$D6355+1)*INDEX(ID!$N$35:$N$46,$B6355),0)","v":0},null,20.670986793536215,0,0,0]
[6348,9,22,11,265,38,"2014-09-22",2,"h",null,{"$f":"IF(I6358=\"h\",INDEX(ID!$K$8:$K$31,FBR!$D6358+1)*INDEX(ID!$K$35:$K$46,$B6358),0)","v":42},{"$f":"IF(I6358=\"w\",INDEX(ID!$L$8:$L$31,FBR!$D6358+1)*INDEX(ID!$L$35:$L$46,$B6358),0)","v":0},{"$f":"IF(I6358=\"h\",INDEX(ID!$M$8:$M$31,FBR!$D6358+1)*INDEX(ID!$M$35:$M$46,$B6358),0)","v":42},{"$f":"IF(I6358=\"w\",INDEX(ID!$N$8:$N$31,FBR!$D6358+1)*INDEX(ID!$N$35:$N$46,$B6358),0)","v":0},null,24.805184152243459,0,0,0]
[6352,9,22,15,265,38,"2014-09-22",2,"h",null,{"$f":"IF(I6362=\"h\",INDEX(ID!$K$8:$K$31,FBR!$D6362+1)*INDEX(ID!$K$35:$K$46,$B6362),0)","v":50},{"$f":"IF(I6362=\"w\",INDEX(ID!$L$8:$L$31,FBR!$D6362+1)*INDEX(ID!$L$35:$L$46,$B6362),0)","v":0},{"$f":"IF(I6362=\"h\",INDEX(ID!$M$8:$M$31,FBR!$D6362+1)*INDEX(ID!$M$35:$M$46,$B6362),0)","v":50},{"$f":"IF(I6362=\"w\",INDEX(ID!$N$8:$N$31,FBR!$D6362+1)*INDEX(ID!$N$35:$N$46,$B6362),0)","v":0},null,29.529981133623163,0,0,0]
[6356,9,22,19,265,38,"2014-09-22",2,"h",null,{"$f":"IF(I6366=\"h\",INDEX(ID!$K$8:$K$31,FBR!$D6366+1)*INDEX(ID!$K$35:$K$46,$B6366),0)","v":60},{"$f":"IF(I6366=\"w\",INDEX(ID!$L$8:$L$31,FBR!$D6366+1)*INDEX(ID!$L$35:$L$46,$B6366),0)","v":0},{"$f":"IF(I6366=\"h\",INDEX(ID!$M$8:$M$31,FBR!$D6366+1)*INDEX(ID!$M$35:$M$46,$B6366),0)","v":60},{"$f":"IF(I6366=\"w\",INDEX(ID!$N$8:$N$31,FBR!$D6366+1)*INDEX(ID!$N$35:$N$46,$B6366),0)","v":0},null,35.435977360347799,0,0,0]
[6359,9,22,22,265,38,"2014-09-22",2,"h",null,{"$f":"IF(I6369=\"h\",INDEX(ID!$K$8:$K$31,FBR!$D6369+1)*INDEX(ID!$K$35:$K$46,$B6369),0)","v":45},{"$f":"IF(I6369=\"w\",INDEX(ID!$L$8:$L$31,FBR!$D6369+1)*INDEX(ID!$L$35:$L$46,$B6369),0)","v":0},{"$f":"IF(I6369=\"h\",INDEX(ID!$M$8:$M$31,FBR!$D6369+1)*INDEX(ID!$M$35:$M$46,$B6369),0)","v":45},{"$f":"IF(I6369=\"w\",INDEX(ID!$N$8:$N$31,FBR!$D6369+1)*INDEX(ID!$N$35:$N$46,$B6369),0)","v":0},null,26.576983020260847,0,0,0]
[6360,9,22,23,265,38,"2014-09-22",2,"h",null,{"$f":"IF(I6370=\"h\",INDEX(ID!$K$8:$K$31,FBR!$D6370+1)*INDEX(ID!$K$35:$K$46,$B6370),0)","v":40},{"$f":"IF(I6370=\"w\",INDEX(ID!$L$8:$L$31,FBR!$D6370+1)*INDEX(ID!$L$35:$L$46,$B6370),0)","v":0},{"$f":"IF(I6370=\"h\",INDEX(ID!$M$8:$M$31,FBR!$D6370+1)*INDEX(ID!$M$35:$M$46,$B6370),0)","v":40},{"$f":"IF(I6370=\"w\",INDEX(ID!$N$8:$N$31,FBR!$D6370+1)*INDEX(ID!$N$35:$N$46,$B6370),0)","v":0},null,23.623984906898531,0,0,0]
[6363,9,23,2,266,38,"2014-09-23",3,"h",null,{"$f":"IF(I6373=\"h\",INDEX(ID!$K$8:$K$31,FBR!$D6373+1)*INDEX(ID!$K$35:$K$46,$B6373),0)","v":28},{"$f":"IF(I6373=\"w\",INDEX(ID!$L$8:$L$31,FBR!$D6373+1)*INDEX(ID!$L$35:$L$46,$B6373),0)","v":0},{"$f":"IF(I6373=\"h\",INDEX(ID!$M$8:$M$31,FBR!$D6373+1)*INDEX(ID!$M$35:$M$46,$B6373),0)","v":28},{"$f":"IF(I6373=\"w\",INDEX(ID!$N$8:$N$31,FBR!$D6373+1)*INDEX(ID!$N$35:$N$46,$B6373),0)","v":0},null,16.536789434828972,0,0,0]
[6366,9,23,5,266,38,"2014-09-23",3,"h",null,{"$f":"IF(I6376=\"h\",INDEX(ID!$K$8:$K$31,FBR!$D6376+1)*INDEX(ID!$K$35:$K$46,$B6376),0)","v":27},{"$f":"IF(I6376=\"w\",INDEX(ID!$L$8:$L$31,FBR!$D6376+1)*INDEX(ID!$L$35:$L$46,$B6376),0)","v":0},{"$f":"IF(I6376=\"h\",INDEX(ID!$M$8:$M$31,FBR!$D6376+1)*INDEX(ID!$M$35:$M$46,$B6376),0)","v":27},{"$f":"IF(I6376=\"w\",INDEX(ID!$N$8:$N$31,FBR!$D6376+1)*INDEX(ID!$N$35:$N$46,$B6376),0)","v":0},null,15.94618981215651,0,0,0]
[6369,9,23,8,266,38,"2014-09-23",3,"h",null,{"$f":"IF(I6379=\"h\",INDEX(ID!$K$8:$K$31,FBR!$D6379+1)*INDEX(ID!$K$35:$K$46,$B6379),0)","v":35},{"$f":"IF(I6379=\"w\",INDEX(ID!$L$8:$L$31,FBR!$D6379+1)*INDEX(ID!$L$35:$L$46,$B6379),0)","v":0},{"$f":"IF(I6379=\"h\",INDEX(ID!$M$8:$M$31,FBR!$D6379+1)*INDEX(ID!$M$35:$M$46,$B6379),0)","v":35},{"$f":"IF(I6379=\"w\",INDEX(ID!$N$8:$N$31,FBR!$D6379+1)*INDEX(ID!$N$35:$N$46,$B6379),0)","v":0},null,20.670986793536215,0,0,0]
[6374,9,23,13,266,38,"2014-09-23",3,"h",null,{"$f":"IF(I6384=\"h\",INDEX(ID!$K$8:$K$31,FBR!$D6384+1)*INDEX(ID!$K$35:$K$46,$B6384),0)","v":44},{"$f":"IF(I6384=\"w\",INDEX(ID!$L$8:$L$31,FBR!$D6384+1)*INDEX(ID!$L$35:$L$46,$B6384),0)","v":0},{"$f":"IF(I6384=\"h\",INDEX(ID!$M$8:$M$31,FBR!$D6384+1)*INDEX(ID!$M$35:$M$46,$B6384),0)","v":44},{"$f":"IF(I6384=\"w\",INDEX(ID!$N$8:$N$31,FBR!$D6384+1)*INDEX(ID!$N$35:$N$46,$B6384),0)","v":0},null,25.986383397588384,0,0,0]
[6378,9,23,17,266,{"$f":"F6220+1","v":38},"2014-09-23",3,"h",null,{"$f":"IF(I6388=\"h\",INDEX(ID!$K$8:$K$31,FBR!$D6388+1)*INDEX(ID!$K$35:$K$46,$B6388),0)","v":62},{"$f":"IF(I6388=\"w\",INDEX(ID!$L$8:$L$31,FBR!$D6388+1)*INDEX(ID!$L$35:$L$46,$B6388),0)","v":0},{"$f":"IF(I6388=\"h\",INDEX(ID!$M$8:$M$31,FBR!$D6388+1)*INDEX(ID!$M$35:$M$46,$B6388),0)","v":62},{"$f":"IF(I6388=\"w\",INDEX(ID!$N$8:$N$31,FBR!$D6388+1)*INDEX(ID!$N$35:$N$46,$B6388),0)","v":0},null,36.617176605692727,0,0,0]
[6381,9,23,20,266,38,"2014-09-23",3,"h",null,{"$f":"IF(I6391=\"h\",INDEX(ID!$K$8:$K$31,FBR!$D6391+1)*INDEX(ID!$K$35:$K$46,$B6391),0)","v":53},{"$f":"IF(I6391=\"w\",INDEX(ID!$L$8:$L$31,FBR!$D6391+1)*INDEX(ID!$L$35:$L$46,$B6391),0)","v":0},{"$f":"IF(I6391=\"h\",INDEX(ID!$M$8:$M$31,FBR!$D6391+1)*INDEX(ID!$M$35:$M$46,$B6391),0)","v":53},{"$f":"IF(I6391=\"w\",INDEX(ID!$N$8:$N$31,FBR!$D6391+1)*INDEX(ID!$N$35:$N$46,$B6391),0)","v":0},null,31.301780001640555,0,0,0]
[6384,9,23,23,266,38,"2014-09-23",3,"h",null,{"$f":"IF(I6394=\"h\",INDEX(ID!$K$8:$K$31,FBR!$D6394+1)*INDEX(ID!$K$35:$K$46,$B6394),0)","v":40},{"$f":"IF(I6394=\"w\",INDEX(ID!$L$8:$L$31,FBR!$D6394+1)*INDEX(ID!$L$35:$L$46,$B6394),0)","v":0},{"$f":"IF(I6394=\"h\",INDEX(ID!$M$8:$M$31,FBR!$D6394+1)*INDEX(ID!$M$35:$M$46,$B6394),0)","v":40},{"$f":"IF(I6394=\"w\",INDEX(ID!$N$8:$N$31,FBR!$D6394+1)*INDEX(ID!$N$35:$N$46,$B6394),0)","v":0},null,23.623984906898531,0,0,0]
[6385,9,24,0,267,39,"2014-09-24",4,"h",null,{"$f":"IF(I6395=\"h\",INDEX(ID!$K$8:$K$31,FBR!$D6395+1)*INDEX(ID!$K$35:$K$46,$B6395),0)","v":35},{"$f":"IF(I6395=\"w\",INDEX(ID!$L$8:$L$31,FBR!$D6395+1)*INDEX(ID!$L$35:$L$46,$B6395),0)","v":0},{"$f":"IF(I6395=\"h\",INDEX(ID!$M$8:$M$31,FBR!$D6395+1)*INDEX(ID!$M$35:$M$46,$B6395),0)","v":35},{"$f":"IF(I6395=\"w\",INDEX(ID!$N$8:$N$31,FBR!$D6395+1)*INDEX(ID!$N$35:$N$46,$B6395),0)","v":0},null,20.670986793536215,0,0,0]
[6388,9,24,3,267,39,"2014-09-24",4,"h",null,{"$f":"IF(I6398=\"h\",INDEX(ID!$K$8:$K$31,FBR!$D6398+1)*INDEX(ID!$K$35:$K$46,$B6398),0)","v":27},{"$f":"IF(I6398=\"w\",INDEX(ID!$L$8:$L$31,FBR!$D6398+1)*INDEX(ID!$L$35:$L$46,$B6398),0)","v":0},{"$f":"IF(I6398=\"h\",INDEX(ID!$M$8:$M$31,FBR!$D6398+1)*INDEX(ID!$M$35:$M$46,$B6398),0)","v":27},{"$f":"IF(I6398=\"w\",INDEX(ID!$N$8:$N$31,FBR!$D6398+1)*INDEX(ID!$N$35:$N$46,$B6398),0)","v":0},null,15.94618981215651,0,0,0]
[6394,9,24,9,267,39,"2014-09-24",4,"h",null,{"$f":"IF(I6404=\"h\",INDEX(ID!$K$8:$K$31,FBR!$D6404+1)*INDEX(ID!$K$35:$K$46,$B6404),0)","v":38},{"$f":"IF(I6404=\"w\",INDEX(ID!$L$8:$L$31,FBR!$D6404+1)*INDEX(ID!$L$35:$L$46,$B6404),0)","v":0},{"$f":"IF(I6404=\"h\",INDEX(ID!$M$8:$M$31,FBR!$D6404+1)*INDEX(ID!$M$35:$M$46,$B6404),0)","v":38},{"$f":"IF(I6404=\"w\",INDEX(ID!$N$8:$N$31,FBR!$D6404+1)*INDEX(ID!$N$35:$N$46,$B6404),0)","v":0},null,22.442785661553604,0,0,0]
[6396,9,24,11,267,39,"2014-09-24",4,"h",null,{"$f":"IF(I6406=\"h\",INDEX(ID!$K$8:$K$31,FBR!$D6406+1)*INDEX(ID!$K$35:$K$46,$B6406),0)","v":42},{"$f":"IF(I6406=\"w\",INDEX(ID!$L$8:$L$31,FBR!$D6406+1)*INDEX(ID!$L$35:$L$46,$B6406),0)","v":0},{"$f":"IF(I6406=\"h\",INDEX(ID!$M$8:$M$31,FBR!$D6406+1)*INDEX(ID!$M$35:$M$46,$B6406),0)","v":42},{"$f":"IF(I6406=\"w\",INDEX(ID!$N$8:$N$31,FBR!$D6406+1)*INDEX(ID!$N$35:$N$46,$B6406),0)","v":0},null,24.805184152243459,0,0,0]
[6399,9,24,14,267,39,"2014-09-24",4,"h",null,{"$f":"IF(I6409=\"h\",INDEX(ID!$K$8:$K$31,FBR!$D6409+1)*INDEX(ID!$K$35:$K$46,$B6409),0)","v":47},{"$f":"IF(I6409=\"w\",INDEX(ID!$L$8:$L$31,FBR!$D6409+1)*INDEX(ID!$L$35:$L$46,$B6409),0)","v":0},{"$f":"IF(I6409=\"h\",INDEX(ID!$M$8:$M$31,FBR!$D6409+1)*INDEX(ID!$M$35:$M$46,$B6409),0)","v":47},{"$f":"IF(I6409=\"w\",INDEX(ID!$N$8:$N$31,FBR!$D6409+1)*INDEX(ID!$N$35:$N$46,$B6409),0)","v":0},null,27.758182265605775,0,0,0]
[6403,9,24,18,267,39,"2014-09-24",4,"h",null,{"$f":"IF(I6413=\"h\",INDEX(ID!$K$8:$K$31,FBR!$D6413+1)*INDEX(ID!$K$35:$K$46,$B6413),0)","v":65},{"$f":"IF(I6413=\"w\",INDEX(ID!$L$8:$L$31,FBR!$D6413+1)*INDEX(ID!$L$35:$L$46,$B6413),0)","v":0},{"$f":"IF(I6413=\"h\",INDEX(ID!$M$8:$M$31,FBR!$D6413+1)*INDEX(ID!$M$35:$M$46,$B6413),0)","v":65},{"$f":"IF(I6413=\"w\",INDEX(ID!$N$8:$N$31,FBR!$D6413+1)*INDEX(ID!$N$35:$N$46,$B6413),0)","v":0},null,38.388975473710111,0,0,0]
[6406,9,24,21,267,39,"2014-09-24",4,"h",null,{"$f":"IF(I6416=\"h\",INDEX(ID!$K$8:$K$31,FBR!$D6416+1)*INDEX(ID!$K$35:$K$46,$B6416),0)","v":50},{"$f":"IF(I6416=\"w\",INDEX(ID!$L$8:$L$31,FBR!$D6416+1)*INDEX(ID!$L$35:$L$46,$B6416),0)","v":0},{"$f":"IF(I6416=\"h\",INDEX(ID!$M$8:$M$31,FBR!$D6416+1)*INDEX(ID!$M$35:$M$46,$B6416),0)","v":50},{"$f":"IF(I6416=\"w\",INDEX(ID!$N$8:$N$31,FBR!$D6416+1)*INDEX(ID!$N$35:$N$46,$B6416),0)","v":0},null,29.529981133623163,0,0,0]
[6409,9,25,0,268,39,"2014-09-25",5,"h",null,{"$f":"IF(I6419=\"h\",INDEX(ID!$K$8:$K$31,FBR!$D6419+1)*INDEX(ID!$K$35:$K$46,$B6419),0)","v":35},{"$f":"IF(I6419=\"w\",INDEX(ID!$L$8:$L$31,FBR!$D6419+1)*INDEX(ID!$L$35:$L$46,$B6419),0)","v":0},{"$f":"IF(I6419=\"h\",INDEX(ID!$M$8:$M$31,FBR!$D6419+1)*INDEX(ID!$M$35:$M$46,$B6419),0)","v":35},{"$f":"IF(I6419=\"w\",INDEX(ID!$N$8:$N$31,FBR!$D6419+1)*INDEX(ID!$N$35:$N$46,$B6419),0)","v":0},null,20.670986793536215,0,0,0]
[6410,9,25,1,268,39,"2014-09-25",5,"h",null,{"$f":"IF(I6420=\"h\",INDEX(ID!$K$8:$K$31,FBR!$D6420+1)*INDEX(ID!$K$35:$K$46,$B6420),0)","v":30},{"$f":"IF(I6420=\"w\",INDEX(ID!$L$8:$L$31,FBR!$D6420+1)*INDEX(ID!$L$35:$L$46,$B6420),0)","v":0},{"$f":"IF(I6420=\"h\",INDEX(ID!$M$8:$M$31,FBR!$D6420+1)*INDEX(ID!$M$35:$M$46,$B6420),0)","v":30},{"$f":"IF(I6420=\"w\",INDEX(ID!$N$8:$N$31,FBR!$D6420+1)*INDEX(ID!$N$35:$N$46,$B6420),0)","v":0},null,17.717988680173899,0,0,0]
[6415,9,25,6,268,39,"2014-09-25",5,"h",null,{"$f":"IF(I6425=\"h\",INDEX(ID!$K$8:$K$31,FBR!$D6425+1)*INDEX(ID!$K$35:$K$46,$B6425),0)","v":29},{"$f":"IF(I6425=\"w\",INDEX(ID!$L$8:$L$31,FBR!$D6425+1)*INDEX(ID!$L$35:$L$46,$B6425),0)","v":0},{"$f":"IF(I6425=\"h\",INDEX(ID!$M$8:$M$31,FBR!$D6425+1)*INDEX(ID!$M$35:$M$46,$B6425),0)","v":29},{"$f":"IF(I6425=\"w\",INDEX(ID!$N$8:$N$31,FBR!$D6425+1)*INDEX(ID!$N$35:$N$46,$B6425),0)","v":0},null,17.127389057501436,0,0,0]
[6418,9,25,9,268,39,"2014-09-25",5,"h",null,{"$f":"IF(I6428=\"h\",INDEX(ID!$K$8:$K$31,FBR!$D6428+1)*INDEX(ID!$K$35:$K$46,$B6428),0)","v":38},{"$f":"IF(I6428=\"w\",INDEX(ID!$L$8:$L$31,FBR!$D6428+1)*INDEX(ID!$L$35:$L$46,$B6428),0)","v":0},{"$f":"IF(I6428=\"h\",INDEX(ID!$M$8:$M$31,FBR!$D6428+1)*INDEX(ID!$M$35:$M$46,$B6428),0)","v":38},{"$f":"IF(I6428=\"w\",INDEX(ID!$N$8:$N$31,FBR!$D6428+1)*INDEX(ID!$N$35:$N$46,$B6428),0)","v":0},null,22.442785661553604,0,0,0]
[6421,9,25,12,268,39,"2014-09-25",5,"h",null,{"$f":"IF(I6431=\"h\",INDEX(ID!$K$8:$K$31,FBR!$D6431+1)*INDEX(ID!$K$35:$K$46,$B6431),0)","v":43},{"$f":"IF(I6431=\"w\",INDEX(ID!$L$8:$L$31,FBR!$D6431+1)*INDEX(ID!$L$35:$L$46,$B6431),0)","v":0},{"$f":"IF(I6431=\"h\",INDEX(ID!$M$8:$M$31,FBR!$D6431+1)*INDEX(ID!$M$35:$M$46,$B6431),0)","v":43},{"$f":"IF(I6431=\"w\",INDEX(ID!$N$8:$N$31,FBR!$D6431+1)*INDEX(ID!$N$35:$N$46,$B6431),0)","v":0},null,25.395783774915923,0,0,0]
[6424,9,25,15,268,39,"2014-09-25",5,"h",null,{"$f":"IF(I6434=\"h\",INDEX(ID!$K$8:$K$31,FBR!$D6434+1)*INDEX(ID!$K$35:$K$46,$B6434),0)","v":50},{"$f":"IF(I6434=\"w\",INDEX(ID!$L$8:$L$31,FBR!$D6434+1)*INDEX(ID!$L$35:$L$46,$B6434),0)","v":0},{"$f":"IF(I6434=\"h\",INDEX(ID!$M$8:$M$31,FBR!$D6434+1)*INDEX(ID!$M$35:$M$46,$B6434),0)","v":50},{"$f":"IF(I6434=\"w\",INDEX(ID!$N$8:$N$31,FBR!$D6434+1)*INDEX(ID!$N$35:$N$46,$B6434),0)","v":0},null,29.529981133623163,0,0,0]
[6428,9,25,19,268,39,"2014-09-25",5,"h",null,{"$f":"IF(I6438=\"h\",INDEX(ID!$K$8:$K$31,FBR!$D6438+1)*INDEX(ID!$K$35:$K$46,$B6438),0)","v":60},{"$f":"IF(I6438=\"w\",INDEX(ID!$L$8:$L$31,FBR!$D6438+1)*INDEX(ID!$L$35:$L$46,$B6438),0)","v":0},{"$f":"IF(I6438=\"h\",INDEX(ID!$M$8:$M$31,FBR!$D6438+1)*INDEX(ID!$M$35:$M$46,$B6438),0)","v":60},{"$f":"IF(I6438=\"w\",INDEX(ID!$N$8:$N$31,FBR!$D6438+1)*INDEX(ID!$N$35:$N$46,$B6438),0)","v":0},null,35.435977360347799,0,0,0]
[6431,9,25,22,268,39,"2014-09-25",5,"h",null,{"$f":"IF(I6441=\"h\",INDEX(ID!$K$8:$K$31,FBR!$D6441+1)*INDEX(ID!$K$35:$K$46,$B6441),0)","v":45},{"$f":"IF(I6441=\"w\",INDEX(ID!$L$8:$L$31,FBR!$D6441+1)*INDEX(ID!$L$35:$L$46,$B6441),0)","v":0},{"$f":"IF(I6441=\"h\",INDEX(ID!$M$8:$M$31,FBR!$D6441+1)*INDEX(ID!$M$35:$M$46,$B6441),0)","v":45},{"$f":"IF(I6441=\"w\",INDEX(ID!$N$8:$N$31,FBR!$D6441+1)*INDEX(ID!$N$35:$N$46,$B6441),0)","v":0},null,26.576983020260847,0,0,0]
[6434,9,26,1,269,39,"2014-09-26",6,"w",null,{"$f":"IF(I6444=\"h\",INDEX(ID!$K$8:$K$31,FBR!$D6444+1)*INDEX(ID!$K$35:$K$46,$B6444),0)","v":0},{"$f":"IF(I6444=\"w\",INDEX(ID!$L$8:$L$31,FBR!$D6444+1)*INDEX(ID!$L$35:$L$46,$B6444),0)","v":30},{"$f":"IF(I6444=\"h\",INDEX(ID!$M$8:$M$31,FBR!$D6444+1)*INDEX(ID!$M$35:$M$46,$B6444),0)","v":0},{"$f":"IF(I6444=\"w\",INDEX(ID!$N$8:$N$31,FBR!$D6444+1)*INDEX(ID!$N$35:$N$46,$B6444),0)","v":30},null,0,17.717988680173899,0,0]
[6436,9,26,3,269,39,"2014-09-26",6,"w",null,{"$f":"IF(I6446=\"h\",INDEX(ID!$K$8:$K$31,FBR!$D6446+1)*INDEX(ID!$K$35:$K$46,$B6446),0)","v":0},{"$f":"IF(I6446=\"w\",INDEX(ID!$L$8:$L$31,FBR!$D6446+1)*INDEX(ID!$L$35:$L$46,$B6446),0)","v":27},{"$f":"IF(I6446=\"h\",INDEX(ID!$M$8:$M$31,FBR!$D6446+1)*INDEX(ID!$M$35:$M$46,$B6446),0)","v":0},{"$f":"IF(I6446=\"w\",INDEX(ID!$N$8:$N$31,FBR!$D6446+1)*INDEX(ID!$N$35:$N$46,$B6446),0)","v":27},null,0,15.94618981215651,0,0]
[6439,9,26,6,269,39,"2014-09-26",6,"w",null,{"$f":"IF(I6449=\"h\",INDEX(ID!$K$8:$K$31,FBR!$D6449+1)*INDEX(ID!$K$35:$K$46,$B6449),0)","v":0},{"$f":"IF(I6449=\"w\",INDEX(ID!$L$8:$L$31,FBR!$D6449+1)*INDEX(ID!$L$35:$L$46,$B6449),0)","v":29},{"$f":"IF(I6449=\"h\",INDEX(ID!$M$8:$M$31,FBR!$D6449+1)*INDEX(ID!$M$35:$M$46,$B6449),0)","v":0},{"$f":"IF(I6449=\"w\",INDEX(ID!$N$8:$N$31,FBR!$D6449+1)*INDEX(ID!$N$35:$N$46,$B6449),0)","v":29},null,0,17.127389057501436,0,0]
[6443,9,26,10,269,39,"2014-09-26",6,"w",null,{"$f":"IF(I6453=\"h\",INDEX(ID!$K$8:$K$31,FBR!$D6453+1)*INDEX(ID!$K$35:$K$46,$B6453),0)","v":0},{"$f":"IF(I6453=\"w\",INDEX(ID!$L$8:$L$31,FBR!$D6453+1)*INDEX(ID!$L$35:$L$46,$B6453),0)","v":40},{"$f":"IF(I6453=\"h\",INDEX(ID!$M$8:$M$31,FBR!$D6453+1)*INDEX(ID!$M$35:$M$46,$B6453),0)","v":0},{"$f":"IF(I6453=\"w\",INDEX(ID!$N$8:$N$31,FBR!$D6453+1)*INDEX(ID!$N$35:$N$46,$B6453),0)","v":40},null,0,23.623984906898531,0,0]
[6446,9,26,13,269,39,"2014-09-26",6,"w",null,{"$f":"IF(I6456=\"h\",INDEX(ID!$K$8:$K$31,FBR!$D6456+1)*INDEX(ID!$K$35:$K$46,$B6456),0)","v":0},{"$f":"IF(I6456=\"w\",INDEX(ID!$L$8:$L$31,FBR!$D6456+1)*INDEX(ID!$L$35:$L$46,$B6456),0)","v":44},{"$f":"IF(I6456=\"h\",INDEX(ID!$M$8:$M$31,FBR!$D6456+1)*INDEX(ID!$M$35:$M$46,$B6456),0)","v":0},{"$f":"IF(I6456=\"w\",INDEX(ID!$N$8:$N$31,FBR!$D6456+1)*INDEX(ID!$N$35:$N$46,$B6456),0)","v":44},null,0,25.986383397588384,0,0]
[6449,9,26,16,269,39,"2014-09-26",6,"w",null,{"$f":"IF(I6459=\"h\",INDEX(ID!$K$8:$K$31,FBR!$D6459+1)*INDEX(ID!$K$35:$K$46,$B6459),0)","v":0},{"$f":"IF(I6459=\"w\",INDEX(ID!$L$8:$L$31,FBR!$D6459+1)*INDEX(ID!$L$35:$L$46,$B6459),0)","v":53},{"$f":"IF(I6459=\"h\",INDEX(ID!$M$8:$M$31,FBR!$D6459+1)*INDEX(ID!$M$35:$M$46,$B6459),0)","v":0},{"$f":"IF(I6459=\"w\",INDEX(ID!$N$8:$N$31,FBR!$D6459+1)*INDEX(ID!$N$35:$N$46,$B6459),0)","v":53},null,0,31.301780001640555,0,0]
[6453,9,26,20,269,39,"2014-09-26",6,"w",null,{"$f":"IF(I6463=\"h\",INDEX(ID!$K$8:$K$31,FBR!$D6463+1)*INDEX(ID!$K$35:$K$46,$B6463),0)","v":0},{"$f":"IF(I6463=\"w\",INDEX(ID!$L$8:$L$31,FBR!$D6463+1)*INDEX(ID!$L$35:$L$46,$B6463),0)","v":53},{"$f":"IF(I6463=\"h\",INDEX(ID!$M$8:$M$31,FBR!$D6463+1)*INDEX(ID!$M$35:$M$46,$B6463),0)","v":0},{"$f":"IF(I6463=\"w\",INDEX(ID!$N$8:$N$31,FBR!$D6463+1)*INDEX(ID!$N$35:$N$46,$B6463),0)","v":53},null,0,31.301780001640555,0,0]
[6457,9,27,0,270,39,"2014-09-27",7,"w",null,{"$f":"IF(I6467=\"h\",INDEX(ID!$K$8:$K$31,FBR!$D6467+1)*INDEX(ID!$K$35:$K$46,$B6467),0)","v":0},{"$f":"IF(I6467=\"w\",INDEX(ID!$L$8:$L$31,FBR!$D6467+1)*INDEX(ID!$L$35:$L$46,$B6467),0)","v":35},{"$f":"IF(I6467=\"h\",INDEX(ID!$M$8:$M$31,FBR!$D6467+1)*INDEX(ID!$M$35:$M$46,$B6467),0)","v":0},{"$f":"IF(I6467=\"w\",INDEX(ID!$N$8:$N$31,FBR!$D6467+1)*INDEX(ID!$N$35:$N$46,$B6467),0)","v":35},null,0,20.670986793536215,0,0]
[6458,9,27,1,270,39,"2014-09-27",7,"w",null,{"$f":"IF(I6468=\"h\",INDEX(ID!$K$8:$K$31,FBR!$D6468+1)*INDEX(ID!$K$35:$K$46,$B6468),0)","v":0},{"$f":"IF(I6468=\"w\",INDEX(ID!$L$8:$L$31,FBR!$D6468+1)*INDEX(ID!$L$35:$L$46,$B6468),0)","v":30},{"$f":"IF(I6468=\"h\",INDEX(ID!$M$8:$M$31,FBR!$D6468+1)*INDEX(ID!$M$35:$M$46,$B6468),0)","v":0},{"$f":"IF(I6468=\"w\",INDEX(ID!$N$8:$N$31,FBR!$D6468+1)*INDEX(ID!$N$35:$N$46,$B6468),0)","v":30},null,0,17.717988680173899,0,0]
[6461,9,27,4,270,39,"2014-09-27",7,"w",null,{"$f":"IF(I6471=\"h\",INDEX(ID!$K$8:$K$31,FBR!$D6471+1)*INDEX(ID!$K$35:$K$46,$B6471),0)","v":0},{"$f":"IF(I6471=\"w\",INDEX(ID!$L$8:$L$31,FBR!$D6471+1)*INDEX(ID!$L$35:$L$46,$B6471),0)","v":27},{"$f":"IF(I6471=\"h\",INDEX(ID!$M$8:$M$31,FBR!$D6471+1)*INDEX(ID!$M$35:$M$46,$B6471),0)","v":0},{"$f":"IF(I6471=\"w\",INDEX(ID!$N$8:$N$31,FBR!$D6471+1)*INDEX(ID!$N$35:$N$46,$B6471),0)","v":27},null,0,15.94618981215651,0,0]
[6464,9,27,7,270,39,"2014-09-27",7,"w",null,{"$f":"IF(I6474=\"h\",INDEX(ID!$K$8:$K$31,FBR!$D6474+1)*INDEX(ID!$K$35:$K$46,$B6474),0)","v":0},{"$f":"IF(I6474=\"w\",INDEX(ID!$L$8:$L$31,FBR!$D6474+1)*INDEX(ID!$L$35:$L$46,$B6474),0)","v":32},{"$f":"IF(I6474=\"h\",INDEX(ID!$M$8:$M$31,FBR!$D6474+1)*INDEX(ID!$M$35:$M$46,$B6474),0)","v":0},{"$f":"IF(I6474=\"w\",INDEX(ID!$N$8:$N$31,FBR!$D6474+1)*INDEX(ID!$N$35:$N$46,$B6474),0)","v":32},null,0,18.899187925518824,0,0]
[6468,9,27,11,270,39,"2014-09-27",7,"w",null,{"$f":"IF(I6478=\"h\",INDEX(ID!$K$8:$K$31,FBR!$D6478+1)*INDEX(ID!$K$35:$K$46,$B6478),0)","v":0},{"$f":"IF(I6478=\"w\",INDEX(ID!$L$8:$L$31,FBR!$D6478+1)*INDEX(ID!$L$35:$L$46,$B6478),0)","v":42},{"$f":"IF(I6478=\"h\",INDEX(ID!$M$8:$M$31,FBR!$D6478+1)*INDEX(ID!$M$35:$M$46,$B6478),0)","v":0},{"$f":"IF(I6478=\"w\",INDEX(ID!$N$8:$N$31,FBR!$D6478+1)*INDEX(ID!$N$35:$N$46,$B6478),0)","v":42},null,0,24.805184152243459,0,0]
[6471,9,27,14,270,39,"2014-09-27",7,"w",null,{"$f":"IF(I6481=\"h\",INDEX(ID!$K$8:$K$31,FBR!$D6481+1)*INDEX(ID!$K$35:$K$46,$B6481),0)","v":0},{"$f":"IF(I6481=\"w\",INDEX(ID!$L$8:$L$31,FBR!$D6481+1)*INDEX(ID!$L$35:$L$46,$B6481),0)","v":47},{"$f":"IF(I6481=\"h\",INDEX(ID!$M$8:$M$31,FBR!$D6481+1)*INDEX(ID!$M$35:$M$46,$B6481),0)","v":0},{"$f":"IF(I6481=\"w\",INDEX(ID!$N$8:$N$31,FBR!$D6481+1)*INDEX(ID!$N$35:$N$46,$B6481),0)","v":47},null,0,27.758182265605775,0,0]
[6474,9,27,17,270,39,"2014-09-27",7,"w",null,{"$f":"IF(I6484=\"h\",INDEX(ID!$K$8:$K$31,FBR!$D6484+1)*INDEX(ID!$K$35:$K$46,$B6484),0)","v":0},{"$f":"IF(I6484=\"w\",INDEX(ID!$L$8:$L$31,FBR!$D6484+1)*INDEX(ID!$L$35:$L$46,$B6484),0)","v":62},{"$f":"IF(I6484=\"h\",INDEX(ID!$M$8:$M$31,FBR!$D6484+1)*INDEX(ID!$M$35:$M$46,$B6484),0)","v":0},{"$f":"IF(I6484=\"w\",INDEX(ID!$N$8:$N$31,FBR!$D6484+1)*INDEX(ID!$N$35:$N$46,$B6484),0)","v":62},null,0,36.617176605692727,0,0]
[6478,9,27,21,270,39,"2014-09-27",7,"w",null,{"$f":"IF(I6488=\"h\",INDEX(ID!$K$8:$K$31,FBR!$D6488+1)*INDEX(ID!$K$35:$K$46,$B6488),0)","v":0},{"$f":"IF(I6488=\"w\",INDEX(ID!$L$8:$L$31,FBR!$D6488+1)*INDEX(ID!$L$35:$L$46,$B6488),0)","v":50},{"$f":"IF(I6488=\"h\",INDEX(ID!$M$8:$M$31,FBR!$D6488+1)*INDEX(ID!$M$35:$M$46,$B6488),0)","v":0},{"$f":"IF(I6488=\"w\",INDEX(ID!$N$8:$N$31,FBR!$D6488+1)*INDEX(ID!$N$35:$N$46,$B6488),0)","v":50},null,0,29.529981133623163,0,0]
[6482,9,28,1,271,39,"2014-09-28",1,"h",null,{"$f":"IF(I6492=\"h\",INDEX(ID!$K$8:$K$31,FBR!$D6492+1)*INDEX(ID!$K$35:$K$46,$B6492),0)","v":30},{"$f":"IF(I6492=\"w\",INDEX(ID!$L$8:$L$31,FBR!$D6492+1)*INDEX(ID!$L$35:$L$46,$B6492),0)","v":0},{"$f":"IF(I6492=\"h\",INDEX(ID!$M$8:$M$31,FBR!$D6492+1)*INDEX(ID!$M$35:$M$46,$B6492),0)","v":30},{"$f":"IF(I6492=\"w\",INDEX(ID!$N$8:$N$31,FBR!$D6492+1)*INDEX(ID!$N$35:$N$46,$B6492),0)","v":0},null,17.717988680173899,0,0,0]
[6483,9,28,2,271,39,"2014-09-28",1,"h",null,{"$f":"IF(I6493=\"h\",INDEX(ID!$K$8:$K$31,FBR!$D6493+1)*INDEX(ID!$K$35:$K$46,$B6493),0)","v":28},{"$f":"IF(I6493=\"w\",INDEX(ID!$L$8:$L$31,FBR!$D6493+1)*INDEX(ID!$L$35:$L$46,$B6493),0)","v":0},{"$f":"IF(I6493=\"h\",INDEX(ID!$M$8:$M$31,FBR!$D6493+1)*INDEX(ID!$M$35:$M$46,$B6493),0)","v":28},{"$f":"IF(I6493=\"w\",INDEX(ID!$N$8:$N$31,FBR!$D6493+1)*INDEX(ID!$N$35:$N$46,$B6493),0)","v":0},null,16.536789434828972,0,0,0]
[6486,9,28,5,271,39,"2014-09-28",1,"h",null,{"$f":"IF(I6496=\"h\",INDEX(ID!$K$8:$K$31,FBR!$D6496+1)*INDEX(ID!$K$35:$K$46,$B6496),0)","v":27},{"$f":"IF(I6496=\"w\",INDEX(ID!$L$8:$L$31,FBR!$D6496+1)*INDEX(ID!$L$35:$L$46,$B6496),0)","v":0},{"$f":"IF(I6496=\"h\",INDEX(ID!$M$8:$M$31,FBR!$D6496+1)*INDEX(ID!$M$35:$M$46,$B6496),0)","v":27},{"$f":"IF(I6496=\"w\",INDEX(ID!$N$8:$N$31,FBR!$D6496+1)*INDEX(ID!$N$35:$N$46,$B6496),0)","v":0},null,15.94618981215651,0,0,0]
[6489,9,28,8,271,39,"2014-09-28",1,"h",null,{"$f":"IF(I6499=\"h\",INDEX(ID!$K$8:$K$31,FBR!$D6499+1)*INDEX(ID!$K$35:$K$46,$B6499),0)","v":35},{"$f":"IF(I6499=\"w\",INDEX(ID!$L$8:$L$31,FBR!$D6499+1)*INDEX(ID!$L$35:$L$46,$B6499),0)","v":0},{"$f":"IF(I6499=\"h\",INDEX(ID!$M$8:$M$31,FBR!$D6499+1)*INDEX(ID!$M$35:$M$46,$B6499),0)","v":35},{"$f":"IF(I6499=\"w\",INDEX(ID!$N$8:$N$31,FBR!$D6499+1)*INDEX(ID!$N$35:$N$46,$B6499),0)","v":0},null,20.670986793536215,0,0,0]
[6493,9,28,12,271,39,"2014-09-28",1,"h",null,{"$f":"IF(I6503=\"h\",INDEX(ID!$K$8:$K$31,FBR!$D6503+1)*INDEX(ID!$K$35:$K$46,$B6503),0)","v":43},{"$f":"IF(I6503=\"w\",INDEX(ID!$L$8:$L$31,FBR!$D6503+1)*INDEX(ID!$L$35:$L$46,$B6503),0)","v":0},{"$f":"IF(I6503=\"h\",INDEX(ID!$M$8:$M$31,FBR!$D6503+1)*INDEX(ID!$M$35:$M$46,$B6503),0)","v":43},{"$f":"IF(I6503=\"w\",INDEX(ID!$N$8:$N$31,FBR!$D6503+1)*INDEX(ID!$N$35:$N$46,$B6503),0)","v":0},null,25.395783774915923,0,0,0]
[6496,9,28,15,271,39,"2014-09-28",1,"h",null,{"$f":"IF(I6506=\"h\",INDEX(ID!$K$8:$K$31,FBR!$D6506+1)*INDEX(ID!$K$35:$K$46,$B6506),0)","v":50},{"$f":"IF(I6506=\"w\",INDEX(ID!$L$8:$L$31,FBR!$D6506+1)*INDEX(ID!$L$35:$L$46,$B6506),0)","v":0},{"$f":"IF(I6506=\"h\",INDEX(ID!$M$8:$M$31,FBR!$D6506+1)*INDEX(ID!$M$35:$M$46,$B6506),0)","v":50},{"$f":"IF(I6506=\"w\",INDEX(ID!$N$8:$N$31,FBR!$D6506+1)*INDEX(ID!$N$35:$N$46,$B6506),0)","v":0},null,29.529981133623163,0,0,0]
[6499,9,28,18,271,39,"2014-09-28",1,"h",null,{"$f":"IF(I6509=\"h\",INDEX(ID!$K$8:$K$31,FBR!$D6509+1)*INDEX(ID!$K$35:$K$46,$B6509),0)","v":65},{"$f":"IF(I6509=\"w\",INDEX(ID!$L$8:$L$31,FBR!$D6509+1)*INDEX(ID!$L$35:$L$46,$B6509),0)","v":0},{"$f":"IF(I6509=\"h\",INDEX(ID!$M$8:$M$31,FBR!$D6509+1)*INDEX(ID!$M$35:$M$46,$B6509),0)","v":65},{"$f":"IF(I6509=\"w\",INDEX(ID!$N$8:$N$31,FBR!$D6509+1)*INDEX(ID!$N$35:$N$46,$B6509),0)","v":0},null,38.388975473710111,0,0,0]
[6504,9,28,23,271,39,"2014-09-28",1,"h",null,{"$f":"IF(I6514=\"h\",INDEX(ID!$K$8:$K$31,FBR!$D6514+1)*INDEX(ID!$K$35:$K$46,$B6514),0)","v":40},{"$f":"IF(I6514=\"w\",INDEX(ID!$L$8:$L$31,FBR!$D6514+1)*INDEX(ID!$L$35:$L$46,$B6514),0)","v":0},{"$f":"IF(I6514=\"h\",INDEX(ID!$M$8:$M$31,FBR!$D6514+1)*INDEX(ID!$M$35:$M$46,$B6514),0)","v":40},{"$f":"IF(I6514=\"w\",INDEX(ID!$N$8:$N$31,FBR!$D6514+1)*INDEX(ID!$N$35:$N$46,$B6514),0)","v":0},null,23.623984906898531,0,0,0]
[6507,9,29,2,272,39,"2014-09-29",2,"h",null,{"$f":"IF(I6517=\"h\",INDEX(ID!$K$8:$K$31,FBR!$D6517+1)*INDEX(ID!$K$35:$K$46,$B6517),0)","v":28},{"$f":"IF(I6517=\"w\",INDEX(ID!$L$8:$L$31,FBR!$D6517+1)*INDEX(ID!$L$35:$L$46,$B6517),0)","v":0},{"$f":"IF(I6517=\"h\",INDEX(ID!$M$8:$M$31,FBR!$D6517+1)*INDEX(ID!$M$35:$M$46,$B6517),0)","v":28},{"$f":"IF(I6517=\"w\",INDEX(ID!$N$8:$N$31,FBR!$D6517+1)*INDEX(ID!$N$35:$N$46,$B6517),0)","v":0},null,16.536789434828972,0,0,0]
[6508,9,29,3,272,39,"2014-09-29",2,"h",null,{"$f":"IF(I6518=\"h\",INDEX(ID!$K$8:$K$31,FBR!$D6518+1)*INDEX(ID!$K$35:$K$46,$B6518),0)","v":27},{"$f":"IF(I6518=\"w\",INDEX(ID!$L$8:$L$31,FBR!$D6518+1)*INDEX(ID!$L$35:$L$46,$B6518),0)","v":0},{"$f":"IF(I6518=\"h\",INDEX(ID!$M$8:$M$31,FBR!$D6518+1)*INDEX(ID!$M$35:$M$46,$B6518),0)","v":27},{"$f":"IF(I6518=\"w\",INDEX(ID!$N$8:$N$31,FBR!$D6518+1)*INDEX(ID!$N$35:$N$46,$B6518),0)","v":0},null,15.94618981215651,0,0,0]
[6511,9,29,6,272,39,"2014-09-29",2,"h",null,{"$f":"IF(I6521=\"h\",INDEX(ID!$K$8:$K$31,FBR!$D6521+1)*INDEX(ID!$K$35:$K$46,$B6521),0)","v":29},{"$f":"IF(I6521=\"w\",INDEX(ID!$L$8:$L$31,FBR!$D6521+1)*INDEX(ID!$L$35:$L$46,$B6521),0)","v":0},{"$f":"IF(I6521=\"h\",INDEX(ID!$M$8:$M$31,FBR!$D6521+1)*INDEX(ID!$M$35:$M$46,$B6521),0)","v":29},{"$f":"IF(I6521=\"w\",INDEX(ID!$N$8:$N$31,FBR!$D6521+1)*INDEX(ID!$N$35:$N$46,$B6521),0)","v":0},null,17.127389057501436,0,0,0]
[6514,9,29,9,272,39,"2014-09-29",2,"h",null,{"$f":"IF(I6524=\"h\",INDEX(ID!$K$8:$K$31,FBR!$D6524+1)*INDEX(ID!$K$35:$K$46,$B6524),0)","v":38},{"$f":"IF(I6524=\"w\",INDEX(ID!$L$8:$L$31,FBR!$D6524+1)*INDEX(ID!$L$35:$L$46,$B6524),0)","v":0},{"$f":"IF(I6524=\"h\",INDEX(ID!$M$8:$M$31,FBR!$D6524+1)*INDEX(ID!$M$35:$M$46,$B6524),0)","v":38},{"$f":"IF(I6524=\"w\",INDEX(ID!$N$8:$N$31,FBR!$D6524+1)*INDEX(ID!$N$35:$N$46,$B6524),0)","v":0},null,22.442785661553604,0,0,0]
[6518,9,29,13,272,39,"2014-09-29",2,"h",null,{"$f":"IF(I6528=\"h\",INDEX(ID!$K$8:$K$31,FBR!$D6528+1)*INDEX(ID!$K$35:$K$46,$B6528),0)","v":44},{"$f":"IF(I6528=\"w\",INDEX(ID!$L$8:$L$31,FBR!$D6528+1)*INDEX(ID!$L$35:$L$46,$B6528),0)","v":0},{"$f":"IF(I6528=\"h\",INDEX(ID!$M$8:$M$31,FBR!$D6528+1)*INDEX(ID!$M$35:$M$46,$B6528),0)","v":44},{"$f":"IF(I6528=\"w\",INDEX(ID!$N$8:$N$31,FBR!$D6528+1)*INDEX(ID!$N$35:$N$46,$B6528),0)","v":0},null,25.986383397588384,0,0,0]
[6520,9,29,15,272,39,"2014-09-29",2,"h",null,{"$f":"IF(I6530=\"h\",INDEX(ID!$K$8:$K$31,FBR!$D6530+1)*INDEX(ID!$K$35:$K$46,$B6530),0)","v":50},{"$f":"IF(I6530=\"w\",INDEX(ID!$L$8:$L$31,FBR!$D6530+1)*INDEX(ID!$L$35:$L$46,$B6530),0)","v":0},{"$f":"IF(I6530=\"h\",INDEX(ID!$M$8:$M$31,FBR!$D6530+1)*INDEX(ID!$M$35:$M$46,$B6530),0)","v":50},{"$f":"IF(I6530=\"w\",INDEX(ID!$N$8:$N$31,FBR!$D6530+1)*INDEX(ID!$N$35:$N$46,$B6530),0)","v":0},null,29.529981133623163,0,0,0]
[6526,9,29,21,272,39,"2014-09-29",2,"h",null,{"$f":"IF(I6536=\"h\",INDEX(ID!$K$8:$K$31,FBR!$D6536+1)*INDEX(ID!$K$35:$K$46,$B6536),0)","v":50},{"$f":"IF(I6536=\"w\",INDEX(ID!$L$8:$L$31,FBR!$D6536+1)*INDEX(ID!$L$35:$L$46,$B6536),0)","v":0},{"$f":"IF(I6536=\"h\",INDEX(ID!$M$8:$M$31,FBR!$D6536+1)*INDEX(ID!$M$35:$M$46,$B6536),0)","v":50},{"$f":"IF(I6536=\"w\",INDEX(ID!$N$8:$N$31,FBR!$D6536+1)*INDEX(ID!$N$35:$N$46,$B6536),0)","v":0},null,29.529981133623163,0,0,0]
[6529,9,30,0,273,39,"2014-09-30",{"$f":"WEEKDAY(G6539)","v":3},{"$f":"IF(OR(H6539=6,H6539=7),\"w\",\"h\")","v":"h"},null,{"$f":"IF(I6539=\"h\",INDEX(ID!$K$8:$K$31,FBR!$D6539+1)*INDEX(ID!$K$35:$K$46,$B6539),0)","v":35},{"$f":"IF(I6539=\"w\",INDEX(ID!$L$8:$L$31,FBR!$D6539+1)*INDEX(ID!$L$35:$L$46,$B6539),0)","v":0},{"$f":"IF(I6539=\"h\",INDEX(ID!$M$8:$M$31,FBR!$D6539+1)*INDEX(ID!$M$35:$M$46,$B6539),0)","v":35},{"$f":"IF(I6539=\"w\",INDEX(ID!$N$8:$N$31,FBR!$D6539+1)*INDEX(ID!$N$35:$N$46,$B6539),0)","v":0},null,{"$f":"K6539*(indvforbrug*antalbrugere)/($K$8789+$L$8789)","v":20.670986793536215},{"$f":"L6539*indvforbrug*antalbrugere/($K$8789+$L$8789)","v":0},{"$f":"M6539*fællesforbrug/($M$8789+$N$8789)","v":0},{"$f":"N6539*fællesforbrug/($M$8789+$N$8789)","v":0}]
[6532,9,30,3,273,39,"2014-09-30",3,"h",null,{"$f":"IF(I6542=\"h\",INDEX(ID!$K$8:$K$31,FBR!$D6542+1)*INDEX(ID!$K$35:$K$46,$B6542),0)","v":27},{"$f":"IF(I6542=\"w\",INDEX(ID!$L$8:$L$31,FBR!$D6542+1)*INDEX(ID!$L$35:$L$46,$B6542),0)","v":0},{"$f":"IF(I6542=\"h\",INDEX(ID!$M$8:$M$31,FBR!$D6542+1)*INDEX(ID!$M$35:$M$46,$B6542),0)","v":27},{"$f":"IF(I6542=\"w\",INDEX(ID!$N$8:$N$31,FBR!$D6542+1)*INDEX(ID!$N$35:$N$46,$B6542),0)","v":0},null,15.94618981215651,0,0,0]
[6533,9,30,4,273,39,"2014-09-30",3,"h",null,{"$f":"IF(I6543=\"h\",INDEX(ID!$K$8:$K$31,FBR!$D6543+1)*INDEX(ID!$K$35:$K$46,$B6543),0)","v":27},{"$f":"IF(I6543=\"w\",INDEX(ID!$L$8:$L$31,FBR!$D6543+1)*INDEX(ID!$L$35:$L$46,$B6543),0)","v":0},{"$f":"IF(I6543=\"h\",INDEX(ID!$M$8:$M$31,FBR!$D6543+1)*INDEX(ID!$M$35:$M$46,$B6543),0)","v":27},{"$f":"IF(I6543=\"w\",INDEX(ID!$N$8:$N$31,FBR!$D6543+1)*INDEX(ID!$N$35:$N$46,$B6543),0)","v":0},null,15.94618981215651,0,0,0]
[6536,9,30,7,273,39,"2014-09-30",3,"h",null,{"$f":"IF(I6546=\"h\",INDEX(ID!$K$8:$K$31,FBR!$D6546+1)*INDEX(ID!$K$35:$K$46,$B6546),0)","v":32},{"$f":"IF(I6546=\"w\",INDEX(ID!$L$8:$L$31,FBR!$D6546+1)*INDEX(ID!$L$35:$L$46,$B6546),0)","v":0},{"$f":"IF(I6546=\"h\",INDEX(ID!$M$8:$M$31,FBR!$D6546+1)*INDEX(ID!$M$35:$M$46,$B6546),0)","v":32},{"$f":"IF(I6546=\"w\",INDEX(ID!$N$8:$N$31,FBR!$D6546+1)*INDEX(ID!$N$35:$N$46,$B6546),0)","v":0},null,18.899187925518824,0,0,0]
[6541,9,30,12,273,39,"2014-09-30",3,"h",null,{"$f":"IF(I6551=\"h\",INDEX(ID!$K$8:$K$31,FBR!$D6551+1)*INDEX(ID!$K$35:$K$46,$B6551),0)","v":43},{"$f":"IF(I6551=\"w\",INDEX(ID!$L$8:$L$31,FBR!$D6551+1)*INDEX(ID!$L$35:$L$46,$B6551),0)","v":0},{"$f":"IF(I6551=\"h\",INDEX(ID!$M$8:$M$31,FBR!$D6551+1)*INDEX(ID!$M$35:$M$46,$B6551),0)","v":43},{"$f":"IF(I6551=\"w\",INDEX(ID!$N$8:$N$31,FBR!$D6551+1)*INDEX(ID!$N$35:$N$46,$B6551),0)","v":0},null,25.395783774915923,0,0,0]
[6544,9,30,15,273,39,"2014-09-30",3,"h",null,{"$f":"IF(I6554=\"h\",INDEX(ID!$K$8:$K$31,FBR!$D6554+1)*INDEX(ID!$K$35:$K$46,$B6554),0)","v":50},{"$f":"IF(I6554=\"w\",INDEX(ID!$L$8:$L$31,FBR!$D6554+1)*INDEX(ID!$L$35:$L$46,$B6554),0)","v":0},{"$f":"IF(I6554=\"h\",INDEX(ID!$M$8:$M$31,FBR!$D6554+1)*INDEX(ID!$M$35:$M$46,$B6554),0)","v":50},{"$f":"IF(I6554=\"w\",INDEX(ID!$N$8:$N$31,FBR!$D6554+1)*INDEX(ID!$N$35:$N$46,$B6554),0)","v":0},null,29.529981133623163,0,0,0]
[6547,9,30,18,273,39,"2014-09-30",3,"h",null,{"$f":"IF(I6557=\"h\",INDEX(ID!$K$8:$K$31,FBR!$D6557+1)*INDEX(ID!$K$35:$K$46,$B6557),0)","v":65},{"$f":"IF(I6557=\"w\",INDEX(ID!$L$8:$L$31,FBR!$D6557+1)*INDEX(ID!$L$35:$L$46,$B6557),0)","v":0},{"$f":"IF(I6557=\"h\",INDEX(ID!$M$8:$M$31,FBR!$D6557+1)*INDEX(ID!$M$35:$M$46,$B6557),0)","v":65},{"$f":"IF(I6557=\"w\",INDEX(ID!$N$8:$N$31,FBR!$D6557+1)*INDEX(ID!$N$35:$N$46,$B6557),0)","v":0},null,38.388975473710111,0,0,0]
[6551,9,30,22,273,39,"2014-09-30",3,"h",null,{"$f":"IF(I6561=\"h\",INDEX(ID!$K$8:$K$31,FBR!$D6561+1)*INDEX(ID!$K$35:$K$46,$B6561),0)","v":45},{"$f":"IF(I6561=\"w\",INDEX(ID!$L$8:$L$31,FBR!$D6561+1)*INDEX(ID!$L$35:$L$46,$B6561),0)","v":0},{"$f":"IF(I6561=\"h\",INDEX(ID!$M$8:$M$31,FBR!$D6561+1)*INDEX(ID!$M$35:$M$46,$B6561),0)","v":45},{"$f":"IF(I6561=\"w\",INDEX(ID!$N$8:$N$31,FBR!$D6561+1)*INDEX(ID!$N$35:$N$46,$B6561),0)","v":0},null,26.576983020260847,0,0,0]
[6554,10,1,1,{"$f":"E6540+1","v":274},40,"2014-10-01",4,"h",null,{"$f":"IF(I6564=\"h\",INDEX(ID!$K$8:$K$31,FBR!$D6564+1)*INDEX(ID!$K$35:$K$46,$B6564),0)","v":30},{"$f":"IF(I6564=\"w\",INDEX(ID!$L$8:$L$31,FBR!$D6564+1)*INDEX(ID!$L$35:$L$46,$B6564),0)","v":0},{"$f":"IF(I6564=\"h\",INDEX(ID!$M$8:$M$31,FBR!$D6564+1)*INDEX(ID!$M$35:$M$46,$B6564),0)","v":30},{"$f":"IF(I6564=\"w\",INDEX(ID!$N$8:$N$31,FBR!$D6564+1)*INDEX(ID!$N$35:$N$46,$B6564),0)","v":0},null,17.717988680173899,0,0,0]
[6557,10,1,4,274,40,"2014-10-01",4,"h",null,{"$f":"IF(I6567=\"h\",INDEX(ID!$K$8:$K$31,FBR!$D6567+1)*INDEX(ID!$K$35:$K$46,$B6567),0)","v":27},{"$f":"IF(I6567=\"w\",INDEX(ID!$L$8:$L$31,FBR!$D6567+1)*INDEX(ID!$L$35:$L$46,$B6567),0)","v":0},{"$f":"IF(I6567=\"h\",INDEX(ID!$M$8:$M$31,FBR!$D6567+1)*INDEX(ID!$M$35:$M$46,$B6567),0)","v":27},{"$f":"IF(I6567=\"w\",INDEX(ID!$N$8:$N$31,FBR!$D6567+1)*INDEX(ID!$N$35:$N$46,$B6567),0)","v":0},null,15.94618981215651,0,0,0]
[6558,10,1,5,274,40,"2014-10-01",4,"h",null,{"$f":"IF(I6568=\"h\",INDEX(ID!$K$8:$K$31,FBR!$D6568+1)*INDEX(ID!$K$35:$K$46,$B6568),0)","v":27},{"$f":"IF(I6568=\"w\",INDEX(ID!$L$8:$L$31,FBR!$D6568+1)*INDEX(ID!$L$35:$L$46,$B6568),0)","v":0},{"$f":"IF(I6568=\"h\",INDEX(ID!$M$8:$M$31,FBR!$D6568+1)*INDEX(ID!$M$35:$M$46,$B6568),0)","v":27},{"$f":"IF(I6568=\"w\",INDEX(ID!$N$8:$N$31,FBR!$D6568+1)*INDEX(ID!$N$35:$N$46,$B6568),0)","v":0},null,15.94618981215651,0,0,0]
[6562,10,1,9,274,40,"2014-10-01",4,"h",null,{"$f":"IF(I6572=\"h\",INDEX(ID!$K$8:$K$31,FBR!$D6572+1)*INDEX(ID!$K$35:$K$46,$B6572),0)","v":38},{"$f":"IF(I6572=\"w\",INDEX(ID!$L$8:$L$31,FBR!$D6572+1)*INDEX(ID!$L$35:$L$46,$B6572),0)","v":0},{"$f":"IF(I6572=\"h\",INDEX(ID!$M$8:$M$31,FBR!$D6572+1)*INDEX(ID!$M$35:$M$46,$B6572),0)","v":38},{"$f":"IF(I6572=\"w\",INDEX(ID!$N$8:$N$31,FBR!$D6572+1)*INDEX(ID!$N$35:$N$46,$B6572),0)","v":0},null,22.442785661553604,0,0,0]
[6565,10,1,12,274,40,"2014-10-01",4,"h",null,{"$f":"IF(I6575=\"h\",INDEX(ID!$K$8:$K$31,FBR!$D6575+1)*INDEX(ID!$K$35:$K$46,$B6575),0)","v":43},{"$f":"IF(I6575=\"w\",INDEX(ID!$L$8:$L$31,FBR!$D6575+1)*INDEX(ID!$L$35:$L$46,$B6575),0)","v":0},{"$f":"IF(I6575=\"h\",INDEX(ID!$M$8:$M$31,FBR!$D6575+1)*INDEX(ID!$M$35:$M$46,$B6575),0)","v":43},{"$f":"IF(I6575=\"w\",INDEX(ID!$N$8:$N$31,FBR!$D6575+1)*INDEX(ID!$N$35:$N$46,$B6575),0)","v":0},null,25.395783774915923,0,0,0]
[6569,10,1,16,274,40,"2014-10-01",4,"h",null,{"$f":"IF(I6579=\"h\",INDEX(ID!$K$8:$K$31,FBR!$D6579+1)*INDEX(ID!$K$35:$K$46,$B6579),0)","v":53},{"$f":"IF(I6579=\"w\",INDEX(ID!$L$8:$L$31,FBR!$D6579+1)*INDEX(ID!$L$35:$L$46,$B6579),0)","v":0},{"$f":"IF(I6579=\"h\",INDEX(ID!$M$8:$M$31,FBR!$D6579+1)*INDEX(ID!$M$35:$M$46,$B6579),0)","v":53},{"$f":"IF(I6579=\"w\",INDEX(ID!$N$8:$N$31,FBR!$D6579+1)*INDEX(ID!$N$35:$N$46,$B6579),0)","v":0},null,31.301780001640555,0,0,0]
[6572,10,1,19,274,40,"2014-10-01",4,"h",null,{"$f":"IF(I6582=\"h\",INDEX(ID!$K$8:$K$31,FBR!$D6582+1)*INDEX(ID!$K$35:$K$46,$B6582),0)","v":60},{"$f":"IF(I6582=\"w\",INDEX(ID!$L$8:$L$31,FBR!$D6582+1)*INDEX(ID!$L$35:$L$46,$B6582),0)","v":0},{"$f":"IF(I6582=\"h\",INDEX(ID!$M$8:$M$31,FBR!$D6582+1)*INDEX(ID!$M$35:$M$46,$B6582),0)","v":60},{"$f":"IF(I6582=\"w\",INDEX(ID!$N$8:$N$31,FBR!$D6582+1)*INDEX(ID!$N$35:$N$46,$B6582),0)","v":0},null,35.435977360347799,0,0,0]
[6576,10,1,23,274,40,"2014-10-01",4,"h",null,{"$f":"IF(I6586=\"h\",INDEX(ID!$K$8:$K$31,FBR!$D6586+1)*INDEX(ID!$K$35:$K$46,$B6586),0)","v":40},{"$f":"IF(I6586=\"w\",INDEX(ID!$L$8:$L$31,FBR!$D6586+1)*INDEX(ID!$L$35:$L$46,$B6586),0)","v":0},{"$f":"IF(I6586=\"h\",INDEX(ID!$M$8:$M$31,FBR!$D6586+1)*INDEX(ID!$M$35:$M$46,$B6586),0)","v":40},{"$f":"IF(I6586=\"w\",INDEX(ID!$N$8:$N$31,FBR!$D6586+1)*INDEX(ID!$N$35:$N$46,$B6586),0)","v":0},null,23.623984906898531,0,0,0]
[6579,10,2,2,275,40,"2014-10-02",5,"h",null,{"$f":"IF(I6589=\"h\",INDEX(ID!$K$8:$K$31,FBR!$D6589+1)*INDEX(ID!$K$35:$K$46,$B6589),0)","v":28},{"$f":"IF(I6589=\"w\",INDEX(ID!$L$8:$L$31,FBR!$D6589+1)*INDEX(ID!$L$35:$L$46,$B6589),0)","v":0},{"$f":"IF(I6589=\"h\",INDEX(ID!$M$8:$M$31,FBR!$D6589+1)*INDEX(ID!$M$35:$M$46,$B6589),0)","v":28},{"$f":"IF(I6589=\"w\",INDEX(ID!$N$8:$N$31,FBR!$D6589+1)*INDEX(ID!$N$35:$N$46,$B6589),0)","v":0},null,16.536789434828972,0,0,0]
[6582,10,2,5,275,40,"2014-10-02",5,"h",null,{"$f":"IF(I6592=\"h\",INDEX(ID!$K$8:$K$31,FBR!$D6592+1)*INDEX(ID!$K$35:$K$46,$B6592),0)","v":27},{"$f":"IF(I6592=\"w\",INDEX(ID!$L$8:$L$31,FBR!$D6592+1)*INDEX(ID!$L$35:$L$46,$B6592),0)","v":0},{"$f":"IF(I6592=\"h\",INDEX(ID!$M$8:$M$31,FBR!$D6592+1)*INDEX(ID!$M$35:$M$46,$B6592),0)","v":27},{"$f":"IF(I6592=\"w\",INDEX(ID!$N$8:$N$31,FBR!$D6592+1)*INDEX(ID!$N$35:$N$46,$B6592),0)","v":0},null,15.94618981215651,0,0,0]
[6583,10,2,6,275,40,"2014-10-02",5,"h",null,{"$f":"IF(I6593=\"h\",INDEX(ID!$K$8:$K$31,FBR!$D6593+1)*INDEX(ID!$K$35:$K$46,$B6593),0)","v":29},{"$f":"IF(I6593=\"w\",INDEX(ID!$L$8:$L$31,FBR!$D6593+1)*INDEX(ID!$L$35:$L$46,$B6593),0)","v":0},{"$f":"IF(I6593=\"h\",INDEX(ID!$M$8:$M$31,FBR!$D6593+1)*INDEX(ID!$M$35:$M$46,$B6593),0)","v":29},{"$f":"IF(I6593=\"w\",INDEX(ID!$N$8:$N$31,FBR!$D6593+1)*INDEX(ID!$N$35:$N$46,$B6593),0)","v":0},null,17.127389057501436,0,0,0]
[6587,10,2,10,275,40,"2014-10-02",5,"h",null,{"$f":"IF(I6597=\"h\",INDEX(ID!$K$8:$K$31,FBR!$D6597+1)*INDEX(ID!$K$35:$K$46,$B6597),0)","v":40},{"$f":"IF(I6597=\"w\",INDEX(ID!$L$8:$L$31,FBR!$D6597+1)*INDEX(ID!$L$35:$L$46,$B6597),0)","v":0},{"$f":"IF(I6597=\"h\",INDEX(ID!$M$8:$M$31,FBR!$D6597+1)*INDEX(ID!$M$35:$M$46,$B6597),0)","v":40},{"$f":"IF(I6597=\"w\",INDEX(ID!$N$8:$N$31,FBR!$D6597+1)*INDEX(ID!$N$35:$N$46,$B6597),0)","v":0},null,23.623984906898531,0,0,0]
[6591,10,2,14,275,40,"2014-10-02",5,"h",null,{"$f":"IF(I6601=\"h\",INDEX(ID!$K$8:$K$31,FBR!$D6601+1)*INDEX(ID!$K$35:$K$46,$B6601),0)","v":47},{"$f":"IF(I6601=\"w\",INDEX(ID!$L$8:$L$31,FBR!$D6601+1)*INDEX(ID!$L$35:$L$46,$B6601),0)","v":0},{"$f":"IF(I6601=\"h\",INDEX(ID!$M$8:$M$31,FBR!$D6601+1)*INDEX(ID!$M$35:$M$46,$B6601),0)","v":47},{"$f":"IF(I6601=\"w\",INDEX(ID!$N$8:$N$31,FBR!$D6601+1)*INDEX(ID!$N$35:$N$46,$B6601),0)","v":0},null,27.758182265605775,0,0,0]
[{"$f":"A6603+1","v":6594},10,2,17,275,40,{"$f":"DATE(2014,B6604,C6604)","v":"2014-10-02"},5,"h",null,{"$f":"IF(I6604=\"h\",INDEX(ID!$K$8:$K$31,FBR!$D6604+1)*INDEX(ID!$K$35:$K$46,$B6604),0)","v":62},{"$f":"IF(I6604=\"w\",INDEX(ID!$L$8:$L$31,FBR!$D6604+1)*INDEX(ID!$L$35:$L$46,$B6604),0)","v":0},{"$f":"IF(I6604=\"h\",INDEX(ID!$M$8:$M$31,FBR!$D6604+1)*INDEX(ID!$M$35:$M$46,$B6604),0)","v":62},{"$f":"IF(I6604=\"w\",INDEX(ID!$N$8:$N$31,FBR!$D6604+1)*INDEX(ID!$N$35:$N$46,$B6604),0)","v":0},null,36.617176605692727,0,0,0]
[6597,10,2,20,275,40,"2014-10-02",5,"h",null,{"$f":"IF(I6607=\"h\",INDEX(ID!$K$8:$K$31,FBR!$D6607+1)*INDEX(ID!$K$35:$K$46,$B6607),0)","v":53},{"$f":"IF(I6607=\"w\",INDEX(ID!$L$8:$L$31,FBR!$D6607+1)*INDEX(ID!$L$35:$L$46,$B6607),0)","v":0},{"$f":"IF(I6607=\"h\",INDEX(ID!$M$8:$M$31,FBR!$D6607+1)*INDEX(ID!$M$35:$M$46,$B6607),0)","v":53},{"$f":"IF(I6607=\"w\",INDEX(ID!$N$8:$N$31,FBR!$D6607+1)*INDEX(ID!$N$35:$N$46,$B6607),0)","v":0},null,31.301780001640555,0,0,0]
[6601,10,3,0,276,40,"2014-10-03",6,"w",null,{"$f":"IF(I6611=\"h\",INDEX(ID!$K$8:$K$31,FBR!$D6611+1)*INDEX(ID!$K$35:$K$46,$B6611),0)","v":0},{"$f":"IF(I6611=\"w\",INDEX(ID!$L$8:$L$31,FBR!$D6611+1)*INDEX(ID!$L$35:$L$46,$B6611),0)","v":35},{"$f":"IF(I6611=\"h\",INDEX(ID!$M$8:$M$31,FBR!$D6611+1)*INDEX(ID!$M$35:$M$46,$B6611),0)","v":0},{"$f":"IF(I6611=\"w\",INDEX(ID!$N$8:$N$31,FBR!$D6611+1)*INDEX(ID!$N$35:$N$46,$B6611),0)","v":35},null,0,20.670986793536215,0,0]
[6604,10,3,3,276,40,"2014-10-03",6,"w",null,{"$f":"IF(I6614=\"h\",INDEX(ID!$K$8:$K$31,FBR!$D6614+1)*INDEX(ID!$K$35:$K$46,$B6614),0)","v":0},{"$f":"IF(I6614=\"w\",INDEX(ID!$L$8:$L$31,FBR!$D6614+1)*INDEX(ID!$L$35:$L$46,$B6614),0)","v":27},{"$f":"IF(I6614=\"h\",INDEX(ID!$M$8:$M$31,FBR!$D6614+1)*INDEX(ID!$M$35:$M$46,$B6614),0)","v":0},{"$f":"IF(I6614=\"w\",INDEX(ID!$N$8:$N$31,FBR!$D6614+1)*INDEX(ID!$N$35:$N$46,$B6614),0)","v":27},null,0,15.94618981215651,0,0]
[6608,10,3,7,276,40,"2014-10-03",6,"w",null,{"$f":"IF(I6618=\"h\",INDEX(ID!$K$8:$K$31,FBR!$D6618+1)*INDEX(ID!$K$35:$K$46,$B6618),0)","v":0},{"$f":"IF(I6618=\"w\",INDEX(ID!$L$8:$L$31,FBR!$D6618+1)*INDEX(ID!$L$35:$L$46,$B6618),0)","v":32},{"$f":"IF(I6618=\"h\",INDEX(ID!$M$8:$M$31,FBR!$D6618+1)*INDEX(ID!$M$35:$M$46,$B6618),0)","v":0},{"$f":"IF(I6618=\"w\",INDEX(ID!$N$8:$N$31,FBR!$D6618+1)*INDEX(ID!$N$35:$N$46,$B6618),0)","v":32},null,0,18.899187925518824,0,0]
[6609,10,3,8,276,40,"2014-10-03",6,"w",null,{"$f":"IF(I6619=\"h\",INDEX(ID!$K$8:$K$31,FBR!$D6619+1)*INDEX(ID!$K$35:$K$46,$B6619),0)","v":0},{"$f":"IF(I6619=\"w\",INDEX(ID!$L$8:$L$31,FBR!$D6619+1)*INDEX(ID!$L$35:$L$46,$B6619),0)","v":35},{"$f":"IF(I6619=\"h\",INDEX(ID!$M$8:$M$31,FBR!$D6619+1)*INDEX(ID!$M$35:$M$46,$B6619),0)","v":0},{"$f":"IF(I6619=\"w\",INDEX(ID!$N$8:$N$31,FBR!$D6619+1)*INDEX(ID!$N$35:$N$46,$B6619),0)","v":35},null,0,20.670986793536215,0,0]
[6612,10,3,11,276,40,"2014-10-03",6,"w",null,{"$f":"IF(I6622=\"h\",INDEX(ID!$K$8:$K$31,FBR!$D6622+1)*INDEX(ID!$K$35:$K$46,$B6622),0)","v":0},{"$f":"IF(I6622=\"w\",INDEX(ID!$L$8:$L$31,FBR!$D6622+1)*INDEX(ID!$L$35:$L$46,$B6622),0)","v":42},{"$f":"IF(I6622=\"h\",INDEX(ID!$M$8:$M$31,FBR!$D6622+1)*INDEX(ID!$M$35:$M$46,$B6622),0)","v":0},{"$f":"IF(I6622=\"w\",INDEX(ID!$N$8:$N$31,FBR!$D6622+1)*INDEX(ID!$N$35:$N$46,$B6622),0)","v":42},null,0,24.805184152243459,0,0]
[6616,10,3,15,276,40,"2014-10-03",6,"w",null,{"$f":"IF(I6626=\"h\",INDEX(ID!$K$8:$K$31,FBR!$D6626+1)*INDEX(ID!$K$35:$K$46,$B6626),0)","v":0},{"$f":"IF(I6626=\"w\",INDEX(ID!$L$8:$L$31,FBR!$D6626+1)*INDEX(ID!$L$35:$L$46,$B6626),0)","v":50},{"$f":"IF(I6626=\"h\",INDEX(ID!$M$8:$M$31,FBR!$D6626+1)*INDEX(ID!$M$35:$M$46,$B6626),0)","v":0},{"$f":"IF(I6626=\"w\",INDEX(ID!$N$8:$N$31,FBR!$D6626+1)*INDEX(ID!$N$35:$N$46,$B6626),0)","v":50},null,0,29.529981133623163,0,0]
[6619,10,3,18,276,40,"2014-10-03",6,"w",null,{"$f":"IF(I6629=\"h\",INDEX(ID!$K$8:$K$31,FBR!$D6629+1)*INDEX(ID!$K$35:$K$46,$B6629),0)","v":0},{"$f":"IF(I6629=\"w\",INDEX(ID!$L$8:$L$31,FBR!$D6629+1)*INDEX(ID!$L$35:$L$46,$B6629),0)","v":65},{"$f":"IF(I6629=\"h\",INDEX(ID!$M$8:$M$31,FBR!$D6629+1)*INDEX(ID!$M$35:$M$46,$B6629),0)","v":0},{"$f":"IF(I6629=\"w\",INDEX(ID!$N$8:$N$31,FBR!$D6629+1)*INDEX(ID!$N$35:$N$46,$B6629),0)","v":65},null,0,38.388975473710111,0,0]
[6622,10,3,21,276,40,"2014-10-03",6,"w",null,{"$f":"IF(I6632=\"h\",INDEX(ID!$K$8:$K$31,FBR!$D6632+1)*INDEX(ID!$K$35:$K$46,$B6632),0)","v":0},{"$f":"IF(I6632=\"w\",INDEX(ID!$L$8:$L$31,FBR!$D6632+1)*INDEX(ID!$L$35:$L$46,$B6632),0)","v":50},{"$f":"IF(I6632=\"h\",INDEX(ID!$M$8:$M$31,FBR!$D6632+1)*INDEX(ID!$M$35:$M$46,$B6632),0)","v":0},{"$f":"IF(I6632=\"w\",INDEX(ID!$N$8:$N$31,FBR!$D6632+1)*INDEX(ID!$N$35:$N$46,$B6632),0)","v":50},null,0,29.529981133623163,0,0]
[6625,10,4,0,277,40,"2014-10-04",7,"w",null,{"$f":"IF(I6635=\"h\",INDEX(ID!$K$8:$K$31,FBR!$D6635+1)*INDEX(ID!$K$35:$K$46,$B6635),0)","v":0},{"$f":"IF(I6635=\"w\",INDEX(ID!$L$8:$L$31,FBR!$D6635+1)*INDEX(ID!$L$35:$L$46,$B6635),0)","v":35},{"$f":"IF(I6635=\"h\",INDEX(ID!$M$8:$M$31,FBR!$D6635+1)*INDEX(ID!$M$35:$M$46,$B6635),0)","v":0},{"$f":"IF(I6635=\"w\",INDEX(ID!$N$8:$N$31,FBR!$D6635+1)*INDEX(ID!$N$35:$N$46,$B6635),0)","v":35},null,0,20.670986793536215,0,0]
[6630,10,4,5,277,40,"2014-10-04",7,"w",null,{"$f":"IF(I6640=\"h\",INDEX(ID!$K$8:$K$31,FBR!$D6640+1)*INDEX(ID!$K$35:$K$46,$B6640),0)","v":0},{"$f":"IF(I6640=\"w\",INDEX(ID!$L$8:$L$31,FBR!$D6640+1)*INDEX(ID!$L$35:$L$46,$B6640),0)","v":27},{"$f":"IF(I6640=\"h\",INDEX(ID!$M$8:$M$31,FBR!$D6640+1)*INDEX(ID!$M$35:$M$46,$B6640),0)","v":0},{"$f":"IF(I6640=\"w\",INDEX(ID!$N$8:$N$31,FBR!$D6640+1)*INDEX(ID!$N$35:$N$46,$B6640),0)","v":27},null,0,15.94618981215651,0,0]
[6631,10,4,6,277,40,"2014-10-04",7,"w",null,{"$f":"IF(I6641=\"h\",INDEX(ID!$K$8:$K$31,FBR!$D6641+1)*INDEX(ID!$K$35:$K$46,$B6641),0)","v":0},{"$f":"IF(I6641=\"w\",INDEX(ID!$L$8:$L$31,FBR!$D6641+1)*INDEX(ID!$L$35:$L$46,$B6641),0)","v":29},{"$f":"IF(I6641=\"h\",INDEX(ID!$M$8:$M$31,FBR!$D6641+1)*INDEX(ID!$M$35:$M$46,$B6641),0)","v":0},{"$f":"IF(I6641=\"w\",INDEX(ID!$N$8:$N$31,FBR!$D6641+1)*INDEX(ID!$N$35:$N$46,$B6641),0)","v":29},null,0,17.127389057501436,0,0]
[6634,10,4,9,277,{"$f":"F6476+1","v":40},"2014-10-04",7,"w",null,{"$f":"IF(I6644=\"h\",INDEX(ID!$K$8:$K$31,FBR!$D6644+1)*INDEX(ID!$K$35:$K$46,$B6644),0)","v":0},{"$f":"IF(I6644=\"w\",INDEX(ID!$L$8:$L$31,FBR!$D6644+1)*INDEX(ID!$L$35:$L$46,$B6644),0)","v":38},{"$f":"IF(I6644=\"h\",INDEX(ID!$M$8:$M$31,FBR!$D6644+1)*INDEX(ID!$M$35:$M$46,$B6644),0)","v":0},{"$f":"IF(I6644=\"w\",INDEX(ID!$N$8:$N$31,FBR!$D6644+1)*INDEX(ID!$N$35:$N$46,$B6644),0)","v":38},null,0,22.442785661553604,0,0]
[6637,10,4,12,277,40,"2014-10-04",7,"w",null,{"$f":"IF(I6647=\"h\",INDEX(ID!$K$8:$K$31,FBR!$D6647+1)*INDEX(ID!$K$35:$K$46,$B6647),0)","v":0},{"$f":"IF(I6647=\"w\",INDEX(ID!$L$8:$L$31,FBR!$D6647+1)*INDEX(ID!$L$35:$L$46,$B6647),0)","v":43},{"$f":"IF(I6647=\"h\",INDEX(ID!$M$8:$M$31,FBR!$D6647+1)*INDEX(ID!$M$35:$M$46,$B6647),0)","v":0},{"$f":"IF(I6647=\"w\",INDEX(ID!$N$8:$N$31,FBR!$D6647+1)*INDEX(ID!$N$35:$N$46,$B6647),0)","v":43},null,0,25.395783774915923,0,0]
[6641,10,4,16,277,40,"2014-10-04",7,"w",null,{"$f":"IF(I6651=\"h\",INDEX(ID!$K$8:$K$31,FBR!$D6651+1)*INDEX(ID!$K$35:$K$46,$B6651),0)","v":0},{"$f":"IF(I6651=\"w\",INDEX(ID!$L$8:$L$31,FBR!$D6651+1)*INDEX(ID!$L$35:$L$46,$B6651),0)","v":53},{"$f":"IF(I6651=\"h\",INDEX(ID!$M$8:$M$31,FBR!$D6651+1)*INDEX(ID!$M$35:$M$46,$B6651),0)","v":0},{"$f":"IF(I6651=\"w\",INDEX(ID!$N$8:$N$31,FBR!$D6651+1)*INDEX(ID!$N$35:$N$46,$B6651),0)","v":53},null,0,31.301780001640555,0,0]
[6644,10,4,19,277,40,"2014-10-04",7,"w",null,{"$f":"IF(I6654=\"h\",INDEX(ID!$K$8:$K$31,FBR!$D6654+1)*INDEX(ID!$K$35:$K$46,$B6654),0)","v":0},{"$f":"IF(I6654=\"w\",INDEX(ID!$L$8:$L$31,FBR!$D6654+1)*INDEX(ID!$L$35:$L$46,$B6654),0)","v":60},{"$f":"IF(I6654=\"h\",INDEX(ID!$M$8:$M$31,FBR!$D6654+1)*INDEX(ID!$M$35:$M$46,$B6654),0)","v":0},{"$f":"IF(I6654=\"w\",INDEX(ID!$N$8:$N$31,FBR!$D6654+1)*INDEX(ID!$N$35:$N$46,$B6654),0)","v":60},null,0,35.435977360347799,0,0]
[6646,10,4,21,277,40,"2014-10-04",7,"w",null,{"$f":"IF(I6656=\"h\",INDEX(ID!$K$8:$K$31,FBR!$D6656+1)*INDEX(ID!$K$35:$K$46,$B6656),0)","v":0},{"$f":"IF(I6656=\"w\",INDEX(ID!$L$8:$L$31,FBR!$D6656+1)*INDEX(ID!$L$35:$L$46,$B6656),0)","v":50},{"$f":"IF(I6656=\"h\",INDEX(ID!$M$8:$M$31,FBR!$D6656+1)*INDEX(ID!$M$35:$M$46,$B6656),0)","v":0},{"$f":"IF(I6656=\"w\",INDEX(ID!$N$8:$N$31,FBR!$D6656+1)*INDEX(ID!$N$35:$N$46,$B6656),0)","v":50},null,0,29.529981133623163,0,0]
[6652,10,5,3,278,40,"2014-10-05",1,"h",null,{"$f":"IF(I6662=\"h\",INDEX(ID!$K$8:$K$31,FBR!$D6662+1)*INDEX(ID!$K$35:$K$46,$B6662),0)","v":27},{"$f":"IF(I6662=\"w\",INDEX(ID!$L$8:$L$31,FBR!$D6662+1)*INDEX(ID!$L$35:$L$46,$B6662),0)","v":0},{"$f":"IF(I6662=\"h\",INDEX(ID!$M$8:$M$31,FBR!$D6662+1)*INDEX(ID!$M$35:$M$46,$B6662),0)","v":27},{"$f":"IF(I6662=\"w\",INDEX(ID!$N$8:$N$31,FBR!$D6662+1)*INDEX(ID!$N$35:$N$46,$B6662),0)","v":0},null,15.94618981215651,0,0,0]
[6655,10,5,6,278,40,"2014-10-05",1,"h",null,{"$f":"IF(I6665=\"h\",INDEX(ID!$K$8:$K$31,FBR!$D6665+1)*INDEX(ID!$K$35:$K$46,$B6665),0)","v":29},{"$f":"IF(I6665=\"w\",INDEX(ID!$L$8:$L$31,FBR!$D6665+1)*INDEX(ID!$L$35:$L$46,$B6665),0)","v":0},{"$f":"IF(I6665=\"h\",INDEX(ID!$M$8:$M$31,FBR!$D6665+1)*INDEX(ID!$M$35:$M$46,$B6665),0)","v":29},{"$f":"IF(I6665=\"w\",INDEX(ID!$N$8:$N$31,FBR!$D6665+1)*INDEX(ID!$N$35:$N$46,$B6665),0)","v":0},null,17.127389057501436,0,0,0]
[6656,10,5,7,278,40,"2014-10-05",1,"h",null,{"$f":"IF(I6666=\"h\",INDEX(ID!$K$8:$K$31,FBR!$D6666+1)*INDEX(ID!$K$35:$K$46,$B6666),0)","v":32},{"$f":"IF(I6666=\"w\",INDEX(ID!$L$8:$L$31,FBR!$D6666+1)*INDEX(ID!$L$35:$L$46,$B6666),0)","v":0},{"$f":"IF(I6666=\"h\",INDEX(ID!$M$8:$M$31,FBR!$D6666+1)*INDEX(ID!$M$35:$M$46,$B6666),0)","v":32},{"$f":"IF(I6666=\"w\",INDEX(ID!$N$8:$N$31,FBR!$D6666+1)*INDEX(ID!$N$35:$N$46,$B6666),0)","v":0},null,18.899187925518824,0,0,0]
[6659,10,5,10,278,40,"2014-10-05",1,"h",null,{"$f":"IF(I6669=\"h\",INDEX(ID!$K$8:$K$31,FBR!$D6669+1)*INDEX(ID!$K$35:$K$46,$B6669),0)","v":40},{"$f":"IF(I6669=\"w\",INDEX(ID!$L$8:$L$31,FBR!$D6669+1)*INDEX(ID!$L$35:$L$46,$B6669),0)","v":0},{"$f":"IF(I6669=\"h\",INDEX(ID!$M$8:$M$31,FBR!$D6669+1)*INDEX(ID!$M$35:$M$46,$B6669),0)","v":40},{"$f":"IF(I6669=\"w\",INDEX(ID!$N$8:$N$31,FBR!$D6669+1)*INDEX(ID!$N$35:$N$46,$B6669),0)","v":0},null,23.623984906898531,0,0,0]
[6662,10,5,13,278,40,"2014-10-05",1,"h",null,{"$f":"IF(I6672=\"h\",INDEX(ID!$K$8:$K$31,FBR!$D6672+1)*INDEX(ID!$K$35:$K$46,$B6672),0)","v":44},{"$f":"IF(I6672=\"w\",INDEX(ID!$L$8:$L$31,FBR!$D6672+1)*INDEX(ID!$L$35:$L$46,$B6672),0)","v":0},{"$f":"IF(I6672=\"h\",INDEX(ID!$M$8:$M$31,FBR!$D6672+1)*INDEX(ID!$M$35:$M$46,$B6672),0)","v":44},{"$f":"IF(I6672=\"w\",INDEX(ID!$N$8:$N$31,FBR!$D6672+1)*INDEX(ID!$N$35:$N$46,$B6672),0)","v":0},null,25.986383397588384,0,0,0]
[6666,10,5,17,278,40,"2014-10-05",1,"h",null,{"$f":"IF(I6676=\"h\",INDEX(ID!$K$8:$K$31,FBR!$D6676+1)*INDEX(ID!$K$35:$K$46,$B6676),0)","v":62},{"$f":"IF(I6676=\"w\",INDEX(ID!$L$8:$L$31,FBR!$D6676+1)*INDEX(ID!$L$35:$L$46,$B6676),0)","v":0},{"$f":"IF(I6676=\"h\",INDEX(ID!$M$8:$M$31,FBR!$D6676+1)*INDEX(ID!$M$35:$M$46,$B6676),0)","v":62},{"$f":"IF(I6676=\"w\",INDEX(ID!$N$8:$N$31,FBR!$D6676+1)*INDEX(ID!$N$35:$N$46,$B6676),0)","v":0},null,36.617176605692727,0,0,0]
[6671,10,5,22,278,40,"2014-10-05",1,"h",null,{"$f":"IF(I6681=\"h\",INDEX(ID!$K$8:$K$31,FBR!$D6681+1)*INDEX(ID!$K$35:$K$46,$B6681),0)","v":45},{"$f":"IF(I6681=\"w\",INDEX(ID!$L$8:$L$31,FBR!$D6681+1)*INDEX(ID!$L$35:$L$46,$B6681),0)","v":0},{"$f":"IF(I6681=\"h\",INDEX(ID!$M$8:$M$31,FBR!$D6681+1)*INDEX(ID!$M$35:$M$46,$B6681),0)","v":45},{"$f":"IF(I6681=\"w\",INDEX(ID!$N$8:$N$31,FBR!$D6681+1)*INDEX(ID!$N$35:$N$46,$B6681),0)","v":0},null,26.576983020260847,0,0,0]
[6673,10,6,0,279,40,"2014-10-06",2,"h",null,{"$f":"IF(I6683=\"h\",INDEX(ID!$K$8:$K$31,FBR!$D6683+1)*INDEX(ID!$K$35:$K$46,$B6683),0)","v":35},{"$f":"IF(I6683=\"w\",INDEX(ID!$L$8:$L$31,FBR!$D6683+1)*INDEX(ID!$L$35:$L$46,$B6683),0)","v":0},{"$f":"IF(I6683=\"h\",INDEX(ID!$M$8:$M$31,FBR!$D6683+1)*INDEX(ID!$M$35:$M$46,$B6683),0)","v":35},{"$f":"IF(I6683=\"w\",INDEX(ID!$N$8:$N$31,FBR!$D6683+1)*INDEX(ID!$N$35:$N$46,$B6683),0)","v":0},null,20.670986793536215,0,0,0]
[6677,10,6,4,279,40,"2014-10-06",2,"h",null,{"$f":"IF(I6687=\"h\",INDEX(ID!$K$8:$K$31,FBR!$D6687+1)*INDEX(ID!$K$35:$K$46,$B6687),0)","v":27},{"$f":"IF(I6687=\"w\",INDEX(ID!$L$8:$L$31,FBR!$D6687+1)*INDEX(ID!$L$35:$L$46,$B6687),0)","v":0},{"$f":"IF(I6687=\"h\",INDEX(ID!$M$8:$M$31,FBR!$D6687+1)*INDEX(ID!$M$35:$M$46,$B6687),0)","v":27},{"$f":"IF(I6687=\"w\",INDEX(ID!$N$8:$N$31,FBR!$D6687+1)*INDEX(ID!$N$35:$N$46,$B6687),0)","v":0},null,15.94618981215651,0,0,0]
[6680,10,6,7,279,40,"2014-10-06",2,"h",null,{"$f":"IF(I6690=\"h\",INDEX(ID!$K$8:$K$31,FBR!$D6690+1)*INDEX(ID!$K$35:$K$46,$B6690),0)","v":32},{"$f":"IF(I6690=\"w\",INDEX(ID!$L$8:$L$31,FBR!$D6690+1)*INDEX(ID!$L$35:$L$46,$B6690),0)","v":0},{"$f":"IF(I6690=\"h\",INDEX(ID!$M$8:$M$31,FBR!$D6690+1)*INDEX(ID!$M$35:$M$46,$B6690),0)","v":32},{"$f":"IF(I6690=\"w\",INDEX(ID!$N$8:$N$31,FBR!$D6690+1)*INDEX(ID!$N$35:$N$46,$B6690),0)","v":0},null,18.899187925518824,0,0,0]
[6681,10,6,8,279,40,"2014-10-06",2,"h",null,{"$f":"IF(I6691=\"h\",INDEX(ID!$K$8:$K$31,FBR!$D6691+1)*INDEX(ID!$K$35:$K$46,$B6691),0)","v":35},{"$f":"IF(I6691=\"w\",INDEX(ID!$L$8:$L$31,FBR!$D6691+1)*INDEX(ID!$L$35:$L$46,$B6691),0)","v":0},{"$f":"IF(I6691=\"h\",INDEX(ID!$M$8:$M$31,FBR!$D6691+1)*INDEX(ID!$M$35:$M$46,$B6691),0)","v":35},{"$f":"IF(I6691=\"w\",INDEX(ID!$N$8:$N$31,FBR!$D6691+1)*INDEX(ID!$N$35:$N$46,$B6691),0)","v":0},null,20.670986793536215,0,0,0]
[6684,10,6,11,279,40,"2014-10-06",2,"h",null,{"$f":"IF(I6694=\"h\",INDEX(ID!$K$8:$K$31,FBR!$D6694+1)*INDEX(ID!$K$35:$K$46,$B6694),0)","v":42},{"$f":"IF(I6694=\"w\",INDEX(ID!$L$8:$L$31,FBR!$D6694+1)*INDEX(ID!$L$35:$L$46,$B6694),0)","v":0},{"$f":"IF(I6694=\"h\",INDEX(ID!$M$8:$M$31,FBR!$D6694+1)*INDEX(ID!$M$35:$M$46,$B6694),0)","v":42},{"$f":"IF(I6694=\"w\",INDEX(ID!$N$8:$N$31,FBR!$D6694+1)*INDEX(ID!$N$35:$N$46,$B6694),0)","v":0},null,24.805184152243459,0,0,0]
[6687,10,6,14,279,40,"2014-10-06",2,"h",null,{"$f":"IF(I6697=\"h\",INDEX(ID!$K$8:$K$31,FBR!$D6697+1)*INDEX(ID!$K$35:$K$46,$B6697),0)","v":47},{"$f":"IF(I6697=\"w\",INDEX(ID!$L$8:$L$31,FBR!$D6697+1)*INDEX(ID!$L$35:$L$46,$B6697),0)","v":0},{"$f":"IF(I6697=\"h\",INDEX(ID!$M$8:$M$31,FBR!$D6697+1)*INDEX(ID!$M$35:$M$46,$B6697),0)","v":47},{"$f":"IF(I6697=\"w\",INDEX(ID!$N$8:$N$31,FBR!$D6697+1)*INDEX(ID!$N$35:$N$46,$B6697),0)","v":0},null,27.758182265605775,0,0,0]
[6692,10,6,19,279,40,"2014-10-06",2,"h",null,{"$f":"IF(I6702=\"h\",INDEX(ID!$K$8:$K$31,FBR!$D6702+1)*INDEX(ID!$K$35:$K$46,$B6702),0)","v":60},{"$f":"IF(I6702=\"w\",INDEX(ID!$L$8:$L$31,FBR!$D6702+1)*INDEX(ID!$L$35:$L$46,$B6702),0)","v":0},{"$f":"IF(I6702=\"h\",INDEX(ID!$M$8:$M$31,FBR!$D6702+1)*INDEX(ID!$M$35:$M$46,$B6702),0)","v":60},{"$f":"IF(I6702=\"w\",INDEX(ID!$N$8:$N$31,FBR!$D6702+1)*INDEX(ID!$N$35:$N$46,$B6702),0)","v":0},null,35.435977360347799,0,0,0]
[6695,10,6,22,279,40,"2014-10-06",2,"h",null,{"$f":"IF(I6705=\"h\",INDEX(ID!$K$8:$K$31,FBR!$D6705+1)*INDEX(ID!$K$35:$K$46,$B6705),0)","v":45},{"$f":"IF(I6705=\"w\",INDEX(ID!$L$8:$L$31,FBR!$D6705+1)*INDEX(ID!$L$35:$L$46,$B6705),0)","v":0},{"$f":"IF(I6705=\"h\",INDEX(ID!$M$8:$M$31,FBR!$D6705+1)*INDEX(ID!$M$35:$M$46,$B6705),0)","v":45},{"$f":"IF(I6705=\"w\",INDEX(ID!$N$8:$N$31,FBR!$D6705+1)*INDEX(ID!$N$35:$N$46,$B6705),0)","v":0},null,26.576983020260847,0,0,0]
[6699,10,7,2,280,40,"2014-10-07",3,"h",null,{"$f":"IF(I6709=\"h\",INDEX(ID!$K$8:$K$31,FBR!$D6709+1)*INDEX(ID!$K$35:$K$46,$B6709),0)","v":28},{"$f":"IF(I6709=\"w\",INDEX(ID!$L$8:$L$31,FBR!$D6709+1)*INDEX(ID!$L$35:$L$46,$B6709),0)","v":0},{"$f":"IF(I6709=\"h\",INDEX(ID!$M$8:$M$31,FBR!$D6709+1)*INDEX(ID!$M$35:$M$46,$B6709),0)","v":28},{"$f":"IF(I6709=\"w\",INDEX(ID!$N$8:$N$31,FBR!$D6709+1)*INDEX(ID!$N$35:$N$46,$B6709),0)","v":0},null,16.536789434828972,0,0,0]
[6702,10,7,5,280,40,"2014-10-07",3,"h",null,{"$f":"IF(I6712=\"h\",INDEX(ID!$K$8:$K$31,FBR!$D6712+1)*INDEX(ID!$K$35:$K$46,$B6712),0)","v":27},{"$f":"IF(I6712=\"w\",INDEX(ID!$L$8:$L$31,FBR!$D6712+1)*INDEX(ID!$L$35:$L$46,$B6712),0)","v":0},{"$f":"IF(I6712=\"h\",INDEX(ID!$M$8:$M$31,FBR!$D6712+1)*INDEX(ID!$M$35:$M$46,$B6712),0)","v":27},{"$f":"IF(I6712=\"w\",INDEX(ID!$N$8:$N$31,FBR!$D6712+1)*INDEX(ID!$N$35:$N$46,$B6712),0)","v":0},null,15.94618981215651,0,0,0]
[6705,10,7,8,280,40,"2014-10-07",3,"h",null,{"$f":"IF(I6715=\"h\",INDEX(ID!$K$8:$K$31,FBR!$D6715+1)*INDEX(ID!$K$35:$K$46,$B6715),0)","v":35},{"$f":"IF(I6715=\"w\",INDEX(ID!$L$8:$L$31,FBR!$D6715+1)*INDEX(ID!$L$35:$L$46,$B6715),0)","v":0},{"$f":"IF(I6715=\"h\",INDEX(ID!$M$8:$M$31,FBR!$D6715+1)*INDEX(ID!$M$35:$M$46,$B6715),0)","v":35},{"$f":"IF(I6715=\"w\",INDEX(ID!$N$8:$N$31,FBR!$D6715+1)*INDEX(ID!$N$35:$N$46,$B6715),0)","v":0},null,20.670986793536215,0,0,0]
[6706,10,7,9,280,40,"2014-10-07",3,"h",null,{"$f":"IF(I6716=\"h\",INDEX(ID!$K$8:$K$31,FBR!$D6716+1)*INDEX(ID!$K$35:$K$46,$B6716),0)","v":38},{"$f":"IF(I6716=\"w\",INDEX(ID!$L$8:$L$31,FBR!$D6716+1)*INDEX(ID!$L$35:$L$46,$B6716),0)","v":0},{"$f":"IF(I6716=\"h\",INDEX(ID!$M$8:$M$31,FBR!$D6716+1)*INDEX(ID!$M$35:$M$46,$B6716),0)","v":38},{"$f":"IF(I6716=\"w\",INDEX(ID!$N$8:$N$31,FBR!$D6716+1)*INDEX(ID!$N$35:$N$46,$B6716),0)","v":0},null,22.442785661553604,0,0,0]
[6709,10,7,12,280,40,"2014-10-07",3,"h",null,{"$f":"IF(I6719=\"h\",INDEX(ID!$K$8:$K$31,FBR!$D6719+1)*INDEX(ID!$K$35:$K$46,$B6719),0)","v":43},{"$f":"IF(I6719=\"w\",INDEX(ID!$L$8:$L$31,FBR!$D6719+1)*INDEX(ID!$L$35:$L$46,$B6719),0)","v":0},{"$f":"IF(I6719=\"h\",INDEX(ID!$M$8:$M$31,FBR!$D6719+1)*INDEX(ID!$M$35:$M$46,$B6719),0)","v":43},{"$f":"IF(I6719=\"w\",INDEX(ID!$N$8:$N$31,FBR!$D6719+1)*INDEX(ID!$N$35:$N$46,$B6719),0)","v":0},null,25.395783774915923,0,0,0]
[6713,10,7,16,280,40,"2014-10-07",3,"h",null,{"$f":"IF(I6723=\"h\",INDEX(ID!$K$8:$K$31,FBR!$D6723+1)*INDEX(ID!$K$35:$K$46,$B6723),0)","v":53},{"$f":"IF(I6723=\"w\",INDEX(ID!$L$8:$L$31,FBR!$D6723+1)*INDEX(ID!$L$35:$L$46,$B6723),0)","v":0},{"$f":"IF(I6723=\"h\",INDEX(ID!$M$8:$M$31,FBR!$D6723+1)*INDEX(ID!$M$35:$M$46,$B6723),0)","v":53},{"$f":"IF(I6723=\"w\",INDEX(ID!$N$8:$N$31,FBR!$D6723+1)*INDEX(ID!$N$35:$N$46,$B6723),0)","v":0},null,31.301780001640555,0,0,0]
[6717,10,7,20,280,40,"2014-10-07",3,"h",null,{"$f":"IF(I6727=\"h\",INDEX(ID!$K$8:$K$31,FBR!$D6727+1)*INDEX(ID!$K$35:$K$46,$B6727),0)","v":53},{"$f":"IF(I6727=\"w\",INDEX(ID!$L$8:$L$31,FBR!$D6727+1)*INDEX(ID!$L$35:$L$46,$B6727),0)","v":0},{"$f":"IF(I6727=\"h\",INDEX(ID!$M$8:$M$31,FBR!$D6727+1)*INDEX(ID!$M$35:$M$46,$B6727),0)","v":53},{"$f":"IF(I6727=\"w\",INDEX(ID!$N$8:$N$31,FBR!$D6727+1)*INDEX(ID!$N$35:$N$46,$B6727),0)","v":0},null,31.301780001640555,0,0,0]
[6720,10,7,23,280,40,"2014-10-07",3,"h",null,{"$f":"IF(I6730=\"h\",INDEX(ID!$K$8:$K$31,FBR!$D6730+1)*INDEX(ID!$K$35:$K$46,$B6730),0)","v":40},{"$f":"IF(I6730=\"w\",INDEX(ID!$L$8:$L$31,FBR!$D6730+1)*INDEX(ID!$L$35:$L$46,$B6730),0)","v":0},{"$f":"IF(I6730=\"h\",INDEX(ID!$M$8:$M$31,FBR!$D6730+1)*INDEX(ID!$M$35:$M$46,$B6730),0)","v":40},{"$f":"IF(I6730=\"w\",INDEX(ID!$N$8:$N$31,FBR!$D6730+1)*INDEX(ID!$N$35:$N$46,$B6730),0)","v":0},null,23.623984906898531,0,0,0]
[6724,10,8,3,281,41,"2014-10-08",4,"h",null,{"$f":"IF(I6734=\"h\",INDEX(ID!$K$8:$K$31,FBR!$D6734+1)*INDEX(ID!$K$35:$K$46,$B6734),0)","v":27},{"$f":"IF(I6734=\"w\",INDEX(ID!$L$8:$L$31,FBR!$D6734+1)*INDEX(ID!$L$35:$L$46,$B6734),0)","v":0},{"$f":"IF(I6734=\"h\",INDEX(ID!$M$8:$M$31,FBR!$D6734+1)*INDEX(ID!$M$35:$M$46,$B6734),0)","v":27},{"$f":"IF(I6734=\"w\",INDEX(ID!$N$8:$N$31,FBR!$D6734+1)*INDEX(ID!$N$35:$N$46,$B6734),0)","v":0},null,15.94618981215651,0,0,0]
[6727,10,8,6,281,41,"2014-10-08",4,"h",null,{"$f":"IF(I6737=\"h\",INDEX(ID!$K$8:$K$31,FBR!$D6737+1)*INDEX(ID!$K$35:$K$46,$B6737),0)","v":29},{"$f":"IF(I6737=\"w\",INDEX(ID!$L$8:$L$31,FBR!$D6737+1)*INDEX(ID!$L$35:$L$46,$B6737),0)","v":0},{"$f":"IF(I6737=\"h\",INDEX(ID!$M$8:$M$31,FBR!$D6737+1)*INDEX(ID!$M$35:$M$46,$B6737),0)","v":29},{"$f":"IF(I6737=\"w\",INDEX(ID!$N$8:$N$31,FBR!$D6737+1)*INDEX(ID!$N$35:$N$46,$B6737),0)","v":0},null,17.127389057501436,0,0,0]
[6730,10,8,9,281,41,"2014-10-08",4,"h",null,{"$f":"IF(I6740=\"h\",INDEX(ID!$K$8:$K$31,FBR!$D6740+1)*INDEX(ID!$K$35:$K$46,$B6740),0)","v":38},{"$f":"IF(I6740=\"w\",INDEX(ID!$L$8:$L$31,FBR!$D6740+1)*INDEX(ID!$L$35:$L$46,$B6740),0)","v":0},{"$f":"IF(I6740=\"h\",INDEX(ID!$M$8:$M$31,FBR!$D6740+1)*INDEX(ID!$M$35:$M$46,$B6740),0)","v":38},{"$f":"IF(I6740=\"w\",INDEX(ID!$N$8:$N$31,FBR!$D6740+1)*INDEX(ID!$N$35:$N$46,$B6740),0)","v":0},null,22.442785661553604,0,0,0]
[6734,10,8,13,281,41,"2014-10-08",4,"h",null,{"$f":"IF(I6744=\"h\",INDEX(ID!$K$8:$K$31,FBR!$D6744+1)*INDEX(ID!$K$35:$K$46,$B6744),0)","v":44},{"$f":"IF(I6744=\"w\",INDEX(ID!$L$8:$L$31,FBR!$D6744+1)*INDEX(ID!$L$35:$L$46,$B6744),0)","v":0},{"$f":"IF(I6744=\"h\",INDEX(ID!$M$8:$M$31,FBR!$D6744+1)*INDEX(ID!$M$35:$M$46,$B6744),0)","v":44},{"$f":"IF(I6744=\"w\",INDEX(ID!$N$8:$N$31,FBR!$D6744+1)*INDEX(ID!$N$35:$N$46,$B6744),0)","v":0},null,25.986383397588384,0,0,0]
[6735,10,8,14,281,41,"2014-10-08",4,"h",null,{"$f":"IF(I6745=\"h\",INDEX(ID!$K$8:$K$31,FBR!$D6745+1)*INDEX(ID!$K$35:$K$46,$B6745),0)","v":47},{"$f":"IF(I6745=\"w\",INDEX(ID!$L$8:$L$31,FBR!$D6745+1)*INDEX(ID!$L$35:$L$46,$B6745),0)","v":0},{"$f":"IF(I6745=\"h\",INDEX(ID!$M$8:$M$31,FBR!$D6745+1)*INDEX(ID!$M$35:$M$46,$B6745),0)","v":47},{"$f":"IF(I6745=\"w\",INDEX(ID!$N$8:$N$31,FBR!$D6745+1)*INDEX(ID!$N$35:$N$46,$B6745),0)","v":0},null,27.758182265605775,0,0,0]
[6739,10,8,18,281,41,"2014-10-08",4,"h",null,{"$f":"IF(I6749=\"h\",INDEX(ID!$K$8:$K$31,FBR!$D6749+1)*INDEX(ID!$K$35:$K$46,$B6749),0)","v":65},{"$f":"IF(I6749=\"w\",INDEX(ID!$L$8:$L$31,FBR!$D6749+1)*INDEX(ID!$L$35:$L$46,$B6749),0)","v":0},{"$f":"IF(I6749=\"h\",INDEX(ID!$M$8:$M$31,FBR!$D6749+1)*INDEX(ID!$M$35:$M$46,$B6749),0)","v":65},{"$f":"IF(I6749=\"w\",INDEX(ID!$N$8:$N$31,FBR!$D6749+1)*INDEX(ID!$N$35:$N$46,$B6749),0)","v":0},null,38.388975473710111,0,0,0]
[6742,10,8,21,281,41,"2014-10-08",4,"h",null,{"$f":"IF(I6752=\"h\",INDEX(ID!$K$8:$K$31,FBR!$D6752+1)*INDEX(ID!$K$35:$K$46,$B6752),0)","v":50},{"$f":"IF(I6752=\"w\",INDEX(ID!$L$8:$L$31,FBR!$D6752+1)*INDEX(ID!$L$35:$L$46,$B6752),0)","v":0},{"$f":"IF(I6752=\"h\",INDEX(ID!$M$8:$M$31,FBR!$D6752+1)*INDEX(ID!$M$35:$M$46,$B6752),0)","v":50},{"$f":"IF(I6752=\"w\",INDEX(ID!$N$8:$N$31,FBR!$D6752+1)*INDEX(ID!$N$35:$N$46,$B6752),0)","v":0},null,29.529981133623163,0,0,0]
[6745,10,9,0,282,41,"2014-10-09",5,"h",null,{"$f":"IF(I6755=\"h\",INDEX(ID!$K$8:$K$31,FBR!$D6755+1)*INDEX(ID!$K$35:$K$46,$B6755),0)","v":35},{"$f":"IF(I6755=\"w\",INDEX(ID!$L$8:$L$31,FBR!$D6755+1)*INDEX(ID!$L$35:$L$46,$B6755),0)","v":0},{"$f":"IF(I6755=\"h\",INDEX(ID!$M$8:$M$31,FBR!$D6755+1)*INDEX(ID!$M$35:$M$46,$B6755),0)","v":35},{"$f":"IF(I6755=\"w\",INDEX(ID!$N$8:$N$31,FBR!$D6755+1)*INDEX(ID!$N$35:$N$46,$B6755),0)","v":0},null,20.670986793536215,0,0,0]
[6749,10,9,4,282,41,"2014-10-09",5,"h",null,{"$f":"IF(I6759=\"h\",INDEX(ID!$K$8:$K$31,FBR!$D6759+1)*INDEX(ID!$K$35:$K$46,$B6759),0)","v":27},{"$f":"IF(I6759=\"w\",INDEX(ID!$L$8:$L$31,FBR!$D6759+1)*INDEX(ID!$L$35:$L$46,$B6759),0)","v":0},{"$f":"IF(I6759=\"h\",INDEX(ID!$M$8:$M$31,FBR!$D6759+1)*INDEX(ID!$M$35:$M$46,$B6759),0)","v":27},{"$f":"IF(I6759=\"w\",INDEX(ID!$N$8:$N$31,FBR!$D6759+1)*INDEX(ID!$N$35:$N$46,$B6759),0)","v":0},null,15.94618981215651,0,0,0]
[6752,10,9,7,282,41,"2014-10-09",5,"h",null,{"$f":"IF(I6762=\"h\",INDEX(ID!$K$8:$K$31,FBR!$D6762+1)*INDEX(ID!$K$35:$K$46,$B6762),0)","v":32},{"$f":"IF(I6762=\"w\",INDEX(ID!$L$8:$L$31,FBR!$D6762+1)*INDEX(ID!$L$35:$L$46,$B6762),0)","v":0},{"$f":"IF(I6762=\"h\",INDEX(ID!$M$8:$M$31,FBR!$D6762+1)*INDEX(ID!$M$35:$M$46,$B6762),0)","v":32},{"$f":"IF(I6762=\"w\",INDEX(ID!$N$8:$N$31,FBR!$D6762+1)*INDEX(ID!$N$35:$N$46,$B6762),0)","v":0},null,18.899187925518824,0,0,0]
[6755,10,9,10,282,41,"2014-10-09",5,"h",null,{"$f":"IF(I6765=\"h\",INDEX(ID!$K$8:$K$31,FBR!$D6765+1)*INDEX(ID!$K$35:$K$46,$B6765),0)","v":40},{"$f":"IF(I6765=\"w\",INDEX(ID!$L$8:$L$31,FBR!$D6765+1)*INDEX(ID!$L$35:$L$46,$B6765),0)","v":0},{"$f":"IF(I6765=\"h\",INDEX(ID!$M$8:$M$31,FBR!$D6765+1)*INDEX(ID!$M$35:$M$46,$B6765),0)","v":40},{"$f":"IF(I6765=\"w\",INDEX(ID!$N$8:$N$31,FBR!$D6765+1)*INDEX(ID!$N$35:$N$46,$B6765),0)","v":0},null,23.623984906898531,0,0,0]
[6757,10,9,12,282,41,"2014-10-09",5,"h",null,{"$f":"IF(I6767=\"h\",INDEX(ID!$K$8:$K$31,FBR!$D6767+1)*INDEX(ID!$K$35:$K$46,$B6767),0)","v":43},{"$f":"IF(I6767=\"w\",INDEX(ID!$L$8:$L$31,FBR!$D6767+1)*INDEX(ID!$L$35:$L$46,$B6767),0)","v":0},{"$f":"IF(I6767=\"h\",INDEX(ID!$M$8:$M$31,FBR!$D6767+1)*INDEX(ID!$M$35:$M$46,$B6767),0)","v":43},{"$f":"IF(I6767=\"w\",INDEX(ID!$N$8:$N$31,FBR!$D6767+1)*INDEX(ID!$N$35:$N$46,$B6767),0)","v":0},null,25.395783774915923,0,0,0]
[6760,10,9,15,282,41,"2014-10-09",5,"h",null,{"$f":"IF(I6770=\"h\",INDEX(ID!$K$8:$K$31,FBR!$D6770+1)*INDEX(ID!$K$35:$K$46,$B6770),0)","v":50},{"$f":"IF(I6770=\"w\",INDEX(ID!$L$8:$L$31,FBR!$D6770+1)*INDEX(ID!$L$35:$L$46,$B6770),0)","v":0},{"$f":"IF(I6770=\"h\",INDEX(ID!$M$8:$M$31,FBR!$D6770+1)*INDEX(ID!$M$35:$M$46,$B6770),0)","v":50},{"$f":"IF(I6770=\"w\",INDEX(ID!$N$8:$N$31,FBR!$D6770+1)*INDEX(ID!$N$35:$N$46,$B6770),0)","v":0},null,29.529981133623163,0,0,0]
[6764,10,9,19,282,41,"2014-10-09",5,"h",null,{"$f":"IF(I6774=\"h\",INDEX(ID!$K$8:$K$31,FBR!$D6774+1)*INDEX(ID!$K$35:$K$46,$B6774),0)","v":60},{"$f":"IF(I6774=\"w\",INDEX(ID!$L$8:$L$31,FBR!$D6774+1)*INDEX(ID!$L$35:$L$46,$B6774),0)","v":0},{"$f":"IF(I6774=\"h\",INDEX(ID!$M$8:$M$31,FBR!$D6774+1)*INDEX(ID!$M$35:$M$46,$B6774),0)","v":60},{"$f":"IF(I6774=\"w\",INDEX(ID!$N$8:$N$31,FBR!$D6774+1)*INDEX(ID!$N$35:$N$46,$B6774),0)","v":0},null,35.435977360347799,0,0,0]
[6767,10,9,22,282,41,"2014-10-09",5,"h",null,{"$f":"IF(I6777=\"h\",INDEX(ID!$K$8:$K$31,FBR!$D6777+1)*INDEX(ID!$K$35:$K$46,$B6777),0)","v":45},{"$f":"IF(I6777=\"w\",INDEX(ID!$L$8:$L$31,FBR!$D6777+1)*INDEX(ID!$L$35:$L$46,$B6777),0)","v":0},{"$f":"IF(I6777=\"h\",INDEX(ID!$M$8:$M$31,FBR!$D6777+1)*INDEX(ID!$M$35:$M$46,$B6777),0)","v":45},{"$f":"IF(I6777=\"w\",INDEX(ID!$N$8:$N$31,FBR!$D6777+1)*INDEX(ID!$N$35:$N$46,$B6777),0)","v":0},null,26.576983020260847,0,0,0]
[6770,10,10,1,283,41,"2014-10-10",6,"w",null,{"$f":"IF(I6780=\"h\",INDEX(ID!$K$8:$K$31,FBR!$D6780+1)*INDEX(ID!$K$35:$K$46,$B6780),0)","v":0},{"$f":"IF(I6780=\"w\",INDEX(ID!$L$8:$L$31,FBR!$D6780+1)*INDEX(ID!$L$35:$L$46,$B6780),0)","v":30},{"$f":"IF(I6780=\"h\",INDEX(ID!$M$8:$M$31,FBR!$D6780+1)*INDEX(ID!$M$35:$M$46,$B6780),0)","v":0},{"$f":"IF(I6780=\"w\",INDEX(ID!$N$8:$N$31,FBR!$D6780+1)*INDEX(ID!$N$35:$N$46,$B6780),0)","v":30},null,0,17.717988680173899,0,0]
[6774,10,10,5,283,41,"2014-10-10",6,"w",null,{"$f":"IF(I6784=\"h\",INDEX(ID!$K$8:$K$31,FBR!$D6784+1)*INDEX(ID!$K$35:$K$46,$B6784),0)","v":0},{"$f":"IF(I6784=\"w\",INDEX(ID!$L$8:$L$31,FBR!$D6784+1)*INDEX(ID!$L$35:$L$46,$B6784),0)","v":27},{"$f":"IF(I6784=\"h\",INDEX(ID!$M$8:$M$31,FBR!$D6784+1)*INDEX(ID!$M$35:$M$46,$B6784),0)","v":0},{"$f":"IF(I6784=\"w\",INDEX(ID!$N$8:$N$31,FBR!$D6784+1)*INDEX(ID!$N$35:$N$46,$B6784),0)","v":27},null,0,15.94618981215651,0,0]
[6776,10,10,7,283,41,"2014-10-10",6,"w",null,{"$f":"IF(I6786=\"h\",INDEX(ID!$K$8:$K$31,FBR!$D6786+1)*INDEX(ID!$K$35:$K$46,$B6786),0)","v":0},{"$f":"IF(I6786=\"w\",INDEX(ID!$L$8:$L$31,FBR!$D6786+1)*INDEX(ID!$L$35:$L$46,$B6786),0)","v":32},{"$f":"IF(I6786=\"h\",INDEX(ID!$M$8:$M$31,FBR!$D6786+1)*INDEX(ID!$M$35:$M$46,$B6786),0)","v":0},{"$f":"IF(I6786=\"w\",INDEX(ID!$N$8:$N$31,FBR!$D6786+1)*INDEX(ID!$N$35:$N$46,$B6786),0)","v":32},null,0,18.899187925518824,0,0]
[6781,10,10,12,283,41,"2014-10-10",6,"w",null,{"$f":"IF(I6791=\"h\",INDEX(ID!$K$8:$K$31,FBR!$D6791+1)*INDEX(ID!$K$35:$K$46,$B6791),0)","v":0},{"$f":"IF(I6791=\"w\",INDEX(ID!$L$8:$L$31,FBR!$D6791+1)*INDEX(ID!$L$35:$L$46,$B6791),0)","v":43},{"$f":"IF(I6791=\"h\",INDEX(ID!$M$8:$M$31,FBR!$D6791+1)*INDEX(ID!$M$35:$M$46,$B6791),0)","v":0},{"$f":"IF(I6791=\"w\",INDEX(ID!$N$8:$N$31,FBR!$D6791+1)*INDEX(ID!$N$35:$N$46,$B6791),0)","v":43},null,0,25.395783774915923,0,0]
[6782,10,10,13,283,41,"2014-10-10",6,"w",null,{"$f":"IF(I6792=\"h\",INDEX(ID!$K$8:$K$31,FBR!$D6792+1)*INDEX(ID!$K$35:$K$46,$B6792),0)","v":0},{"$f":"IF(I6792=\"w\",INDEX(ID!$L$8:$L$31,FBR!$D6792+1)*INDEX(ID!$L$35:$L$46,$B6792),0)","v":44},{"$f":"IF(I6792=\"h\",INDEX(ID!$M$8:$M$31,FBR!$D6792+1)*INDEX(ID!$M$35:$M$46,$B6792),0)","v":0},{"$f":"IF(I6792=\"w\",INDEX(ID!$N$8:$N$31,FBR!$D6792+1)*INDEX(ID!$N$35:$N$46,$B6792),0)","v":44},null,0,25.986383397588384,0,0]
[6785,10,10,16,283,41,"2014-10-10",{"$f":"WEEKDAY(G6795)","v":6},{"$f":"IF(OR(H6795=6,H6795=7),\"w\",\"h\")","v":"w"},null,{"$f":"IF(I6795=\"h\",INDEX(ID!$K$8:$K$31,FBR!$D6795+1)*INDEX(ID!$K$35:$K$46,$B6795),0)","v":0},{"$f":"IF(I6795=\"w\",INDEX(ID!$L$8:$L$31,FBR!$D6795+1)*INDEX(ID!$L$35:$L$46,$B6795),0)","v":53},{"$f":"IF(I6795=\"h\",INDEX(ID!$M$8:$M$31,FBR!$D6795+1)*INDEX(ID!$M$35:$M$46,$B6795),0)","v":0},{"$f":"IF(I6795=\"w\",INDEX(ID!$N$8:$N$31,FBR!$D6795+1)*INDEX(ID!$N$35:$N$46,$B6795),0)","v":53},null,{"$f":"K6795*(indvforbrug*antalbrugere)/($K$8789+$L$8789)","v":0},{"$f":"L6795*indvforbrug*antalbrugere/($K$8789+$L$8789)","v":31.301780001640555},{"$f":"M6795*fællesforbrug/($M$8789+$N$8789)","v":0},{"$f":"N6795*fællesforbrug/($M$8789+$N$8789)","v":0}]
[6789,10,10,20,283,41,"2014-10-10",6,"w",null,{"$f":"IF(I6799=\"h\",INDEX(ID!$K$8:$K$31,FBR!$D6799+1)*INDEX(ID!$K$35:$K$46,$B6799),0)","v":0},{"$f":"IF(I6799=\"w\",INDEX(ID!$L$8:$L$31,FBR!$D6799+1)*INDEX(ID!$L$35:$L$46,$B6799),0)","v":53},{"$f":"IF(I6799=\"h\",INDEX(ID!$M$8:$M$31,FBR!$D6799+1)*INDEX(ID!$M$35:$M$46,$B6799),0)","v":0},{"$f":"IF(I6799=\"w\",INDEX(ID!$N$8:$N$31,FBR!$D6799+1)*INDEX(ID!$N$35:$N$46,$B6799),0)","v":53},null,0,31.301780001640555,0,0]
[6792,10,10,23,283,41,"2014-10-10",6,"w",null,{"$f":"IF(I6802=\"h\",INDEX(ID!$K$8:$K$31,FBR!$D6802+1)*INDEX(ID!$K$35:$K$46,$B6802),0)","v":0},{"$f":"IF(I6802=\"w\",INDEX(ID!$L$8:$L$31,FBR!$D6802+1)*INDEX(ID!$L$35:$L$46,$B6802),0)","v":40},{"$f":"IF(I6802=\"h\",INDEX(ID!$M$8:$M$31,FBR!$D6802+1)*INDEX(ID!$M$35:$M$46,$B6802),0)","v":0},{"$f":"IF(I6802=\"w\",INDEX(ID!$N$8:$N$31,FBR!$D6802+1)*INDEX(ID!$N$35:$N$46,$B6802),0)","v":40},null,0,23.623984906898531,0,0]
[6795,10,11,2,284,41,"2014-10-11",7,"w",null,{"$f":"IF(I6805=\"h\",INDEX(ID!$K$8:$K$31,FBR!$D6805+1)*INDEX(ID!$K$35:$K$46,$B6805),0)","v":0},{"$f":"IF(I6805=\"w\",INDEX(ID!$L$8:$L$31,FBR!$D6805+1)*INDEX(ID!$L$35:$L$46,$B6805),0)","v":28},{"$f":"IF(I6805=\"h\",INDEX(ID!$M$8:$M$31,FBR!$D6805+1)*INDEX(ID!$M$35:$M$46,$B6805),0)","v":0},{"$f":"IF(I6805=\"w\",INDEX(ID!$N$8:$N$31,FBR!$D6805+1)*INDEX(ID!$N$35:$N$46,$B6805),0)","v":28},null,0,16.536789434828972,0,0]
[6797,10,11,4,284,41,"2014-10-11",7,"w",null,{"$f":"IF(I6807=\"h\",INDEX(ID!$K$8:$K$31,FBR!$D6807+1)*INDEX(ID!$K$35:$K$46,$B6807),0)","v":0},{"$f":"IF(I6807=\"w\",INDEX(ID!$L$8:$L$31,FBR!$D6807+1)*INDEX(ID!$L$35:$L$46,$B6807),0)","v":27},{"$f":"IF(I6807=\"h\",INDEX(ID!$M$8:$M$31,FBR!$D6807+1)*INDEX(ID!$M$35:$M$46,$B6807),0)","v":0},{"$f":"IF(I6807=\"w\",INDEX(ID!$N$8:$N$31,FBR!$D6807+1)*INDEX(ID!$N$35:$N$46,$B6807),0)","v":27},null,0,15.94618981215651,0,0]
[6803,10,11,10,284,41,"2014-10-11",7,"w",null,{"$f":"IF(I6813=\"h\",INDEX(ID!$K$8:$K$31,FBR!$D6813+1)*INDEX(ID!$K$35:$K$46,$B6813),0)","v":0},{"$f":"IF(I6813=\"w\",INDEX(ID!$L$8:$L$31,FBR!$D6813+1)*INDEX(ID!$L$35:$L$46,$B6813),0)","v":40},{"$f":"IF(I6813=\"h\",INDEX(ID!$M$8:$M$31,FBR!$D6813+1)*INDEX(ID!$M$35:$M$46,$B6813),0)","v":0},{"$f":"IF(I6813=\"w\",INDEX(ID!$N$8:$N$31,FBR!$D6813+1)*INDEX(ID!$N$35:$N$46,$B6813),0)","v":40},null,0,23.623984906898531,0,0]
[6804,10,11,11,284,41,"2014-10-11",7,"w",null,{"$f":"IF(I6814=\"h\",INDEX(ID!$K$8:$K$31,FBR!$D6814+1)*INDEX(ID!$K$35:$K$46,$B6814),0)","v":0},{"$f":"IF(I6814=\"w\",INDEX(ID!$L$8:$L$31,FBR!$D6814+1)*INDEX(ID!$L$35:$L$46,$B6814),0)","v":42},{"$f":"IF(I6814=\"h\",INDEX(ID!$M$8:$M$31,FBR!$D6814+1)*INDEX(ID!$M$35:$M$46,$B6814),0)","v":0},{"$f":"IF(I6814=\"w\",INDEX(ID!$N$8:$N$31,FBR!$D6814+1)*INDEX(ID!$N$35:$N$46,$B6814),0)","v":42},null,0,24.805184152243459,0,0]
[6807,10,11,14,284,41,"2014-10-11",7,"w",null,{"$f":"IF(I6817=\"h\",INDEX(ID!$K$8:$K$31,FBR!$D6817+1)*INDEX(ID!$K$35:$K$46,$B6817),0)","v":0},{"$f":"IF(I6817=\"w\",INDEX(ID!$L$8:$L$31,FBR!$D6817+1)*INDEX(ID!$L$35:$L$46,$B6817),0)","v":47},{"$f":"IF(I6817=\"h\",INDEX(ID!$M$8:$M$31,FBR!$D6817+1)*INDEX(ID!$M$35:$M$46,$B6817),0)","v":0},{"$f":"IF(I6817=\"w\",INDEX(ID!$N$8:$N$31,FBR!$D6817+1)*INDEX(ID!$N$35:$N$46,$B6817),0)","v":47},null,0,27.758182265605775,0,0]
[6810,10,11,17,{"$f":"E6796+1","v":284},41,"2014-10-11",7,"w",null,{"$f":"IF(I6820=\"h\",INDEX(ID!$K$8:$K$31,FBR!$D6820+1)*INDEX(ID!$K$35:$K$46,$B6820),0)","v":0},{"$f":"IF(I6820=\"w\",INDEX(ID!$L$8:$L$31,FBR!$D6820+1)*INDEX(ID!$L$35:$L$46,$B6820),0)","v":62},{"$f":"IF(I6820=\"h\",INDEX(ID!$M$8:$M$31,FBR!$D6820+1)*INDEX(ID!$M$35:$M$46,$B6820),0)","v":0},{"$f":"IF(I6820=\"w\",INDEX(ID!$N$8:$N$31,FBR!$D6820+1)*INDEX(ID!$N$35:$N$46,$B6820),0)","v":62},null,0,36.617176605692727,0,0]
[6814,10,11,21,284,41,"2014-10-11",7,"w",null,{"$f":"IF(I6824=\"h\",INDEX(ID!$K$8:$K$31,FBR!$D6824+1)*INDEX(ID!$K$35:$K$46,$B6824),0)","v":0},{"$f":"IF(I6824=\"w\",INDEX(ID!$L$8:$L$31,FBR!$D6824+1)*INDEX(ID!$L$35:$L$46,$B6824),0)","v":50},{"$f":"IF(I6824=\"h\",INDEX(ID!$M$8:$M$31,FBR!$D6824+1)*INDEX(ID!$M$35:$M$46,$B6824),0)","v":0},{"$f":"IF(I6824=\"w\",INDEX(ID!$N$8:$N$31,FBR!$D6824+1)*INDEX(ID!$N$35:$N$46,$B6824),0)","v":50},null,0,29.529981133623163,0,0]
[6818,10,12,1,285,41,"2014-10-12",1,"h",null,{"$f":"IF(I6828=\"h\",INDEX(ID!$K$8:$K$31,FBR!$D6828+1)*INDEX(ID!$K$35:$K$46,$B6828),0)","v":30},{"$f":"IF(I6828=\"w\",INDEX(ID!$L$8:$L$31,FBR!$D6828+1)*INDEX(ID!$L$35:$L$46,$B6828),0)","v":0},{"$f":"IF(I6828=\"h\",INDEX(ID!$M$8:$M$31,FBR!$D6828+1)*INDEX(ID!$M$35:$M$46,$B6828),0)","v":30},{"$f":"IF(I6828=\"w\",INDEX(ID!$N$8:$N$31,FBR!$D6828+1)*INDEX(ID!$N$35:$N$46,$B6828),0)","v":0},null,17.717988680173899,0,0,0]
[6821,10,12,4,285,41,"2014-10-12",1,"h",null,{"$f":"IF(I6831=\"h\",INDEX(ID!$K$8:$K$31,FBR!$D6831+1)*INDEX(ID!$K$35:$K$46,$B6831),0)","v":27},{"$f":"IF(I6831=\"w\",INDEX(ID!$L$8:$L$31,FBR!$D6831+1)*INDEX(ID!$L$35:$L$46,$B6831),0)","v":0},{"$f":"IF(I6831=\"h\",INDEX(ID!$M$8:$M$31,FBR!$D6831+1)*INDEX(ID!$M$35:$M$46,$B6831),0)","v":27},{"$f":"IF(I6831=\"w\",INDEX(ID!$N$8:$N$31,FBR!$D6831+1)*INDEX(ID!$N$35:$N$46,$B6831),0)","v":0},null,15.94618981215651,0,0,0]
[6825,10,12,8,285,41,"2014-10-12",1,"h",null,{"$f":"IF(I6835=\"h\",INDEX(ID!$K$8:$K$31,FBR!$D6835+1)*INDEX(ID!$K$35:$K$46,$B6835),0)","v":35},{"$f":"IF(I6835=\"w\",INDEX(ID!$L$8:$L$31,FBR!$D6835+1)*INDEX(ID!$L$35:$L$46,$B6835),0)","v":0},{"$f":"IF(I6835=\"h\",INDEX(ID!$M$8:$M$31,FBR!$D6835+1)*INDEX(ID!$M$35:$M$46,$B6835),0)","v":35},{"$f":"IF(I6835=\"w\",INDEX(ID!$N$8:$N$31,FBR!$D6835+1)*INDEX(ID!$N$35:$N$46,$B6835),0)","v":0},null,20.670986793536215,0,0,0]
[6828,10,12,11,285,41,"2014-10-12",1,"h",null,{"$f":"IF(I6838=\"h\",INDEX(ID!$K$8:$K$31,FBR!$D6838+1)*INDEX(ID!$K$35:$K$46,$B6838),0)","v":42},{"$f":"IF(I6838=\"w\",INDEX(ID!$L$8:$L$31,FBR!$D6838+1)*INDEX(ID!$L$35:$L$46,$B6838),0)","v":0},{"$f":"IF(I6838=\"h\",INDEX(ID!$M$8:$M$31,FBR!$D6838+1)*INDEX(ID!$M$35:$M$46,$B6838),0)","v":42},{"$f":"IF(I6838=\"w\",INDEX(ID!$N$8:$N$31,FBR!$D6838+1)*INDEX(ID!$N$35:$N$46,$B6838),0)","v":0},null,24.805184152243459,0,0,0]
[6829,10,12,12,285,41,"2014-10-12",1,"h",null,{"$f":"IF(I6839=\"h\",INDEX(ID!$K$8:$K$31,FBR!$D6839+1)*INDEX(ID!$K$35:$K$46,$B6839),0)","v":43},{"$f":"IF(I6839=\"w\",INDEX(ID!$L$8:$L$31,FBR!$D6839+1)*INDEX(ID!$L$35:$L$46,$B6839),0)","v":0},{"$f":"IF(I6839=\"h\",INDEX(ID!$M$8:$M$31,FBR!$D6839+1)*INDEX(ID!$M$35:$M$46,$B6839),0)","v":43},{"$f":"IF(I6839=\"w\",INDEX(ID!$N$8:$N$31,FBR!$D6839+1)*INDEX(ID!$N$35:$N$46,$B6839),0)","v":0},null,25.395783774915923,0,0,0]
[6832,10,12,15,285,41,"2014-10-12",1,"h",null,{"$f":"IF(I6842=\"h\",INDEX(ID!$K$8:$K$31,FBR!$D6842+1)*INDEX(ID!$K$35:$K$46,$B6842),0)","v":50},{"$f":"IF(I6842=\"w\",INDEX(ID!$L$8:$L$31,FBR!$D6842+1)*INDEX(ID!$L$35:$L$46,$B6842),0)","v":0},{"$f":"IF(I6842=\"h\",INDEX(ID!$M$8:$M$31,FBR!$D6842+1)*INDEX(ID!$M$35:$M$46,$B6842),0)","v":50},{"$f":"IF(I6842=\"w\",INDEX(ID!$N$8:$N$31,FBR!$D6842+1)*INDEX(ID!$N$35:$N$46,$B6842),0)","v":0},null,29.529981133623163,0,0,0]
[6835,10,12,18,285,41,"2014-10-12",1,"h",null,{"$f":"IF(I6845=\"h\",INDEX(ID!$K$8:$K$31,FBR!$D6845+1)*INDEX(ID!$K$35:$K$46,$B6845),0)","v":65},{"$f":"IF(I6845=\"w\",INDEX(ID!$L$8:$L$31,FBR!$D6845+1)*INDEX(ID!$L$35:$L$46,$B6845),0)","v":0},{"$f":"IF(I6845=\"h\",INDEX(ID!$M$8:$M$31,FBR!$D6845+1)*INDEX(ID!$M$35:$M$46,$B6845),0)","v":65},{"$f":"IF(I6845=\"w\",INDEX(ID!$N$8:$N$31,FBR!$D6845+1)*INDEX(ID!$N$35:$N$46,$B6845),0)","v":0},null,38.388975473710111,0,0,0]
[6839,10,12,22,285,41,"2014-10-12",1,"h",null,{"$f":"IF(I6849=\"h\",INDEX(ID!$K$8:$K$31,FBR!$D6849+1)*INDEX(ID!$K$35:$K$46,$B6849),0)","v":45},{"$f":"IF(I6849=\"w\",INDEX(ID!$L$8:$L$31,FBR!$D6849+1)*INDEX(ID!$L$35:$L$46,$B6849),0)","v":0},{"$f":"IF(I6849=\"h\",INDEX(ID!$M$8:$M$31,FBR!$D6849+1)*INDEX(ID!$M$35:$M$46,$B6849),0)","v":45},{"$f":"IF(I6849=\"w\",INDEX(ID!$N$8:$N$31,FBR!$D6849+1)*INDEX(ID!$N$35:$N$46,$B6849),0)","v":0},null,26.576983020260847,0,0,0]
[6843,10,13,2,286,41,"2014-10-13",2,"h",null,{"$f":"IF(I6853=\"h\",INDEX(ID!$K$8:$K$31,FBR!$D6853+1)*INDEX(ID!$K$35:$K$46,$B6853),0)","v":28},{"$f":"IF(I6853=\"w\",INDEX(ID!$L$8:$L$31,FBR!$D6853+1)*INDEX(ID!$L$35:$L$46,$B6853),0)","v":0},{"$f":"IF(I6853=\"h\",INDEX(ID!$M$8:$M$31,FBR!$D6853+1)*INDEX(ID!$M$35:$M$46,$B6853),0)","v":28},{"$f":"IF(I6853=\"w\",INDEX(ID!$N$8:$N$31,FBR!$D6853+1)*INDEX(ID!$N$35:$N$46,$B6853),0)","v":0},null,16.536789434828972,0,0,0]
[6846,10,13,5,286,41,"2014-10-13",2,"h",null,{"$f":"IF(I6856=\"h\",INDEX(ID!$K$8:$K$31,FBR!$D6856+1)*INDEX(ID!$K$35:$K$46,$B6856),0)","v":27},{"$f":"IF(I6856=\"w\",INDEX(ID!$L$8:$L$31,FBR!$D6856+1)*INDEX(ID!$L$35:$L$46,$B6856),0)","v":0},{"$f":"IF(I6856=\"h\",INDEX(ID!$M$8:$M$31,FBR!$D6856+1)*INDEX(ID!$M$35:$M$46,$B6856),0)","v":27},{"$f":"IF(I6856=\"w\",INDEX(ID!$N$8:$N$31,FBR!$D6856+1)*INDEX(ID!$N$35:$N$46,$B6856),0)","v":0},null,15.94618981215651,0,0,0]
[{"$f":"A6859+1","v":6850},10,13,9,286,41,{"$f":"DATE(2014,B6860,C6860)","v":"2014-10-13"},2,"h",null,{"$f":"IF(I6860=\"h\",INDEX(ID!$K$8:$K$31,FBR!$D6860+1)*INDEX(ID!$K$35:$K$46,$B6860),0)","v":38},{"$f":"IF(I6860=\"w\",INDEX(ID!$L$8:$L$31,FBR!$D6860+1)*INDEX(ID!$L$35:$L$46,$B6860),0)","v":0},{"$f":"IF(I6860=\"h\",INDEX(ID!$M$8:$M$31,FBR!$D6860+1)*INDEX(ID!$M$35:$M$46,$B6860),0)","v":38},{"$f":"IF(I6860=\"w\",INDEX(ID!$N$8:$N$31,FBR!$D6860+1)*INDEX(ID!$N$35:$N$46,$B6860),0)","v":0},null,22.442785661553604,0,0,0]
[6853,10,13,12,286,41,"2014-10-13",2,"h",null,{"$f":"IF(I6863=\"h\",INDEX(ID!$K$8:$K$31,FBR!$D6863+1)*INDEX(ID!$K$35:$K$46,$B6863),0)","v":43},{"$f":"IF(I6863=\"w\",INDEX(ID!$L$8:$L$31,FBR!$D6863+1)*INDEX(ID!$L$35:$L$46,$B6863),0)","v":0},{"$f":"IF(I6863=\"h\",INDEX(ID!$M$8:$M$31,FBR!$D6863+1)*INDEX(ID!$M$35:$M$46,$B6863),0)","v":43},{"$f":"IF(I6863=\"w\",INDEX(ID!$N$8:$N$31,FBR!$D6863+1)*INDEX(ID!$N$35:$N$46,$B6863),0)","v":0},null,25.395783774915923,0,0,0]
[6854,10,13,13,286,41,"2014-10-13",2,"h",null,{"$f":"IF(I6864=\"h\",INDEX(ID!$K$8:$K$31,FBR!$D6864+1)*INDEX(ID!$K$35:$K$46,$B6864),0)","v":44},{"$f":"IF(I6864=\"w\",INDEX(ID!$L$8:$L$31,FBR!$D6864+1)*INDEX(ID!$L$35:$L$46,$B6864),0)","v":0},{"$f":"IF(I6864=\"h\",INDEX(ID!$M$8:$M$31,FBR!$D6864+1)*INDEX(ID!$M$35:$M$46,$B6864),0)","v":44},{"$f":"IF(I6864=\"w\",INDEX(ID!$N$8:$N$31,FBR!$D6864+1)*INDEX(ID!$N$35:$N$46,$B6864),0)","v":0},null,25.986383397588384,0,0,0]
[6857,10,13,16,286,41,"2014-10-13",2,"h",null,{"$f":"IF(I6867=\"h\",INDEX(ID!$K$8:$K$31,FBR!$D6867+1)*INDEX(ID!$K$35:$K$46,$B6867),0)","v":53},{"$f":"IF(I6867=\"w\",INDEX(ID!$L$8:$L$31,FBR!$D6867+1)*INDEX(ID!$L$35:$L$46,$B6867),0)","v":0},{"$f":"IF(I6867=\"h\",INDEX(ID!$M$8:$M$31,FBR!$D6867+1)*INDEX(ID!$M$35:$M$46,$B6867),0)","v":53},{"$f":"IF(I6867=\"w\",INDEX(ID!$N$8:$N$31,FBR!$D6867+1)*INDEX(ID!$N$35:$N$46,$B6867),0)","v":0},null,31.301780001640555,0,0,0]
[6860,10,13,19,286,41,"2014-10-13",2,"h",null,{"$f":"IF(I6870=\"h\",INDEX(ID!$K$8:$K$31,FBR!$D6870+1)*INDEX(ID!$K$35:$K$46,$B6870),0)","v":60},{"$f":"IF(I6870=\"w\",INDEX(ID!$L$8:$L$31,FBR!$D6870+1)*INDEX(ID!$L$35:$L$46,$B6870),0)","v":0},{"$f":"IF(I6870=\"h\",INDEX(ID!$M$8:$M$31,FBR!$D6870+1)*INDEX(ID!$M$35:$M$46,$B6870),0)","v":60},{"$f":"IF(I6870=\"w\",INDEX(ID!$N$8:$N$31,FBR!$D6870+1)*INDEX(ID!$N$35:$N$46,$B6870),0)","v":0},null,35.435977360347799,0,0,0]
[6865,10,14,0,287,41,"2014-10-14",3,"h",null,{"$f":"IF(I6875=\"h\",INDEX(ID!$K$8:$K$31,FBR!$D6875+1)*INDEX(ID!$K$35:$K$46,$B6875),0)","v":35},{"$f":"IF(I6875=\"w\",INDEX(ID!$L$8:$L$31,FBR!$D6875+1)*INDEX(ID!$L$35:$L$46,$B6875),0)","v":0},{"$f":"IF(I6875=\"h\",INDEX(ID!$M$8:$M$31,FBR!$D6875+1)*INDEX(ID!$M$35:$M$46,$B6875),0)","v":35},{"$f":"IF(I6875=\"w\",INDEX(ID!$N$8:$N$31,FBR!$D6875+1)*INDEX(ID!$N$35:$N$46,$B6875),0)","v":0},null,20.670986793536215,0,0,0]
[6868,10,14,3,287,41,"2014-10-14",3,"h",null,{"$f":"IF(I6878=\"h\",INDEX(ID!$K$8:$K$31,FBR!$D6878+1)*INDEX(ID!$K$35:$K$46,$B6878),0)","v":27},{"$f":"IF(I6878=\"w\",INDEX(ID!$L$8:$L$31,FBR!$D6878+1)*INDEX(ID!$L$35:$L$46,$B6878),0)","v":0},{"$f":"IF(I6878=\"h\",INDEX(ID!$M$8:$M$31,FBR!$D6878+1)*INDEX(ID!$M$35:$M$46,$B6878),0)","v":27},{"$f":"IF(I6878=\"w\",INDEX(ID!$N$8:$N$31,FBR!$D6878+1)*INDEX(ID!$N$35:$N$46,$B6878),0)","v":0},null,15.94618981215651,0,0,0]
[6872,10,14,7,287,41,"2014-10-14",3,"h",null,{"$f":"IF(I6882=\"h\",INDEX(ID!$K$8:$K$31,FBR!$D6882+1)*INDEX(ID!$K$35:$K$46,$B6882),0)","v":32},{"$f":"IF(I6882=\"w\",INDEX(ID!$L$8:$L$31,FBR!$D6882+1)*INDEX(ID!$L$35:$L$46,$B6882),0)","v":0},{"$f":"IF(I6882=\"h\",INDEX(ID!$M$8:$M$31,FBR!$D6882+1)*INDEX(ID!$M$35:$M$46,$B6882),0)","v":32},{"$f":"IF(I6882=\"w\",INDEX(ID!$N$8:$N$31,FBR!$D6882+1)*INDEX(ID!$N$35:$N$46,$B6882),0)","v":0},null,18.899187925518824,0,0,0]
[6875,10,14,10,287,41,"2014-10-14",3,"h",null,{"$f":"IF(I6885=\"h\",INDEX(ID!$K$8:$K$31,FBR!$D6885+1)*INDEX(ID!$K$35:$K$46,$B6885),0)","v":40},{"$f":"IF(I6885=\"w\",INDEX(ID!$L$8:$L$31,FBR!$D6885+1)*INDEX(ID!$L$35:$L$46,$B6885),0)","v":0},{"$f":"IF(I6885=\"h\",INDEX(ID!$M$8:$M$31,FBR!$D6885+1)*INDEX(ID!$M$35:$M$46,$B6885),0)","v":40},{"$f":"IF(I6885=\"w\",INDEX(ID!$N$8:$N$31,FBR!$D6885+1)*INDEX(ID!$N$35:$N$46,$B6885),0)","v":0},null,23.623984906898531,0,0,0]
[6878,10,14,13,287,41,"2014-10-14",3,"h",null,{"$f":"IF(I6888=\"h\",INDEX(ID!$K$8:$K$31,FBR!$D6888+1)*INDEX(ID!$K$35:$K$46,$B6888),0)","v":44},{"$f":"IF(I6888=\"w\",INDEX(ID!$L$8:$L$31,FBR!$D6888+1)*INDEX(ID!$L$35:$L$46,$B6888),0)","v":0},{"$f":"IF(I6888=\"h\",INDEX(ID!$M$8:$M$31,FBR!$D6888+1)*INDEX(ID!$M$35:$M$46,$B6888),0)","v":44},{"$f":"IF(I6888=\"w\",INDEX(ID!$N$8:$N$31,FBR!$D6888+1)*INDEX(ID!$N$35:$N$46,$B6888),0)","v":0},null,25.986383397588384,0,0,0]
[6879,10,14,14,287,41,"2014-10-14",3,"h",null,{"$f":"IF(I6889=\"h\",INDEX(ID!$K$8:$K$31,FBR!$D6889+1)*INDEX(ID!$K$35:$K$46,$B6889),0)","v":47},{"$f":"IF(I6889=\"w\",INDEX(ID!$L$8:$L$31,FBR!$D6889+1)*INDEX(ID!$L$35:$L$46,$B6889),0)","v":0},{"$f":"IF(I6889=\"h\",INDEX(ID!$M$8:$M$31,FBR!$D6889+1)*INDEX(ID!$M$35:$M$46,$B6889),0)","v":47},{"$f":"IF(I6889=\"w\",INDEX(ID!$N$8:$N$31,FBR!$D6889+1)*INDEX(ID!$N$35:$N$46,$B6889),0)","v":0},null,27.758182265605775,0,0,0]
[6885,10,14,20,287,41,"2014-10-14",3,"h",null,{"$f":"IF(I6895=\"h\",INDEX(ID!$K$8:$K$31,FBR!$D6895+1)*INDEX(ID!$K$35:$K$46,$B6895),0)","v":53},{"$f":"IF(I6895=\"w\",INDEX(ID!$L$8:$L$31,FBR!$D6895+1)*INDEX(ID!$L$35:$L$46,$B6895),0)","v":0},{"$f":"IF(I6895=\"h\",INDEX(ID!$M$8:$M$31,FBR!$D6895+1)*INDEX(ID!$M$35:$M$46,$B6895),0)","v":53},{"$f":"IF(I6895=\"w\",INDEX(ID!$N$8:$N$31,FBR!$D6895+1)*INDEX(ID!$N$35:$N$46,$B6895),0)","v":0},null,31.301780001640555,0,0,0]
[6886,10,14,21,287,41,"2014-10-14",3,"h",null,{"$f":"IF(I6896=\"h\",INDEX(ID!$K$8:$K$31,FBR!$D6896+1)*INDEX(ID!$K$35:$K$46,$B6896),0)","v":50},{"$f":"IF(I6896=\"w\",INDEX(ID!$L$8:$L$31,FBR!$D6896+1)*INDEX(ID!$L$35:$L$46,$B6896),0)","v":0},{"$f":"IF(I6896=\"h\",INDEX(ID!$M$8:$M$31,FBR!$D6896+1)*INDEX(ID!$M$35:$M$46,$B6896),0)","v":50},{"$f":"IF(I6896=\"w\",INDEX(ID!$N$8:$N$31,FBR!$D6896+1)*INDEX(ID!$N$35:$N$46,$B6896),0)","v":0},null,29.529981133623163,0,0,0]
[6890,10,15,1,288,{"$f":"F6732+1","v":42},"2014-10-15",4,"h",null,{"$f":"IF(I6900=\"h\",INDEX(ID!$K$8:$K$31,FBR!$D6900+1)*INDEX(ID!$K$35:$K$46,$B6900),0)","v":30},{"$f":"IF(I6900=\"w\",INDEX(ID!$L$8:$L$31,FBR!$D6900+1)*INDEX(ID!$L$35:$L$46,$B6900),0)","v":0},{"$f":"IF(I6900=\"h\",INDEX(ID!$M$8:$M$31,FBR!$D6900+1)*INDEX(ID!$M$35:$M$46,$B6900),0)","v":30},{"$f":"IF(I6900=\"w\",INDEX(ID!$N$8:$N$31,FBR!$D6900+1)*INDEX(ID!$N$35:$N$46,$B6900),0)","v":0},null,17.717988680173899,0,0,0]
[6893,10,15,4,288,42,"2014-10-15",4,"h",null,{"$f":"IF(I6903=\"h\",INDEX(ID!$K$8:$K$31,FBR!$D6903+1)*INDEX(ID!$K$35:$K$46,$B6903),0)","v":27},{"$f":"IF(I6903=\"w\",INDEX(ID!$L$8:$L$31,FBR!$D6903+1)*INDEX(ID!$L$35:$L$46,$B6903),0)","v":0},{"$f":"IF(I6903=\"h\",INDEX(ID!$M$8:$M$31,FBR!$D6903+1)*INDEX(ID!$M$35:$M$46,$B6903),0)","v":27},{"$f":"IF(I6903=\"w\",INDEX(ID!$N$8:$N$31,FBR!$D6903+1)*INDEX(ID!$N$35:$N$46,$B6903),0)","v":0},null,15.94618981215651,0,0,0]
[6897,10,15,8,288,42,"2014-10-15",4,"h",null,{"$f":"IF(I6907=\"h\",INDEX(ID!$K$8:$K$31,FBR!$D6907+1)*INDEX(ID!$K$35:$K$46,$B6907),0)","v":35},{"$f":"IF(I6907=\"w\",INDEX(ID!$L$8:$L$31,FBR!$D6907+1)*INDEX(ID!$L$35:$L$46,$B6907),0)","v":0},{"$f":"IF(I6907=\"h\",INDEX(ID!$M$8:$M$31,FBR!$D6907+1)*INDEX(ID!$M$35:$M$46,$B6907),0)","v":35},{"$f":"IF(I6907=\"w\",INDEX(ID!$N$8:$N$31,FBR!$D6907+1)*INDEX(ID!$N$35:$N$46,$B6907),0)","v":0},null,20.670986793536215,0,0,0]
[6900,10,15,11,288,42,"2014-10-15",4,"h",null,{"$f":"IF(I6910=\"h\",INDEX(ID!$K$8:$K$31,FBR!$D6910+1)*INDEX(ID!$K$35:$K$46,$B6910),0)","v":42},{"$f":"IF(I6910=\"w\",INDEX(ID!$L$8:$L$31,FBR!$D6910+1)*INDEX(ID!$L$35:$L$46,$B6910),0)","v":0},{"$f":"IF(I6910=\"h\",INDEX(ID!$M$8:$M$31,FBR!$D6910+1)*INDEX(ID!$M$35:$M$46,$B6910),0)","v":42},{"$f":"IF(I6910=\"w\",INDEX(ID!$N$8:$N$31,FBR!$D6910+1)*INDEX(ID!$N$35:$N$46,$B6910),0)","v":0},null,24.805184152243459,0,0,0]
[6902,10,15,13,288,42,"2014-10-15",4,"h",null,{"$f":"IF(I6912=\"h\",INDEX(ID!$K$8:$K$31,FBR!$D6912+1)*INDEX(ID!$K$35:$K$46,$B6912),0)","v":44},{"$f":"IF(I6912=\"w\",INDEX(ID!$L$8:$L$31,FBR!$D6912+1)*INDEX(ID!$L$35:$L$46,$B6912),0)","v":0},{"$f":"IF(I6912=\"h\",INDEX(ID!$M$8:$M$31,FBR!$D6912+1)*INDEX(ID!$M$35:$M$46,$B6912),0)","v":44},{"$f":"IF(I6912=\"w\",INDEX(ID!$N$8:$N$31,FBR!$D6912+1)*INDEX(ID!$N$35:$N$46,$B6912),0)","v":0},null,25.986383397588384,0,0,0]
[6905,10,15,16,288,42,"2014-10-15",4,"h",null,{"$f":"IF(I6915=\"h\",INDEX(ID!$K$8:$K$31,FBR!$D6915+1)*INDEX(ID!$K$35:$K$46,$B6915),0)","v":53},{"$f":"IF(I6915=\"w\",INDEX(ID!$L$8:$L$31,FBR!$D6915+1)*INDEX(ID!$L$35:$L$46,$B6915),0)","v":0},{"$f":"IF(I6915=\"h\",INDEX(ID!$M$8:$M$31,FBR!$D6915+1)*INDEX(ID!$M$35:$M$46,$B6915),0)","v":53},{"$f":"IF(I6915=\"w\",INDEX(ID!$N$8:$N$31,FBR!$D6915+1)*INDEX(ID!$N$35:$N$46,$B6915),0)","v":0},null,31.301780001640555,0,0,0]
[6908,10,15,19,288,42,"2014-10-15",4,"h",null,{"$f":"IF(I6918=\"h\",INDEX(ID!$K$8:$K$31,FBR!$D6918+1)*INDEX(ID!$K$35:$K$46,$B6918),0)","v":60},{"$f":"IF(I6918=\"w\",INDEX(ID!$L$8:$L$31,FBR!$D6918+1)*INDEX(ID!$L$35:$L$46,$B6918),0)","v":0},{"$f":"IF(I6918=\"h\",INDEX(ID!$M$8:$M$31,FBR!$D6918+1)*INDEX(ID!$M$35:$M$46,$B6918),0)","v":60},{"$f":"IF(I6918=\"w\",INDEX(ID!$N$8:$N$31,FBR!$D6918+1)*INDEX(ID!$N$35:$N$46,$B6918),0)","v":0},null,35.435977360347799,0,0,0]
[6912,10,15,23,288,42,"2014-10-15",4,"h",null,{"$f":"IF(I6922=\"h\",INDEX(ID!$K$8:$K$31,FBR!$D6922+1)*INDEX(ID!$K$35:$K$46,$B6922),0)","v":40},{"$f":"IF(I6922=\"w\",INDEX(ID!$L$8:$L$31,FBR!$D6922+1)*INDEX(ID!$L$35:$L$46,$B6922),0)","v":0},{"$f":"IF(I6922=\"h\",INDEX(ID!$M$8:$M$31,FBR!$D6922+1)*INDEX(ID!$M$35:$M$46,$B6922),0)","v":40},{"$f":"IF(I6922=\"w\",INDEX(ID!$N$8:$N$31,FBR!$D6922+1)*INDEX(ID!$N$35:$N$46,$B6922),0)","v":0},null,23.623984906898531,0,0,0]
[6915,10,16,2,289,42,"2014-10-16",5,"h",null,{"$f":"IF(I6925=\"h\",INDEX(ID!$K$8:$K$31,FBR!$D6925+1)*INDEX(ID!$K$35:$K$46,$B6925),0)","v":28},{"$f":"IF(I6925=\"w\",INDEX(ID!$L$8:$L$31,FBR!$D6925+1)*INDEX(ID!$L$35:$L$46,$B6925),0)","v":0},{"$f":"IF(I6925=\"h\",INDEX(ID!$M$8:$M$31,FBR!$D6925+1)*INDEX(ID!$M$35:$M$46,$B6925),0)","v":28},{"$f":"IF(I6925=\"w\",INDEX(ID!$N$8:$N$31,FBR!$D6925+1)*INDEX(ID!$N$35:$N$46,$B6925),0)","v":0},null,16.536789434828972,0,0,0]
[6918,10,16,5,289,42,"2014-10-16",5,"h",null,{"$f":"IF(I6928=\"h\",INDEX(ID!$K$8:$K$31,FBR!$D6928+1)*INDEX(ID!$K$35:$K$46,$B6928),0)","v":27},{"$f":"IF(I6928=\"w\",INDEX(ID!$L$8:$L$31,FBR!$D6928+1)*INDEX(ID!$L$35:$L$46,$B6928),0)","v":0},{"$f":"IF(I6928=\"h\",INDEX(ID!$M$8:$M$31,FBR!$D6928+1)*INDEX(ID!$M$35:$M$46,$B6928),0)","v":27},{"$f":"IF(I6928=\"w\",INDEX(ID!$N$8:$N$31,FBR!$D6928+1)*INDEX(ID!$N$35:$N$46,$B6928),0)","v":0},null,15.94618981215651,0,0,0]
[6922,10,16,9,289,42,"2014-10-16",5,"h",null,{"$f":"IF(I6932=\"h\",INDEX(ID!$K$8:$K$31,FBR!$D6932+1)*INDEX(ID!$K$35:$K$46,$B6932),0)","v":38},{"$f":"IF(I6932=\"w\",INDEX(ID!$L$8:$L$31,FBR!$D6932+1)*INDEX(ID!$L$35:$L$46,$B6932),0)","v":0},{"$f":"IF(I6932=\"h\",INDEX(ID!$M$8:$M$31,FBR!$D6932+1)*INDEX(ID!$M$35:$M$46,$B6932),0)","v":38},{"$f":"IF(I6932=\"w\",INDEX(ID!$N$8:$N$31,FBR!$D6932+1)*INDEX(ID!$N$35:$N$46,$B6932),0)","v":0},null,22.442785661553604,0,0,0]
[6923,10,16,10,289,42,"2014-10-16",5,"h",null,{"$f":"IF(I6933=\"h\",INDEX(ID!$K$8:$K$31,FBR!$D6933+1)*INDEX(ID!$K$35:$K$46,$B6933),0)","v":40},{"$f":"IF(I6933=\"w\",INDEX(ID!$L$8:$L$31,FBR!$D6933+1)*INDEX(ID!$L$35:$L$46,$B6933),0)","v":0},{"$f":"IF(I6933=\"h\",INDEX(ID!$M$8:$M$31,FBR!$D6933+1)*INDEX(ID!$M$35:$M$46,$B6933),0)","v":40},{"$f":"IF(I6933=\"w\",INDEX(ID!$N$8:$N$31,FBR!$D6933+1)*INDEX(ID!$N$35:$N$46,$B6933),0)","v":0},null,23.623984906898531,0,0,0]
[6929,10,16,16,289,42,"2014-10-16",5,"h",null,{"$f":"IF(I6939=\"h\",INDEX(ID!$K$8:$K$31,FBR!$D6939+1)*INDEX(ID!$K$35:$K$46,$B6939),0)","v":53},{"$f":"IF(I6939=\"w\",INDEX(ID!$L$8:$L$31,FBR!$D6939+1)*INDEX(ID!$L$35:$L$46,$B6939),0)","v":0},{"$f":"IF(I6939=\"h\",INDEX(ID!$M$8:$M$31,FBR!$D6939+1)*INDEX(ID!$M$35:$M$46,$B6939),0)","v":53},{"$f":"IF(I6939=\"w\",INDEX(ID!$N$8:$N$31,FBR!$D6939+1)*INDEX(ID!$N$35:$N$46,$B6939),0)","v":0},null,31.301780001640555,0,0,0]
[6930,10,16,17,289,42,"2014-10-16",5,"h",null,{"$f":"IF(I6940=\"h\",INDEX(ID!$K$8:$K$31,FBR!$D6940+1)*INDEX(ID!$K$35:$K$46,$B6940),0)","v":62},{"$f":"IF(I6940=\"w\",INDEX(ID!$L$8:$L$31,FBR!$D6940+1)*INDEX(ID!$L$35:$L$46,$B6940),0)","v":0},{"$f":"IF(I6940=\"h\",INDEX(ID!$M$8:$M$31,FBR!$D6940+1)*INDEX(ID!$M$35:$M$46,$B6940),0)","v":62},{"$f":"IF(I6940=\"w\",INDEX(ID!$N$8:$N$31,FBR!$D6940+1)*INDEX(ID!$N$35:$N$46,$B6940),0)","v":0},null,36.617176605692727,0,0,0]
[6933,10,16,20,289,42,"2014-10-16",5,"h",null,{"$f":"IF(I6943=\"h\",INDEX(ID!$K$8:$K$31,FBR!$D6943+1)*INDEX(ID!$K$35:$K$46,$B6943),0)","v":53},{"$f":"IF(I6943=\"w\",INDEX(ID!$L$8:$L$31,FBR!$D6943+1)*INDEX(ID!$L$35:$L$46,$B6943),0)","v":0},{"$f":"IF(I6943=\"h\",INDEX(ID!$M$8:$M$31,FBR!$D6943+1)*INDEX(ID!$M$35:$M$46,$B6943),0)","v":53},{"$f":"IF(I6943=\"w\",INDEX(ID!$N$8:$N$31,FBR!$D6943+1)*INDEX(ID!$N$35:$N$46,$B6943),0)","v":0},null,31.301780001640555,0,0,0]
[6937,10,17,0,290,42,"2014-10-17",6,"w",null,{"$f":"IF(I6947=\"h\",INDEX(ID!$K$8:$K$31,FBR!$D6947+1)*INDEX(ID!$K$35:$K$46,$B6947),0)","v":0},{"$f":"IF(I6947=\"w\",INDEX(ID!$L$8:$L$31,FBR!$D6947+1)*INDEX(ID!$L$35:$L$46,$B6947),0)","v":35},{"$f":"IF(I6947=\"h\",INDEX(ID!$M$8:$M$31,FBR!$D6947+1)*INDEX(ID!$M$35:$M$46,$B6947),0)","v":0},{"$f":"IF(I6947=\"w\",INDEX(ID!$N$8:$N$31,FBR!$D6947+1)*INDEX(ID!$N$35:$N$46,$B6947),0)","v":35},null,0,20.670986793536215,0,0]
[6940,10,17,3,290,42,"2014-10-17",6,"w",null,{"$f":"IF(I6950=\"h\",INDEX(ID!$K$8:$K$31,FBR!$D6950+1)*INDEX(ID!$K$35:$K$46,$B6950),0)","v":0},{"$f":"IF(I6950=\"w\",INDEX(ID!$L$8:$L$31,FBR!$D6950+1)*INDEX(ID!$L$35:$L$46,$B6950),0)","v":27},{"$f":"IF(I6950=\"h\",INDEX(ID!$M$8:$M$31,FBR!$D6950+1)*INDEX(ID!$M$35:$M$46,$B6950),0)","v":0},{"$f":"IF(I6950=\"w\",INDEX(ID!$N$8:$N$31,FBR!$D6950+1)*INDEX(ID!$N$35:$N$46,$B6950),0)","v":27},null,0,15.94618981215651,0,0]
[6943,10,17,6,290,42,"2014-10-17",6,"w",null,{"$f":"IF(I6953=\"h\",INDEX(ID!$K$8:$K$31,FBR!$D6953+1)*INDEX(ID!$K$35:$K$46,$B6953),0)","v":0},{"$f":"IF(I6953=\"w\",INDEX(ID!$L$8:$L$31,FBR!$D6953+1)*INDEX(ID!$L$35:$L$46,$B6953),0)","v":29},{"$f":"IF(I6953=\"h\",INDEX(ID!$M$8:$M$31,FBR!$D6953+1)*INDEX(ID!$M$35:$M$46,$B6953),0)","v":0},{"$f":"IF(I6953=\"w\",INDEX(ID!$N$8:$N$31,FBR!$D6953+1)*INDEX(ID!$N$35:$N$46,$B6953),0)","v":29},null,0,17.127389057501436,0,0]
[6948,10,17,11,290,42,"2014-10-17",6,"w",null,{"$f":"IF(I6958=\"h\",INDEX(ID!$K$8:$K$31,FBR!$D6958+1)*INDEX(ID!$K$35:$K$46,$B6958),0)","v":0},{"$f":"IF(I6958=\"w\",INDEX(ID!$L$8:$L$31,FBR!$D6958+1)*INDEX(ID!$L$35:$L$46,$B6958),0)","v":42},{"$f":"IF(I6958=\"h\",INDEX(ID!$M$8:$M$31,FBR!$D6958+1)*INDEX(ID!$M$35:$M$46,$B6958),0)","v":0},{"$f":"IF(I6958=\"w\",INDEX(ID!$N$8:$N$31,FBR!$D6958+1)*INDEX(ID!$N$35:$N$46,$B6958),0)","v":42},null,0,24.805184152243459,0,0]
[6951,10,17,14,290,42,"2014-10-17",6,"w",null,{"$f":"IF(I6961=\"h\",INDEX(ID!$K$8:$K$31,FBR!$D6961+1)*INDEX(ID!$K$35:$K$46,$B6961),0)","v":0},{"$f":"IF(I6961=\"w\",INDEX(ID!$L$8:$L$31,FBR!$D6961+1)*INDEX(ID!$L$35:$L$46,$B6961),0)","v":47},{"$f":"IF(I6961=\"h\",INDEX(ID!$M$8:$M$31,FBR!$D6961+1)*INDEX(ID!$M$35:$M$46,$B6961),0)","v":0},{"$f":"IF(I6961=\"w\",INDEX(ID!$N$8:$N$31,FBR!$D6961+1)*INDEX(ID!$N$35:$N$46,$B6961),0)","v":47},null,0,27.758182265605775,0,0]
[6954,10,17,17,290,{"$f":"F6796+1","v":42},"2014-10-17",6,"w",null,{"$f":"IF(I6964=\"h\",INDEX(ID!$K$8:$K$31,FBR!$D6964+1)*INDEX(ID!$K$35:$K$46,$B6964),0)","v":0},{"$f":"IF(I6964=\"w\",INDEX(ID!$L$8:$L$31,FBR!$D6964+1)*INDEX(ID!$L$35:$L$46,$B6964),0)","v":62},{"$f":"IF(I6964=\"h\",INDEX(ID!$M$8:$M$31,FBR!$D6964+1)*INDEX(ID!$M$35:$M$46,$B6964),0)","v":0},{"$f":"IF(I6964=\"w\",INDEX(ID!$N$8:$N$31,FBR!$D6964+1)*INDEX(ID!$N$35:$N$46,$B6964),0)","v":62},null,0,36.617176605692727,0,0]
[6955,10,17,18,290,42,"2014-10-17",6,"w",null,{"$f":"IF(I6965=\"h\",INDEX(ID!$K$8:$K$31,FBR!$D6965+1)*INDEX(ID!$K$35:$K$46,$B6965),0)","v":0},{"$f":"IF(I6965=\"w\",INDEX(ID!$L$8:$L$31,FBR!$D6965+1)*INDEX(ID!$L$35:$L$46,$B6965),0)","v":65},{"$f":"IF(I6965=\"h\",INDEX(ID!$M$8:$M$31,FBR!$D6965+1)*INDEX(ID!$M$35:$M$46,$B6965),0)","v":0},{"$f":"IF(I6965=\"w\",INDEX(ID!$N$8:$N$31,FBR!$D6965+1)*INDEX(ID!$N$35:$N$46,$B6965),0)","v":65},null,0,38.388975473710111,0,0]
[6958,10,17,21,290,42,"2014-10-17",6,"w",null,{"$f":"IF(I6968=\"h\",INDEX(ID!$K$8:$K$31,FBR!$D6968+1)*INDEX(ID!$K$35:$K$46,$B6968),0)","v":0},{"$f":"IF(I6968=\"w\",INDEX(ID!$L$8:$L$31,FBR!$D6968+1)*INDEX(ID!$L$35:$L$46,$B6968),0)","v":50},{"$f":"IF(I6968=\"h\",INDEX(ID!$M$8:$M$31,FBR!$D6968+1)*INDEX(ID!$M$35:$M$46,$B6968),0)","v":0},{"$f":"IF(I6968=\"w\",INDEX(ID!$N$8:$N$31,FBR!$D6968+1)*INDEX(ID!$N$35:$N$46,$B6968),0)","v":50},null,0,29.529981133623163,0,0]
[6962,10,18,1,291,42,"2014-10-18",7,"w",null,{"$f":"IF(I6972=\"h\",INDEX(ID!$K$8:$K$31,FBR!$D6972+1)*INDEX(ID!$K$35:$K$46,$B6972),0)","v":0},{"$f":"IF(I6972=\"w\",INDEX(ID!$L$8:$L$31,FBR!$D6972+1)*INDEX(ID!$L$35:$L$46,$B6972),0)","v":30},{"$f":"IF(I6972=\"h\",INDEX(ID!$M$8:$M$31,FBR!$D6972+1)*INDEX(ID!$M$35:$M$46,$B6972),0)","v":0},{"$f":"IF(I6972=\"w\",INDEX(ID!$N$8:$N$31,FBR!$D6972+1)*INDEX(ID!$N$35:$N$46,$B6972),0)","v":30},null,0,17.717988680173899,0,0]
[6965,10,18,4,291,42,"2014-10-18",7,"w",null,{"$f":"IF(I6975=\"h\",INDEX(ID!$K$8:$K$31,FBR!$D6975+1)*INDEX(ID!$K$35:$K$46,$B6975),0)","v":0},{"$f":"IF(I6975=\"w\",INDEX(ID!$L$8:$L$31,FBR!$D6975+1)*INDEX(ID!$L$35:$L$46,$B6975),0)","v":27},{"$f":"IF(I6975=\"h\",INDEX(ID!$M$8:$M$31,FBR!$D6975+1)*INDEX(ID!$M$35:$M$46,$B6975),0)","v":0},{"$f":"IF(I6975=\"w\",INDEX(ID!$N$8:$N$31,FBR!$D6975+1)*INDEX(ID!$N$35:$N$46,$B6975),0)","v":27},null,0,15.94618981215651,0,0]
[6969,10,18,8,291,42,"2014-10-18",7,"w",null,{"$f":"IF(I6979=\"h\",INDEX(ID!$K$8:$K$31,FBR!$D6979+1)*INDEX(ID!$K$35:$K$46,$B6979),0)","v":0},{"$f":"IF(I6979=\"w\",INDEX(ID!$L$8:$L$31,FBR!$D6979+1)*INDEX(ID!$L$35:$L$46,$B6979),0)","v":35},{"$f":"IF(I6979=\"h\",INDEX(ID!$M$8:$M$31,FBR!$D6979+1)*INDEX(ID!$M$35:$M$46,$B6979),0)","v":0},{"$f":"IF(I6979=\"w\",INDEX(ID!$N$8:$N$31,FBR!$D6979+1)*INDEX(ID!$N$35:$N$46,$B6979),0)","v":35},null,0,20.670986793536215,0,0]
[6973,10,18,12,291,42,"2014-10-18",7,"w",null,{"$f":"IF(I6983=\"h\",INDEX(ID!$K$8:$K$31,FBR!$D6983+1)*INDEX(ID!$K$35:$K$46,$B6983),0)","v":0},{"$f":"IF(I6983=\"w\",INDEX(ID!$L$8:$L$31,FBR!$D6983+1)*INDEX(ID!$L$35:$L$46,$B6983),0)","v":43},{"$f":"IF(I6983=\"h\",INDEX(ID!$M$8:$M$31,FBR!$D6983+1)*INDEX(ID!$M$35:$M$46,$B6983),0)","v":0},{"$f":"IF(I6983=\"w\",INDEX(ID!$N$8:$N$31,FBR!$D6983+1)*INDEX(ID!$N$35:$N$46,$B6983),0)","v":43},null,0,25.395783774915923,0,0]
[6976,10,18,15,291,42,"2014-10-18",7,"w",null,{"$f":"IF(I6986=\"h\",INDEX(ID!$K$8:$K$31,FBR!$D6986+1)*INDEX(ID!$K$35:$K$46,$B6986),0)","v":0},{"$f":"IF(I6986=\"w\",INDEX(ID!$L$8:$L$31,FBR!$D6986+1)*INDEX(ID!$L$35:$L$46,$B6986),0)","v":50},{"$f":"IF(I6986=\"h\",INDEX(ID!$M$8:$M$31,FBR!$D6986+1)*INDEX(ID!$M$35:$M$46,$B6986),0)","v":0},{"$f":"IF(I6986=\"w\",INDEX(ID!$N$8:$N$31,FBR!$D6986+1)*INDEX(ID!$N$35:$N$46,$B6986),0)","v":50},null,0,29.529981133623163,0,0]
[6977,10,18,16,291,42,"2014-10-18",{"$f":"WEEKDAY(G6987)","v":7},{"$f":"IF(OR(H6987=6,H6987=7),\"w\",\"h\")","v":"w"},null,{"$f":"IF(I6987=\"h\",INDEX(ID!$K$8:$K$31,FBR!$D6987+1)*INDEX(ID!$K$35:$K$46,$B6987),0)","v":0},{"$f":"IF(I6987=\"w\",INDEX(ID!$L$8:$L$31,FBR!$D6987+1)*INDEX(ID!$L$35:$L$46,$B6987),0)","v":53},{"$f":"IF(I6987=\"h\",INDEX(ID!$M$8:$M$31,FBR!$D6987+1)*INDEX(ID!$M$35:$M$46,$B6987),0)","v":0},{"$f":"IF(I6987=\"w\",INDEX(ID!$N$8:$N$31,FBR!$D6987+1)*INDEX(ID!$N$35:$N$46,$B6987),0)","v":53},null,{"$f":"K6987*(indvforbrug*antalbrugere)/($K$8789+$L$8789)","v":0},{"$f":"L6987*indvforbrug*antalbrugere/($K$8789+$L$8789)","v":31.301780001640555},{"$f":"M6987*fællesforbrug/($M$8789+$N$8789)","v":0},{"$f":"N6987*fællesforbrug/($M$8789+$N$8789)","v":0}]
[6980,10,18,19,291,42,"2014-10-18",7,"w",null,{"$f":"IF(I6990=\"h\",INDEX(ID!$K$8:$K$31,FBR!$D6990+1)*INDEX(ID!$K$35:$K$46,$B6990),0)","v":0},{"$f":"IF(I6990=\"w\",INDEX(ID!$L$8:$L$31,FBR!$D6990+1)*INDEX(ID!$L$35:$L$46,$B6990),0)","v":60},{"$f":"IF(I6990=\"h\",INDEX(ID!$M$8:$M$31,FBR!$D6990+1)*INDEX(ID!$M$35:$M$46,$B6990),0)","v":0},{"$f":"IF(I6990=\"w\",INDEX(ID!$N$8:$N$31,FBR!$D6990+1)*INDEX(ID!$N$35:$N$46,$B6990),0)","v":60},null,0,35.435977360347799,0,0]
[6983,10,18,22,291,42,"2014-10-18",7,"w",null,{"$f":"IF(I6993=\"h\",INDEX(ID!$K$8:$K$31,FBR!$D6993+1)*INDEX(ID!$K$35:$K$46,$B6993),0)","v":0},{"$f":"IF(I6993=\"w\",INDEX(ID!$L$8:$L$31,FBR!$D6993+1)*INDEX(ID!$L$35:$L$46,$B6993),0)","v":45},{"$f":"IF(I6993=\"h\",INDEX(ID!$M$8:$M$31,FBR!$D6993+1)*INDEX(ID!$M$35:$M$46,$B6993),0)","v":0},{"$f":"IF(I6993=\"w\",INDEX(ID!$N$8:$N$31,FBR!$D6993+1)*INDEX(ID!$N$35:$N$46,$B6993),0)","v":45},null,0,26.576983020260847,0,0]
[6986,10,19,1,292,42,"2014-10-19",1,"h",null,{"$f":"IF(I6996=\"h\",INDEX(ID!$K$8:$K$31,FBR!$D6996+1)*INDEX(ID!$K$35:$K$46,$B6996),0)","v":30},{"$f":"IF(I6996=\"w\",INDEX(ID!$L$8:$L$31,FBR!$D6996+1)*INDEX(ID!$L$35:$L$46,$B6996),0)","v":0},{"$f":"IF(I6996=\"h\",INDEX(ID!$M$8:$M$31,FBR!$D6996+1)*INDEX(ID!$M$35:$M$46,$B6996),0)","v":30},{"$f":"IF(I6996=\"w\",INDEX(ID!$N$8:$N$31,FBR!$D6996+1)*INDEX(ID!$N$35:$N$46,$B6996),0)","v":0},null,17.717988680173899,0,0,0]
[6991,10,19,6,292,42,"2014-10-19",1,"h",null,{"$f":"IF(I7001=\"h\",INDEX(ID!$K$8:$K$31,FBR!$D7001+1)*INDEX(ID!$K$35:$K$46,$B7001),0)","v":29},{"$f":"IF(I7001=\"w\",INDEX(ID!$L$8:$L$31,FBR!$D7001+1)*INDEX(ID!$L$35:$L$46,$B7001),0)","v":0},{"$f":"IF(I7001=\"h\",INDEX(ID!$M$8:$M$31,FBR!$D7001+1)*INDEX(ID!$M$35:$M$46,$B7001),0)","v":29},{"$f":"IF(I7001=\"w\",INDEX(ID!$N$8:$N$31,FBR!$D7001+1)*INDEX(ID!$N$35:$N$46,$B7001),0)","v":0},null,17.127389057501436,0,0,0]
[6994,10,19,9,292,42,"2014-10-19",1,"h",null,{"$f":"IF(I7004=\"h\",INDEX(ID!$K$8:$K$31,FBR!$D7004+1)*INDEX(ID!$K$35:$K$46,$B7004),0)","v":38},{"$f":"IF(I7004=\"w\",INDEX(ID!$L$8:$L$31,FBR!$D7004+1)*INDEX(ID!$L$35:$L$46,$B7004),0)","v":0},{"$f":"IF(I7004=\"h\",INDEX(ID!$M$8:$M$31,FBR!$D7004+1)*INDEX(ID!$M$35:$M$46,$B7004),0)","v":38},{"$f":"IF(I7004=\"w\",INDEX(ID!$N$8:$N$31,FBR!$D7004+1)*INDEX(ID!$N$35:$N$46,$B7004),0)","v":0},null,22.442785661553604,0,0,0]
[6998,10,19,13,292,42,"2014-10-19",1,"h",null,{"$f":"IF(I7008=\"h\",INDEX(ID!$K$8:$K$31,FBR!$D7008+1)*INDEX(ID!$K$35:$K$46,$B7008),0)","v":44},{"$f":"IF(I7008=\"w\",INDEX(ID!$L$8:$L$31,FBR!$D7008+1)*INDEX(ID!$L$35:$L$46,$B7008),0)","v":0},{"$f":"IF(I7008=\"h\",INDEX(ID!$M$8:$M$31,FBR!$D7008+1)*INDEX(ID!$M$35:$M$46,$B7008),0)","v":44},{"$f":"IF(I7008=\"w\",INDEX(ID!$N$8:$N$31,FBR!$D7008+1)*INDEX(ID!$N$35:$N$46,$B7008),0)","v":0},null,25.986383397588384,0,0,0]
[7001,10,19,16,292,42,"2014-10-19",1,"h",null,{"$f":"IF(I7011=\"h\",INDEX(ID!$K$8:$K$31,FBR!$D7011+1)*INDEX(ID!$K$35:$K$46,$B7011),0)","v":53},{"$f":"IF(I7011=\"w\",INDEX(ID!$L$8:$L$31,FBR!$D7011+1)*INDEX(ID!$L$35:$L$46,$B7011),0)","v":0},{"$f":"IF(I7011=\"h\",INDEX(ID!$M$8:$M$31,FBR!$D7011+1)*INDEX(ID!$M$35:$M$46,$B7011),0)","v":53},{"$f":"IF(I7011=\"w\",INDEX(ID!$N$8:$N$31,FBR!$D7011+1)*INDEX(ID!$N$35:$N$46,$B7011),0)","v":0},null,31.301780001640555,0,0,0]
[7002,10,19,17,{"$f":"E6988+1","v":292},42,"2014-10-19",1,"h",null,{"$f":"IF(I7012=\"h\",INDEX(ID!$K$8:$K$31,FBR!$D7012+1)*INDEX(ID!$K$35:$K$46,$B7012),0)","v":62},{"$f":"IF(I7012=\"w\",INDEX(ID!$L$8:$L$31,FBR!$D7012+1)*INDEX(ID!$L$35:$L$46,$B7012),0)","v":0},{"$f":"IF(I7012=\"h\",INDEX(ID!$M$8:$M$31,FBR!$D7012+1)*INDEX(ID!$M$35:$M$46,$B7012),0)","v":62},{"$f":"IF(I7012=\"w\",INDEX(ID!$N$8:$N$31,FBR!$D7012+1)*INDEX(ID!$N$35:$N$46,$B7012),0)","v":0},null,36.617176605692727,0,0,0]
[7005,10,19,20,292,42,"2014-10-19",1,"h",null,{"$f":"IF(I7015=\"h\",INDEX(ID!$K$8:$K$31,FBR!$D7015+1)*INDEX(ID!$K$35:$K$46,$B7015),0)","v":53},{"$f":"IF(I7015=\"w\",INDEX(ID!$L$8:$L$31,FBR!$D7015+1)*INDEX(ID!$L$35:$L$46,$B7015),0)","v":0},{"$f":"IF(I7015=\"h\",INDEX(ID!$M$8:$M$31,FBR!$D7015+1)*INDEX(ID!$M$35:$M$46,$B7015),0)","v":53},{"$f":"IF(I7015=\"w\",INDEX(ID!$N$8:$N$31,FBR!$D7015+1)*INDEX(ID!$N$35:$N$46,$B7015),0)","v":0},null,31.301780001640555,0,0,0]
[7011,10,20,2,293,42,"2014-10-20",2,"h",null,{"$f":"IF(I7021=\"h\",INDEX(ID!$K$8:$K$31,FBR!$D7021+1)*INDEX(ID!$K$35:$K$46,$B7021),0)","v":28},{"$f":"IF(I7021=\"w\",INDEX(ID!$L$8:$L$31,FBR!$D7021+1)*INDEX(ID!$L$35:$L$46,$B7021),0)","v":0},{"$f":"IF(I7021=\"h\",INDEX(ID!$M$8:$M$31,FBR!$D7021+1)*INDEX(ID!$M$35:$M$46,$B7021),0)","v":28},{"$f":"IF(I7021=\"w\",INDEX(ID!$N$8:$N$31,FBR!$D7021+1)*INDEX(ID!$N$35:$N$46,$B7021),0)","v":0},null,16.536789434828972,0,0,0]
[7013,10,20,4,293,42,"2014-10-20",2,"h",null,{"$f":"IF(I7023=\"h\",INDEX(ID!$K$8:$K$31,FBR!$D7023+1)*INDEX(ID!$K$35:$K$46,$B7023),0)","v":27},{"$f":"IF(I7023=\"w\",INDEX(ID!$L$8:$L$31,FBR!$D7023+1)*INDEX(ID!$L$35:$L$46,$B7023),0)","v":0},{"$f":"IF(I7023=\"h\",INDEX(ID!$M$8:$M$31,FBR!$D7023+1)*INDEX(ID!$M$35:$M$46,$B7023),0)","v":27},{"$f":"IF(I7023=\"w\",INDEX(ID!$N$8:$N$31,FBR!$D7023+1)*INDEX(ID!$N$35:$N$46,$B7023),0)","v":0},null,15.94618981215651,0,0,0]
[7016,10,20,7,293,42,"2014-10-20",2,"h",null,{"$f":"IF(I7026=\"h\",INDEX(ID!$K$8:$K$31,FBR!$D7026+1)*INDEX(ID!$K$35:$K$46,$B7026),0)","v":32},{"$f":"IF(I7026=\"w\",INDEX(ID!$L$8:$L$31,FBR!$D7026+1)*INDEX(ID!$L$35:$L$46,$B7026),0)","v":0},{"$f":"IF(I7026=\"h\",INDEX(ID!$M$8:$M$31,FBR!$D7026+1)*INDEX(ID!$M$35:$M$46,$B7026),0)","v":32},{"$f":"IF(I7026=\"w\",INDEX(ID!$N$8:$N$31,FBR!$D7026+1)*INDEX(ID!$N$35:$N$46,$B7026),0)","v":0},null,18.899187925518824,0,0,0]
[7019,10,20,10,293,42,"2014-10-20",2,"h",null,{"$f":"IF(I7029=\"h\",INDEX(ID!$K$8:$K$31,FBR!$D7029+1)*INDEX(ID!$K$35:$K$46,$B7029),0)","v":40},{"$f":"IF(I7029=\"w\",INDEX(ID!$L$8:$L$31,FBR!$D7029+1)*INDEX(ID!$L$35:$L$46,$B7029),0)","v":0},{"$f":"IF(I7029=\"h\",INDEX(ID!$M$8:$M$31,FBR!$D7029+1)*INDEX(ID!$M$35:$M$46,$B7029),0)","v":40},{"$f":"IF(I7029=\"w\",INDEX(ID!$N$8:$N$31,FBR!$D7029+1)*INDEX(ID!$N$35:$N$46,$B7029),0)","v":0},null,23.623984906898531,0,0,0]
[7023,10,20,14,293,42,"2014-10-20",2,"h",null,{"$f":"IF(I7033=\"h\",INDEX(ID!$K$8:$K$31,FBR!$D7033+1)*INDEX(ID!$K$35:$K$46,$B7033),0)","v":47},{"$f":"IF(I7033=\"w\",INDEX(ID!$L$8:$L$31,FBR!$D7033+1)*INDEX(ID!$L$35:$L$46,$B7033),0)","v":0},{"$f":"IF(I7033=\"h\",INDEX(ID!$M$8:$M$31,FBR!$D7033+1)*INDEX(ID!$M$35:$M$46,$B7033),0)","v":47},{"$f":"IF(I7033=\"w\",INDEX(ID!$N$8:$N$31,FBR!$D7033+1)*INDEX(ID!$N$35:$N$46,$B7033),0)","v":0},null,27.758182265605775,0,0,0]
[7026,10,20,17,293,42,"2014-10-20",2,"h",null,{"$f":"IF(I7036=\"h\",INDEX(ID!$K$8:$K$31,FBR!$D7036+1)*INDEX(ID!$K$35:$K$46,$B7036),0)","v":62},{"$f":"IF(I7036=\"w\",INDEX(ID!$L$8:$L$31,FBR!$D7036+1)*INDEX(ID!$L$35:$L$46,$B7036),0)","v":0},{"$f":"IF(I7036=\"h\",INDEX(ID!$M$8:$M$31,FBR!$D7036+1)*INDEX(ID!$M$35:$M$46,$B7036),0)","v":62},{"$f":"IF(I7036=\"w\",INDEX(ID!$N$8:$N$31,FBR!$D7036+1)*INDEX(ID!$N$35:$N$46,$B7036),0)","v":0},null,36.617176605692727,0,0,0]
[7027,10,20,18,293,42,"2014-10-20",2,"h",null,{"$f":"IF(I7037=\"h\",INDEX(ID!$K$8:$K$31,FBR!$D7037+1)*INDEX(ID!$K$35:$K$46,$B7037),0)","v":65},{"$f":"IF(I7037=\"w\",INDEX(ID!$L$8:$L$31,FBR!$D7037+1)*INDEX(ID!$L$35:$L$46,$B7037),0)","v":0},{"$f":"IF(I7037=\"h\",INDEX(ID!$M$8:$M$31,FBR!$D7037+1)*INDEX(ID!$M$35:$M$46,$B7037),0)","v":65},{"$f":"IF(I7037=\"w\",INDEX(ID!$N$8:$N$31,FBR!$D7037+1)*INDEX(ID!$N$35:$N$46,$B7037),0)","v":0},null,38.388975473710111,0,0,0]
[7032,10,20,23,293,42,"2014-10-20",2,"h",null,{"$f":"IF(I7042=\"h\",INDEX(ID!$K$8:$K$31,FBR!$D7042+1)*INDEX(ID!$K$35:$K$46,$B7042),0)","v":40},{"$f":"IF(I7042=\"w\",INDEX(ID!$L$8:$L$31,FBR!$D7042+1)*INDEX(ID!$L$35:$L$46,$B7042),0)","v":0},{"$f":"IF(I7042=\"h\",INDEX(ID!$M$8:$M$31,FBR!$D7042+1)*INDEX(ID!$M$35:$M$46,$B7042),0)","v":40},{"$f":"IF(I7042=\"w\",INDEX(ID!$N$8:$N$31,FBR!$D7042+1)*INDEX(ID!$N$35:$N$46,$B7042),0)","v":0},null,23.623984906898531,0,0,0]
[7034,10,21,1,294,42,"2014-10-21",3,"h",null,{"$f":"IF(I7044=\"h\",INDEX(ID!$K$8:$K$31,FBR!$D7044+1)*INDEX(ID!$K$35:$K$46,$B7044),0)","v":30},{"$f":"IF(I7044=\"w\",INDEX(ID!$L$8:$L$31,FBR!$D7044+1)*INDEX(ID!$L$35:$L$46,$B7044),0)","v":0},{"$f":"IF(I7044=\"h\",INDEX(ID!$M$8:$M$31,FBR!$D7044+1)*INDEX(ID!$M$35:$M$46,$B7044),0)","v":30},{"$f":"IF(I7044=\"w\",INDEX(ID!$N$8:$N$31,FBR!$D7044+1)*INDEX(ID!$N$35:$N$46,$B7044),0)","v":0},null,17.717988680173899,0,0,0]
[7038,10,21,5,294,42,"2014-10-21",3,"h",null,{"$f":"IF(I7048=\"h\",INDEX(ID!$K$8:$K$31,FBR!$D7048+1)*INDEX(ID!$K$35:$K$46,$B7048),0)","v":27},{"$f":"IF(I7048=\"w\",INDEX(ID!$L$8:$L$31,FBR!$D7048+1)*INDEX(ID!$L$35:$L$46,$B7048),0)","v":0},{"$f":"IF(I7048=\"h\",INDEX(ID!$M$8:$M$31,FBR!$D7048+1)*INDEX(ID!$M$35:$M$46,$B7048),0)","v":27},{"$f":"IF(I7048=\"w\",INDEX(ID!$N$8:$N$31,FBR!$D7048+1)*INDEX(ID!$N$35:$N$46,$B7048),0)","v":0},null,15.94618981215651,0,0,0]
[7041,10,21,8,294,42,"2014-10-21",{"$f":"WEEKDAY(G7051)","v":3},{"$f":"IF(OR(H7051=6,H7051=7),\"w\",\"h\")","v":"h"},null,{"$f":"IF(I7051=\"h\",INDEX(ID!$K$8:$K$31,FBR!$D7051+1)*INDEX(ID!$K$35:$K$46,$B7051),0)","v":35},{"$f":"IF(I7051=\"w\",INDEX(ID!$L$8:$L$31,FBR!$D7051+1)*INDEX(ID!$L$35:$L$46,$B7051),0)","v":0},{"$f":"IF(I7051=\"h\",INDEX(ID!$M$8:$M$31,FBR!$D7051+1)*INDEX(ID!$M$35:$M$46,$B7051),0)","v":35},{"$f":"IF(I7051=\"w\",INDEX(ID!$N$8:$N$31,FBR!$D7051+1)*INDEX(ID!$N$35:$N$46,$B7051),0)","v":0},null,{"$f":"K7051*(indvforbrug*antalbrugere)/($K$8789+$L$8789)","v":20.670986793536215},{"$f":"L7051*indvforbrug*antalbrugere/($K$8789+$L$8789)","v":0},{"$f":"M7051*fællesforbrug/($M$8789+$N$8789)","v":0},{"$f":"N7051*fællesforbrug/($M$8789+$N$8789)","v":0}]
[7045,10,21,12,294,42,"2014-10-21",3,"h",null,{"$f":"IF(I7055=\"h\",INDEX(ID!$K$8:$K$31,FBR!$D7055+1)*INDEX(ID!$K$35:$K$46,$B7055),0)","v":43},{"$f":"IF(I7055=\"w\",INDEX(ID!$L$8:$L$31,FBR!$D7055+1)*INDEX(ID!$L$35:$L$46,$B7055),0)","v":0},{"$f":"IF(I7055=\"h\",INDEX(ID!$M$8:$M$31,FBR!$D7055+1)*INDEX(ID!$M$35:$M$46,$B7055),0)","v":43},{"$f":"IF(I7055=\"w\",INDEX(ID!$N$8:$N$31,FBR!$D7055+1)*INDEX(ID!$N$35:$N$46,$B7055),0)","v":0},null,25.395783774915923,0,0,0]
[7048,10,21,15,294,42,"2014-10-21",3,"h",null,{"$f":"IF(I7058=\"h\",INDEX(ID!$K$8:$K$31,FBR!$D7058+1)*INDEX(ID!$K$35:$K$46,$B7058),0)","v":50},{"$f":"IF(I7058=\"w\",INDEX(ID!$L$8:$L$31,FBR!$D7058+1)*INDEX(ID!$L$35:$L$46,$B7058),0)","v":0},{"$f":"IF(I7058=\"h\",INDEX(ID!$M$8:$M$31,FBR!$D7058+1)*INDEX(ID!$M$35:$M$46,$B7058),0)","v":50},{"$f":"IF(I7058=\"w\",INDEX(ID!$N$8:$N$31,FBR!$D7058+1)*INDEX(ID!$N$35:$N$46,$B7058),0)","v":0},null,29.529981133623163,0,0,0]
[7051,10,21,18,294,42,"2014-10-21",3,"h",null,{"$f":"IF(I7061=\"h\",INDEX(ID!$K$8:$K$31,FBR!$D7061+1)*INDEX(ID!$K$35:$K$46,$B7061),0)","v":65},{"$f":"IF(I7061=\"w\",INDEX(ID!$L$8:$L$31,FBR!$D7061+1)*INDEX(ID!$L$35:$L$46,$B7061),0)","v":0},{"$f":"IF(I7061=\"h\",INDEX(ID!$M$8:$M$31,FBR!$D7061+1)*INDEX(ID!$M$35:$M$46,$B7061),0)","v":65},{"$f":"IF(I7061=\"w\",INDEX(ID!$N$8:$N$31,FBR!$D7061+1)*INDEX(ID!$N$35:$N$46,$B7061),0)","v":0},null,38.388975473710111,0,0,0]
[7053,10,21,20,294,42,"2014-10-21",3,"h",null,{"$f":"IF(I7063=\"h\",INDEX(ID!$K$8:$K$31,FBR!$D7063+1)*INDEX(ID!$K$35:$K$46,$B7063),0)","v":53},{"$f":"IF(I7063=\"w\",INDEX(ID!$L$8:$L$31,FBR!$D7063+1)*INDEX(ID!$L$35:$L$46,$B7063),0)","v":0},{"$f":"IF(I7063=\"h\",INDEX(ID!$M$8:$M$31,FBR!$D7063+1)*INDEX(ID!$M$35:$M$46,$B7063),0)","v":53},{"$f":"IF(I7063=\"w\",INDEX(ID!$N$8:$N$31,FBR!$D7063+1)*INDEX(ID!$N$35:$N$46,$B7063),0)","v":0},null,31.301780001640555,0,0,0]
[7056,10,21,23,294,42,"2014-10-21",3,"h",null,{"$f":"IF(I7066=\"h\",INDEX(ID!$K$8:$K$31,FBR!$D7066+1)*INDEX(ID!$K$35:$K$46,$B7066),0)","v":40},{"$f":"IF(I7066=\"w\",INDEX(ID!$L$8:$L$31,FBR!$D7066+1)*INDEX(ID!$L$35:$L$46,$B7066),0)","v":0},{"$f":"IF(I7066=\"h\",INDEX(ID!$M$8:$M$31,FBR!$D7066+1)*INDEX(ID!$M$35:$M$46,$B7066),0)","v":40},{"$f":"IF(I7066=\"w\",INDEX(ID!$N$8:$N$31,FBR!$D7066+1)*INDEX(ID!$N$35:$N$46,$B7066),0)","v":0},null,23.623984906898531,0,0,0]
[7059,10,22,2,295,43,"2014-10-22",4,"h",null,{"$f":"IF(I7069=\"h\",INDEX(ID!$K$8:$K$31,FBR!$D7069+1)*INDEX(ID!$K$35:$K$46,$B7069),0)","v":28},{"$f":"IF(I7069=\"w\",INDEX(ID!$L$8:$L$31,FBR!$D7069+1)*INDEX(ID!$L$35:$L$46,$B7069),0)","v":0},{"$f":"IF(I7069=\"h\",INDEX(ID!$M$8:$M$31,FBR!$D7069+1)*INDEX(ID!$M$35:$M$46,$B7069),0)","v":28},{"$f":"IF(I7069=\"w\",INDEX(ID!$N$8:$N$31,FBR!$D7069+1)*INDEX(ID!$N$35:$N$46,$B7069),0)","v":0},null,16.536789434828972,0,0,0]
[7063,10,22,6,295,43,"2014-10-22",4,"h",null,{"$f":"IF(I7073=\"h\",INDEX(ID!$K$8:$K$31,FBR!$D7073+1)*INDEX(ID!$K$35:$K$46,$B7073),0)","v":29},{"$f":"IF(I7073=\"w\",INDEX(ID!$L$8:$L$31,FBR!$D7073+1)*INDEX(ID!$L$35:$L$46,$B7073),0)","v":0},{"$f":"IF(I7073=\"h\",INDEX(ID!$M$8:$M$31,FBR!$D7073+1)*INDEX(ID!$M$35:$M$46,$B7073),0)","v":29},{"$f":"IF(I7073=\"w\",INDEX(ID!$N$8:$N$31,FBR!$D7073+1)*INDEX(ID!$N$35:$N$46,$B7073),0)","v":0},null,17.127389057501436,0,0,0]
[7066,10,22,9,{"$f":"E7052+1","v":295},43,"2014-10-22",4,"h",null,{"$f":"IF(I7076=\"h\",INDEX(ID!$K$8:$K$31,FBR!$D7076+1)*INDEX(ID!$K$35:$K$46,$B7076),0)","v":38},{"$f":"IF(I7076=\"w\",INDEX(ID!$L$8:$L$31,FBR!$D7076+1)*INDEX(ID!$L$35:$L$46,$B7076),0)","v":0},{"$f":"IF(I7076=\"h\",INDEX(ID!$M$8:$M$31,FBR!$D7076+1)*INDEX(ID!$M$35:$M$46,$B7076),0)","v":38},{"$f":"IF(I7076=\"w\",INDEX(ID!$N$8:$N$31,FBR!$D7076+1)*INDEX(ID!$N$35:$N$46,$B7076),0)","v":0},null,22.442785661553604,0,0,0]
[7070,10,22,13,295,43,"2014-10-22",4,"h",null,{"$f":"IF(I7080=\"h\",INDEX(ID!$K$8:$K$31,FBR!$D7080+1)*INDEX(ID!$K$35:$K$46,$B7080),0)","v":44},{"$f":"IF(I7080=\"w\",INDEX(ID!$L$8:$L$31,FBR!$D7080+1)*INDEX(ID!$L$35:$L$46,$B7080),0)","v":0},{"$f":"IF(I7080=\"h\",INDEX(ID!$M$8:$M$31,FBR!$D7080+1)*INDEX(ID!$M$35:$M$46,$B7080),0)","v":44},{"$f":"IF(I7080=\"w\",INDEX(ID!$N$8:$N$31,FBR!$D7080+1)*INDEX(ID!$N$35:$N$46,$B7080),0)","v":0},null,25.986383397588384,0,0,0]
[7074,10,22,17,295,43,"2014-10-22",4,"h",null,{"$f":"IF(I7084=\"h\",INDEX(ID!$K$8:$K$31,FBR!$D7084+1)*INDEX(ID!$K$35:$K$46,$B7084),0)","v":62},{"$f":"IF(I7084=\"w\",INDEX(ID!$L$8:$L$31,FBR!$D7084+1)*INDEX(ID!$L$35:$L$46,$B7084),0)","v":0},{"$f":"IF(I7084=\"h\",INDEX(ID!$M$8:$M$31,FBR!$D7084+1)*INDEX(ID!$M$35:$M$46,$B7084),0)","v":62},{"$f":"IF(I7084=\"w\",INDEX(ID!$N$8:$N$31,FBR!$D7084+1)*INDEX(ID!$N$35:$N$46,$B7084),0)","v":0},null,36.617176605692727,0,0,0]
[7077,10,22,20,295,43,"2014-10-22",4,"h",null,{"$f":"IF(I7087=\"h\",INDEX(ID!$K$8:$K$31,FBR!$D7087+1)*INDEX(ID!$K$35:$K$46,$B7087),0)","v":53},{"$f":"IF(I7087=\"w\",INDEX(ID!$L$8:$L$31,FBR!$D7087+1)*INDEX(ID!$L$35:$L$46,$B7087),0)","v":0},{"$f":"IF(I7087=\"h\",INDEX(ID!$M$8:$M$31,FBR!$D7087+1)*INDEX(ID!$M$35:$M$46,$B7087),0)","v":53},{"$f":"IF(I7087=\"w\",INDEX(ID!$N$8:$N$31,FBR!$D7087+1)*INDEX(ID!$N$35:$N$46,$B7087),0)","v":0},null,31.301780001640555,0,0,0]
[7078,10,22,21,295,43,"2014-10-22",4,"h",null,{"$f":"IF(I7088=\"h\",INDEX(ID!$K$8:$K$31,FBR!$D7088+1)*INDEX(ID!$K$35:$K$46,$B7088),0)","v":50},{"$f":"IF(I7088=\"w\",INDEX(ID!$L$8:$L$31,FBR!$D7088+1)*INDEX(ID!$L$35:$L$46,$B7088),0)","v":0},{"$f":"IF(I7088=\"h\",INDEX(ID!$M$8:$M$31,FBR!$D7088+1)*INDEX(ID!$M$35:$M$46,$B7088),0)","v":50},{"$f":"IF(I7088=\"w\",INDEX(ID!$N$8:$N$31,FBR!$D7088+1)*INDEX(ID!$N$35:$N$46,$B7088),0)","v":0},null,29.529981133623163,0,0,0]
[7081,10,23,0,296,43,"2014-10-23",5,"h",null,{"$f":"IF(I7091=\"h\",INDEX(ID!$K$8:$K$31,FBR!$D7091+1)*INDEX(ID!$K$35:$K$46,$B7091),0)","v":35},{"$f":"IF(I7091=\"w\",INDEX(ID!$L$8:$L$31,FBR!$D7091+1)*INDEX(ID!$L$35:$L$46,$B7091),0)","v":0},{"$f":"IF(I7091=\"h\",INDEX(ID!$M$8:$M$31,FBR!$D7091+1)*INDEX(ID!$M$35:$M$46,$B7091),0)","v":35},{"$f":"IF(I7091=\"w\",INDEX(ID!$N$8:$N$31,FBR!$D7091+1)*INDEX(ID!$N$35:$N$46,$B7091),0)","v":0},null,20.670986793536215,0,0,0]
[7085,10,23,4,296,43,"2014-10-23",5,"h",null,{"$f":"IF(I7095=\"h\",INDEX(ID!$K$8:$K$31,FBR!$D7095+1)*INDEX(ID!$K$35:$K$46,$B7095),0)","v":27},{"$f":"IF(I7095=\"w\",INDEX(ID!$L$8:$L$31,FBR!$D7095+1)*INDEX(ID!$L$35:$L$46,$B7095),0)","v":0},{"$f":"IF(I7095=\"h\",INDEX(ID!$M$8:$M$31,FBR!$D7095+1)*INDEX(ID!$M$35:$M$46,$B7095),0)","v":27},{"$f":"IF(I7095=\"w\",INDEX(ID!$N$8:$N$31,FBR!$D7095+1)*INDEX(ID!$N$35:$N$46,$B7095),0)","v":0},null,15.94618981215651,0,0,0]
[7088,10,23,7,296,43,"2014-10-23",5,"h",null,{"$f":"IF(I7098=\"h\",INDEX(ID!$K$8:$K$31,FBR!$D7098+1)*INDEX(ID!$K$35:$K$46,$B7098),0)","v":32},{"$f":"IF(I7098=\"w\",INDEX(ID!$L$8:$L$31,FBR!$D7098+1)*INDEX(ID!$L$35:$L$46,$B7098),0)","v":0},{"$f":"IF(I7098=\"h\",INDEX(ID!$M$8:$M$31,FBR!$D7098+1)*INDEX(ID!$M$35:$M$46,$B7098),0)","v":32},{"$f":"IF(I7098=\"w\",INDEX(ID!$N$8:$N$31,FBR!$D7098+1)*INDEX(ID!$N$35:$N$46,$B7098),0)","v":0},null,18.899187925518824,0,0,0]
[7091,10,23,10,296,43,"2014-10-23",5,"h",null,{"$f":"IF(I7101=\"h\",INDEX(ID!$K$8:$K$31,FBR!$D7101+1)*INDEX(ID!$K$35:$K$46,$B7101),0)","v":40},{"$f":"IF(I7101=\"w\",INDEX(ID!$L$8:$L$31,FBR!$D7101+1)*INDEX(ID!$L$35:$L$46,$B7101),0)","v":0},{"$f":"IF(I7101=\"h\",INDEX(ID!$M$8:$M$31,FBR!$D7101+1)*INDEX(ID!$M$35:$M$46,$B7101),0)","v":40},{"$f":"IF(I7101=\"w\",INDEX(ID!$N$8:$N$31,FBR!$D7101+1)*INDEX(ID!$N$35:$N$46,$B7101),0)","v":0},null,23.623984906898531,0,0,0]
[7095,10,23,14,296,43,"2014-10-23",5,"h",null,{"$f":"IF(I7105=\"h\",INDEX(ID!$K$8:$K$31,FBR!$D7105+1)*INDEX(ID!$K$35:$K$46,$B7105),0)","v":47},{"$f":"IF(I7105=\"w\",INDEX(ID!$L$8:$L$31,FBR!$D7105+1)*INDEX(ID!$L$35:$L$46,$B7105),0)","v":0},{"$f":"IF(I7105=\"h\",INDEX(ID!$M$8:$M$31,FBR!$D7105+1)*INDEX(ID!$M$35:$M$46,$B7105),0)","v":47},{"$f":"IF(I7105=\"w\",INDEX(ID!$N$8:$N$31,FBR!$D7105+1)*INDEX(ID!$N$35:$N$46,$B7105),0)","v":0},null,27.758182265605775,0,0,0]
[7099,10,23,18,296,43,"2014-10-23",5,"h",null,{"$f":"IF(I7109=\"h\",INDEX(ID!$K$8:$K$31,FBR!$D7109+1)*INDEX(ID!$K$35:$K$46,$B7109),0)","v":65},{"$f":"IF(I7109=\"w\",INDEX(ID!$L$8:$L$31,FBR!$D7109+1)*INDEX(ID!$L$35:$L$46,$B7109),0)","v":0},{"$f":"IF(I7109=\"h\",INDEX(ID!$M$8:$M$31,FBR!$D7109+1)*INDEX(ID!$M$35:$M$46,$B7109),0)","v":65},{"$f":"IF(I7109=\"w\",INDEX(ID!$N$8:$N$31,FBR!$D7109+1)*INDEX(ID!$N$35:$N$46,$B7109),0)","v":0},null,38.388975473710111,0,0,0]
[7102,10,23,21,296,43,"2014-10-23",5,"h",null,{"$f":"IF(I7112=\"h\",INDEX(ID!$K$8:$K$31,FBR!$D7112+1)*INDEX(ID!$K$35:$K$46,$B7112),0)","v":50},{"$f":"IF(I7112=\"w\",INDEX(ID!$L$8:$L$31,FBR!$D7112+1)*INDEX(ID!$L$35:$L$46,$B7112),0)","v":0},{"$f":"IF(I7112=\"h\",INDEX(ID!$M$8:$M$31,FBR!$D7112+1)*INDEX(ID!$M$35:$M$46,$B7112),0)","v":50},{"$f":"IF(I7112=\"w\",INDEX(ID!$N$8:$N$31,FBR!$D7112+1)*INDEX(ID!$N$35:$N$46,$B7112),0)","v":0},null,29.529981133623163,0,0,0]
[7103,10,23,22,296,43,"2014-10-23",5,"h",null,{"$f":"IF(I7113=\"h\",INDEX(ID!$K$8:$K$31,FBR!$D7113+1)*INDEX(ID!$K$35:$K$46,$B7113),0)","v":45},{"$f":"IF(I7113=\"w\",INDEX(ID!$L$8:$L$31,FBR!$D7113+1)*INDEX(ID!$L$35:$L$46,$B7113),0)","v":0},{"$f":"IF(I7113=\"h\",INDEX(ID!$M$8:$M$31,FBR!$D7113+1)*INDEX(ID!$M$35:$M$46,$B7113),0)","v":45},{"$f":"IF(I7113=\"w\",INDEX(ID!$N$8:$N$31,FBR!$D7113+1)*INDEX(ID!$N$35:$N$46,$B7113),0)","v":0},null,26.576983020260847,0,0,0]
[{"$f":"A7115+1","v":7106},10,24,1,297,43,{"$f":"DATE(2014,B7116,C7116)","v":"2014-10-24"},6,"w",null,{"$f":"IF(I7116=\"h\",INDEX(ID!$K$8:$K$31,FBR!$D7116+1)*INDEX(ID!$K$35:$K$46,$B7116),0)","v":0},{"$f":"IF(I7116=\"w\",INDEX(ID!$L$8:$L$31,FBR!$D7116+1)*INDEX(ID!$L$35:$L$46,$B7116),0)","v":30},{"$f":"IF(I7116=\"h\",INDEX(ID!$M$8:$M$31,FBR!$D7116+1)*INDEX(ID!$M$35:$M$46,$B7116),0)","v":0},{"$f":"IF(I7116=\"w\",INDEX(ID!$N$8:$N$31,FBR!$D7116+1)*INDEX(ID!$N$35:$N$46,$B7116),0)","v":30},null,0,17.717988680173899,0,0]
[7110,10,24,5,297,43,"2014-10-24",6,"w",null,{"$f":"IF(I7120=\"h\",INDEX(ID!$K$8:$K$31,FBR!$D7120+1)*INDEX(ID!$K$35:$K$46,$B7120),0)","v":0},{"$f":"IF(I7120=\"w\",INDEX(ID!$L$8:$L$31,FBR!$D7120+1)*INDEX(ID!$L$35:$L$46,$B7120),0)","v":27},{"$f":"IF(I7120=\"h\",INDEX(ID!$M$8:$M$31,FBR!$D7120+1)*INDEX(ID!$M$35:$M$46,$B7120),0)","v":0},{"$f":"IF(I7120=\"w\",INDEX(ID!$N$8:$N$31,FBR!$D7120+1)*INDEX(ID!$N$35:$N$46,$B7120),0)","v":27},null,0,15.94618981215651,0,0]
[7113,10,24,8,297,43,"2014-10-24",6,"w",null,{"$f":"IF(I7123=\"h\",INDEX(ID!$K$8:$K$31,FBR!$D7123+1)*INDEX(ID!$K$35:$K$46,$B7123),0)","v":0},{"$f":"IF(I7123=\"w\",INDEX(ID!$L$8:$L$31,FBR!$D7123+1)*INDEX(ID!$L$35:$L$46,$B7123),0)","v":35},{"$f":"IF(I7123=\"h\",INDEX(ID!$M$8:$M$31,FBR!$D7123+1)*INDEX(ID!$M$35:$M$46,$B7123),0)","v":0},{"$f":"IF(I7123=\"w\",INDEX(ID!$N$8:$N$31,FBR!$D7123+1)*INDEX(ID!$N$35:$N$46,$B7123),0)","v":35},null,0,20.670986793536215,0,0]
[7116,10,24,11,297,43,"2014-10-24",6,"w",null,{"$f":"IF(I7126=\"h\",INDEX(ID!$K$8:$K$31,FBR!$D7126+1)*INDEX(ID!$K$35:$K$46,$B7126),0)","v":0},{"$f":"IF(I7126=\"w\",INDEX(ID!$L$8:$L$31,FBR!$D7126+1)*INDEX(ID!$L$35:$L$46,$B7126),0)","v":42},{"$f":"IF(I7126=\"h\",INDEX(ID!$M$8:$M$31,FBR!$D7126+1)*INDEX(ID!$M$35:$M$46,$B7126),0)","v":0},{"$f":"IF(I7126=\"w\",INDEX(ID!$N$8:$N$31,FBR!$D7126+1)*INDEX(ID!$N$35:$N$46,$B7126),0)","v":42},null,0,24.805184152243459,0,0]
[7121,10,24,16,297,43,"2014-10-24",6,"w",null,{"$f":"IF(I7131=\"h\",INDEX(ID!$K$8:$K$31,FBR!$D7131+1)*INDEX(ID!$K$35:$K$46,$B7131),0)","v":0},{"$f":"IF(I7131=\"w\",INDEX(ID!$L$8:$L$31,FBR!$D7131+1)*INDEX(ID!$L$35:$L$46,$B7131),0)","v":53},{"$f":"IF(I7131=\"h\",INDEX(ID!$M$8:$M$31,FBR!$D7131+1)*INDEX(ID!$M$35:$M$46,$B7131),0)","v":0},{"$f":"IF(I7131=\"w\",INDEX(ID!$N$8:$N$31,FBR!$D7131+1)*INDEX(ID!$N$35:$N$46,$B7131),0)","v":53},null,0,31.301780001640555,0,0]
[7124,10,24,19,297,43,"2014-10-24",6,"w",null,{"$f":"IF(I7134=\"h\",INDEX(ID!$K$8:$K$31,FBR!$D7134+1)*INDEX(ID!$K$35:$K$46,$B7134),0)","v":0},{"$f":"IF(I7134=\"w\",INDEX(ID!$L$8:$L$31,FBR!$D7134+1)*INDEX(ID!$L$35:$L$46,$B7134),0)","v":60},{"$f":"IF(I7134=\"h\",INDEX(ID!$M$8:$M$31,FBR!$D7134+1)*INDEX(ID!$M$35:$M$46,$B7134),0)","v":0},{"$f":"IF(I7134=\"w\",INDEX(ID!$N$8:$N$31,FBR!$D7134+1)*INDEX(ID!$N$35:$N$46,$B7134),0)","v":60},null,0,35.435977360347799,0,0]
[7127,10,24,22,297,43,"2014-10-24",6,"w",null,{"$f":"IF(I7137=\"h\",INDEX(ID!$K$8:$K$31,FBR!$D7137+1)*INDEX(ID!$K$35:$K$46,$B7137),0)","v":0},{"$f":"IF(I7137=\"w\",INDEX(ID!$L$8:$L$31,FBR!$D7137+1)*INDEX(ID!$L$35:$L$46,$B7137),0)","v":45},{"$f":"IF(I7137=\"h\",INDEX(ID!$M$8:$M$31,FBR!$D7137+1)*INDEX(ID!$M$35:$M$46,$B7137),0)","v":0},{"$f":"IF(I7137=\"w\",INDEX(ID!$N$8:$N$31,FBR!$D7137+1)*INDEX(ID!$N$35:$N$46,$B7137),0)","v":45},null,0,26.576983020260847,0,0]
[7128,10,24,23,297,43,"2014-10-24",6,"w",null,{"$f":"IF(I7138=\"h\",INDEX(ID!$K$8:$K$31,FBR!$D7138+1)*INDEX(ID!$K$35:$K$46,$B7138),0)","v":0},{"$f":"IF(I7138=\"w\",INDEX(ID!$L$8:$L$31,FBR!$D7138+1)*INDEX(ID!$L$35:$L$46,$B7138),0)","v":40},{"$f":"IF(I7138=\"h\",INDEX(ID!$M$8:$M$31,FBR!$D7138+1)*INDEX(ID!$M$35:$M$46,$B7138),0)","v":0},{"$f":"IF(I7138=\"w\",INDEX(ID!$N$8:$N$31,FBR!$D7138+1)*INDEX(ID!$N$35:$N$46,$B7138),0)","v":40},null,0,23.623984906898531,0,0]
[7131,10,25,2,298,43,"2014-10-25",7,"w",null,{"$f":"IF(I7141=\"h\",INDEX(ID!$K$8:$K$31,FBR!$D7141+1)*INDEX(ID!$K$35:$K$46,$B7141),0)","v":0},{"$f":"IF(I7141=\"w\",INDEX(ID!$L$8:$L$31,FBR!$D7141+1)*INDEX(ID!$L$35:$L$46,$B7141),0)","v":28},{"$f":"IF(I7141=\"h\",INDEX(ID!$M$8:$M$31,FBR!$D7141+1)*INDEX(ID!$M$35:$M$46,$B7141),0)","v":0},{"$f":"IF(I7141=\"w\",INDEX(ID!$N$8:$N$31,FBR!$D7141+1)*INDEX(ID!$N$35:$N$46,$B7141),0)","v":28},null,0,16.536789434828972,0,0]
[7135,10,25,6,298,43,"2014-10-25",7,"w",null,{"$f":"IF(I7145=\"h\",INDEX(ID!$K$8:$K$31,FBR!$D7145+1)*INDEX(ID!$K$35:$K$46,$B7145),0)","v":0},{"$f":"IF(I7145=\"w\",INDEX(ID!$L$8:$L$31,FBR!$D7145+1)*INDEX(ID!$L$35:$L$46,$B7145),0)","v":29},{"$f":"IF(I7145=\"h\",INDEX(ID!$M$8:$M$31,FBR!$D7145+1)*INDEX(ID!$M$35:$M$46,$B7145),0)","v":0},{"$f":"IF(I7145=\"w\",INDEX(ID!$N$8:$N$31,FBR!$D7145+1)*INDEX(ID!$N$35:$N$46,$B7145),0)","v":29},null,0,17.127389057501436,0,0]
[7137,10,25,8,298,43,"2014-10-25",7,"w",null,{"$f":"IF(I7147=\"h\",INDEX(ID!$K$8:$K$31,FBR!$D7147+1)*INDEX(ID!$K$35:$K$46,$B7147),0)","v":0},{"$f":"IF(I7147=\"w\",INDEX(ID!$L$8:$L$31,FBR!$D7147+1)*INDEX(ID!$L$35:$L$46,$B7147),0)","v":35},{"$f":"IF(I7147=\"h\",INDEX(ID!$M$8:$M$31,FBR!$D7147+1)*INDEX(ID!$M$35:$M$46,$B7147),0)","v":0},{"$f":"IF(I7147=\"w\",INDEX(ID!$N$8:$N$31,FBR!$D7147+1)*INDEX(ID!$N$35:$N$46,$B7147),0)","v":35},null,0,20.670986793536215,0,0]
[7142,10,25,13,298,43,"2014-10-25",7,"w",null,{"$f":"IF(I7152=\"h\",INDEX(ID!$K$8:$K$31,FBR!$D7152+1)*INDEX(ID!$K$35:$K$46,$B7152),0)","v":0},{"$f":"IF(I7152=\"w\",INDEX(ID!$L$8:$L$31,FBR!$D7152+1)*INDEX(ID!$L$35:$L$46,$B7152),0)","v":44},{"$f":"IF(I7152=\"h\",INDEX(ID!$M$8:$M$31,FBR!$D7152+1)*INDEX(ID!$M$35:$M$46,$B7152),0)","v":0},{"$f":"IF(I7152=\"w\",INDEX(ID!$N$8:$N$31,FBR!$D7152+1)*INDEX(ID!$N$35:$N$46,$B7152),0)","v":44},null,0,25.986383397588384,0,0]
[7146,10,25,17,298,{"$f":"F6988+1","v":43},"2014-10-25",7,"w",null,{"$f":"IF(I7156=\"h\",INDEX(ID!$K$8:$K$31,FBR!$D7156+1)*INDEX(ID!$K$35:$K$46,$B7156),0)","v":0},{"$f":"IF(I7156=\"w\",INDEX(ID!$L$8:$L$31,FBR!$D7156+1)*INDEX(ID!$L$35:$L$46,$B7156),0)","v":62},{"$f":"IF(I7156=\"h\",INDEX(ID!$M$8:$M$31,FBR!$D7156+1)*INDEX(ID!$M$35:$M$46,$B7156),0)","v":0},{"$f":"IF(I7156=\"w\",INDEX(ID!$N$8:$N$31,FBR!$D7156+1)*INDEX(ID!$N$35:$N$46,$B7156),0)","v":62},null,0,36.617176605692727,0,0]
[7149,10,25,20,298,43,"2014-10-25",7,"w",null,{"$f":"IF(I7159=\"h\",INDEX(ID!$K$8:$K$31,FBR!$D7159+1)*INDEX(ID!$K$35:$K$46,$B7159),0)","v":0},{"$f":"IF(I7159=\"w\",INDEX(ID!$L$8:$L$31,FBR!$D7159+1)*INDEX(ID!$L$35:$L$46,$B7159),0)","v":53},{"$f":"IF(I7159=\"h\",INDEX(ID!$M$8:$M$31,FBR!$D7159+1)*INDEX(ID!$M$35:$M$46,$B7159),0)","v":0},{"$f":"IF(I7159=\"w\",INDEX(ID!$N$8:$N$31,FBR!$D7159+1)*INDEX(ID!$N$35:$N$46,$B7159),0)","v":53},null,0,31.301780001640555,0,0]
[7150,10,25,21,298,43,"2014-10-25",7,"w",null,{"$f":"IF(I7160=\"h\",INDEX(ID!$K$8:$K$31,FBR!$D7160+1)*INDEX(ID!$K$35:$K$46,$B7160),0)","v":0},{"$f":"IF(I7160=\"w\",INDEX(ID!$L$8:$L$31,FBR!$D7160+1)*INDEX(ID!$L$35:$L$46,$B7160),0)","v":50},{"$f":"IF(I7160=\"h\",INDEX(ID!$M$8:$M$31,FBR!$D7160+1)*INDEX(ID!$M$35:$M$46,$B7160),0)","v":0},{"$f":"IF(I7160=\"w\",INDEX(ID!$N$8:$N$31,FBR!$D7160+1)*INDEX(ID!$N$35:$N$46,$B7160),0)","v":50},null,0,29.529981133623163,0,0]
[7153,10,26,0,299,43,"2014-10-26",1,"h",null,{"$f":"IF(I7163=\"h\",INDEX(ID!$K$8:$K$31,FBR!$D7163+1)*INDEX(ID!$K$35:$K$46,$B7163),0)","v":35},{"$f":"IF(I7163=\"w\",INDEX(ID!$L$8:$L$31,FBR!$D7163+1)*INDEX(ID!$L$35:$L$46,$B7163),0)","v":0},{"$f":"IF(I7163=\"h\",INDEX(ID!$M$8:$M$31,FBR!$D7163+1)*INDEX(ID!$M$35:$M$46,$B7163),0)","v":35},{"$f":"IF(I7163=\"w\",INDEX(ID!$N$8:$N$31,FBR!$D7163+1)*INDEX(ID!$N$35:$N$46,$B7163),0)","v":0},null,20.670986793536215,0,0,0]
[7158,10,26,5,299,43,"2014-10-26",1,"h",null,{"$f":"IF(I7168=\"h\",INDEX(ID!$K$8:$K$31,FBR!$D7168+1)*INDEX(ID!$K$35:$K$46,$B7168),0)","v":27},{"$f":"IF(I7168=\"w\",INDEX(ID!$L$8:$L$31,FBR!$D7168+1)*INDEX(ID!$L$35:$L$46,$B7168),0)","v":0},{"$f":"IF(I7168=\"h\",INDEX(ID!$M$8:$M$31,FBR!$D7168+1)*INDEX(ID!$M$35:$M$46,$B7168),0)","v":27},{"$f":"IF(I7168=\"w\",INDEX(ID!$N$8:$N$31,FBR!$D7168+1)*INDEX(ID!$N$35:$N$46,$B7168),0)","v":0},null,15.94618981215651,0,0,0]
[7161,10,26,8,299,43,"2014-10-26",1,"h",null,{"$f":"IF(I7171=\"h\",INDEX(ID!$K$8:$K$31,FBR!$D7171+1)*INDEX(ID!$K$35:$K$46,$B7171),0)","v":35},{"$f":"IF(I7171=\"w\",INDEX(ID!$L$8:$L$31,FBR!$D7171+1)*INDEX(ID!$L$35:$L$46,$B7171),0)","v":0},{"$f":"IF(I7171=\"h\",INDEX(ID!$M$8:$M$31,FBR!$D7171+1)*INDEX(ID!$M$35:$M$46,$B7171),0)","v":35},{"$f":"IF(I7171=\"w\",INDEX(ID!$N$8:$N$31,FBR!$D7171+1)*INDEX(ID!$N$35:$N$46,$B7171),0)","v":0},null,20.670986793536215,0,0,0]
[7164,10,26,11,299,43,"2014-10-26",1,"h",null,{"$f":"IF(I7174=\"h\",INDEX(ID!$K$8:$K$31,FBR!$D7174+1)*INDEX(ID!$K$35:$K$46,$B7174),0)","v":42},{"$f":"IF(I7174=\"w\",INDEX(ID!$L$8:$L$31,FBR!$D7174+1)*INDEX(ID!$L$35:$L$46,$B7174),0)","v":0},{"$f":"IF(I7174=\"h\",INDEX(ID!$M$8:$M$31,FBR!$D7174+1)*INDEX(ID!$M$35:$M$46,$B7174),0)","v":42},{"$f":"IF(I7174=\"w\",INDEX(ID!$N$8:$N$31,FBR!$D7174+1)*INDEX(ID!$N$35:$N$46,$B7174),0)","v":0},null,24.805184152243459,0,0,0]
[7167,10,26,14,299,43,"2014-10-26",1,"h",null,{"$f":"IF(I7177=\"h\",INDEX(ID!$K$8:$K$31,FBR!$D7177+1)*INDEX(ID!$K$35:$K$46,$B7177),0)","v":47},{"$f":"IF(I7177=\"w\",INDEX(ID!$L$8:$L$31,FBR!$D7177+1)*INDEX(ID!$L$35:$L$46,$B7177),0)","v":0},{"$f":"IF(I7177=\"h\",INDEX(ID!$M$8:$M$31,FBR!$D7177+1)*INDEX(ID!$M$35:$M$46,$B7177),0)","v":47},{"$f":"IF(I7177=\"w\",INDEX(ID!$N$8:$N$31,FBR!$D7177+1)*INDEX(ID!$N$35:$N$46,$B7177),0)","v":0},null,27.758182265605775,0,0,0]
[7171,10,26,18,299,43,"2014-10-26",1,"h",null,{"$f":"IF(I7181=\"h\",INDEX(ID!$K$8:$K$31,FBR!$D7181+1)*INDEX(ID!$K$35:$K$46,$B7181),0)","v":65},{"$f":"IF(I7181=\"w\",INDEX(ID!$L$8:$L$31,FBR!$D7181+1)*INDEX(ID!$L$35:$L$46,$B7181),0)","v":0},{"$f":"IF(I7181=\"h\",INDEX(ID!$M$8:$M$31,FBR!$D7181+1)*INDEX(ID!$M$35:$M$46,$B7181),0)","v":65},{"$f":"IF(I7181=\"w\",INDEX(ID!$N$8:$N$31,FBR!$D7181+1)*INDEX(ID!$N$35:$N$46,$B7181),0)","v":0},null,38.388975473710111,0,0,0]
[7174,10,26,21,299,43,"2014-10-26",1,"h",null,{"$f":"IF(I7184=\"h\",INDEX(ID!$K$8:$K$31,FBR!$D7184+1)*INDEX(ID!$K$35:$K$46,$B7184),0)","v":50},{"$f":"IF(I7184=\"w\",INDEX(ID!$L$8:$L$31,FBR!$D7184+1)*INDEX(ID!$L$35:$L$46,$B7184),0)","v":0},{"$f":"IF(I7184=\"h\",INDEX(ID!$M$8:$M$31,FBR!$D7184+1)*INDEX(ID!$M$35:$M$46,$B7184),0)","v":50},{"$f":"IF(I7184=\"w\",INDEX(ID!$N$8:$N$31,FBR!$D7184+1)*INDEX(ID!$N$35:$N$46,$B7184),0)","v":0},null,29.529981133623163,0,0,0]
[7175,10,26,22,299,43,"2014-10-26",1,"h",null,{"$f":"IF(I7185=\"h\",INDEX(ID!$K$8:$K$31,FBR!$D7185+1)*INDEX(ID!$K$35:$K$46,$B7185),0)","v":45},{"$f":"IF(I7185=\"w\",INDEX(ID!$L$8:$L$31,FBR!$D7185+1)*INDEX(ID!$L$35:$L$46,$B7185),0)","v":0},{"$f":"IF(I7185=\"h\",INDEX(ID!$M$8:$M$31,FBR!$D7185+1)*INDEX(ID!$M$35:$M$46,$B7185),0)","v":45},{"$f":"IF(I7185=\"w\",INDEX(ID!$N$8:$N$31,FBR!$D7185+1)*INDEX(ID!$N$35:$N$46,$B7185),0)","v":0},null,26.576983020260847,0,0,0]
[7179,10,27,2,300,43,"2014-10-27",2,"h",null,{"$f":"IF(I7189=\"h\",INDEX(ID!$K$8:$K$31,FBR!$D7189+1)*INDEX(ID!$K$35:$K$46,$B7189),0)","v":28},{"$f":"IF(I7189=\"w\",INDEX(ID!$L$8:$L$31,FBR!$D7189+1)*INDEX(ID!$L$35:$L$46,$B7189),0)","v":0},{"$f":"IF(I7189=\"h\",INDEX(ID!$M$8:$M$31,FBR!$D7189+1)*INDEX(ID!$M$35:$M$46,$B7189),0)","v":28},{"$f":"IF(I7189=\"w\",INDEX(ID!$N$8:$N$31,FBR!$D7189+1)*INDEX(ID!$N$35:$N$46,$B7189),0)","v":0},null,16.536789434828972,0,0,0]
[7182,10,27,5,300,43,"2014-10-27",2,"h",null,{"$f":"IF(I7192=\"h\",INDEX(ID!$K$8:$K$31,FBR!$D7192+1)*INDEX(ID!$K$35:$K$46,$B7192),0)","v":27},{"$f":"IF(I7192=\"w\",INDEX(ID!$L$8:$L$31,FBR!$D7192+1)*INDEX(ID!$L$35:$L$46,$B7192),0)","v":0},{"$f":"IF(I7192=\"h\",INDEX(ID!$M$8:$M$31,FBR!$D7192+1)*INDEX(ID!$M$35:$M$46,$B7192),0)","v":27},{"$f":"IF(I7192=\"w\",INDEX(ID!$N$8:$N$31,FBR!$D7192+1)*INDEX(ID!$N$35:$N$46,$B7192),0)","v":0},null,15.94618981215651,0,0,0]
[7186,10,27,9,300,43,"2014-10-27",2,"h",null,{"$f":"IF(I7196=\"h\",INDEX(ID!$K$8:$K$31,FBR!$D7196+1)*INDEX(ID!$K$35:$K$46,$B7196),0)","v":38},{"$f":"IF(I7196=\"w\",INDEX(ID!$L$8:$L$31,FBR!$D7196+1)*INDEX(ID!$L$35:$L$46,$B7196),0)","v":0},{"$f":"IF(I7196=\"h\",INDEX(ID!$M$8:$M$31,FBR!$D7196+1)*INDEX(ID!$M$35:$M$46,$B7196),0)","v":38},{"$f":"IF(I7196=\"w\",INDEX(ID!$N$8:$N$31,FBR!$D7196+1)*INDEX(ID!$N$35:$N$46,$B7196),0)","v":0},null,22.442785661553604,0,0,0]
[7189,10,27,12,300,43,"2014-10-27",2,"h",null,{"$f":"IF(I7199=\"h\",INDEX(ID!$K$8:$K$31,FBR!$D7199+1)*INDEX(ID!$K$35:$K$46,$B7199),0)","v":43},{"$f":"IF(I7199=\"w\",INDEX(ID!$L$8:$L$31,FBR!$D7199+1)*INDEX(ID!$L$35:$L$46,$B7199),0)","v":0},{"$f":"IF(I7199=\"h\",INDEX(ID!$M$8:$M$31,FBR!$D7199+1)*INDEX(ID!$M$35:$M$46,$B7199),0)","v":43},{"$f":"IF(I7199=\"w\",INDEX(ID!$N$8:$N$31,FBR!$D7199+1)*INDEX(ID!$N$35:$N$46,$B7199),0)","v":0},null,25.395783774915923,0,0,0]
[7193,10,27,16,300,43,"2014-10-27",2,"h",null,{"$f":"IF(I7203=\"h\",INDEX(ID!$K$8:$K$31,FBR!$D7203+1)*INDEX(ID!$K$35:$K$46,$B7203),0)","v":53},{"$f":"IF(I7203=\"w\",INDEX(ID!$L$8:$L$31,FBR!$D7203+1)*INDEX(ID!$L$35:$L$46,$B7203),0)","v":0},{"$f":"IF(I7203=\"h\",INDEX(ID!$M$8:$M$31,FBR!$D7203+1)*INDEX(ID!$M$35:$M$46,$B7203),0)","v":53},{"$f":"IF(I7203=\"w\",INDEX(ID!$N$8:$N$31,FBR!$D7203+1)*INDEX(ID!$N$35:$N$46,$B7203),0)","v":0},null,31.301780001640555,0,0,0]
[7196,10,27,19,300,43,"2014-10-27",2,"h",null,{"$f":"IF(I7206=\"h\",INDEX(ID!$K$8:$K$31,FBR!$D7206+1)*INDEX(ID!$K$35:$K$46,$B7206),0)","v":60},{"$f":"IF(I7206=\"w\",INDEX(ID!$L$8:$L$31,FBR!$D7206+1)*INDEX(ID!$L$35:$L$46,$B7206),0)","v":0},{"$f":"IF(I7206=\"h\",INDEX(ID!$M$8:$M$31,FBR!$D7206+1)*INDEX(ID!$M$35:$M$46,$B7206),0)","v":60},{"$f":"IF(I7206=\"w\",INDEX(ID!$N$8:$N$31,FBR!$D7206+1)*INDEX(ID!$N$35:$N$46,$B7206),0)","v":0},null,35.435977360347799,0,0,0]
[7199,10,27,22,300,43,"2014-10-27",2,"h",null,{"$f":"IF(I7209=\"h\",INDEX(ID!$K$8:$K$31,FBR!$D7209+1)*INDEX(ID!$K$35:$K$46,$B7209),0)","v":45},{"$f":"IF(I7209=\"w\",INDEX(ID!$L$8:$L$31,FBR!$D7209+1)*INDEX(ID!$L$35:$L$46,$B7209),0)","v":0},{"$f":"IF(I7209=\"h\",INDEX(ID!$M$8:$M$31,FBR!$D7209+1)*INDEX(ID!$M$35:$M$46,$B7209),0)","v":45},{"$f":"IF(I7209=\"w\",INDEX(ID!$N$8:$N$31,FBR!$D7209+1)*INDEX(ID!$N$35:$N$46,$B7209),0)","v":0},null,26.576983020260847,0,0,0]
[7200,10,27,23,300,43,"2014-10-27",2,"h",null,{"$f":"IF(I7210=\"h\",INDEX(ID!$K$8:$K$31,FBR!$D7210+1)*INDEX(ID!$K$35:$K$46,$B7210),0)","v":40},{"$f":"IF(I7210=\"w\",INDEX(ID!$L$8:$L$31,FBR!$D7210+1)*INDEX(ID!$L$35:$L$46,$B7210),0)","v":0},{"$f":"IF(I7210=\"h\",INDEX(ID!$M$8:$M$31,FBR!$D7210+1)*INDEX(ID!$M$35:$M$46,$B7210),0)","v":40},{"$f":"IF(I7210=\"w\",INDEX(ID!$N$8:$N$31,FBR!$D7210+1)*INDEX(ID!$N$35:$N$46,$B7210),0)","v":0},null,23.623984906898531,0,0,0]
[7204,10,28,3,301,43,"2014-10-28",3,"h",null,{"$f":"IF(I7214=\"h\",INDEX(ID!$K$8:$K$31,FBR!$D7214+1)*INDEX(ID!$K$35:$K$46,$B7214),0)","v":27},{"$f":"IF(I7214=\"w\",INDEX(ID!$L$8:$L$31,FBR!$D7214+1)*INDEX(ID!$L$35:$L$46,$B7214),0)","v":0},{"$f":"IF(I7214=\"h\",INDEX(ID!$M$8:$M$31,FBR!$D7214+1)*INDEX(ID!$M$35:$M$46,$B7214),0)","v":27},{"$f":"IF(I7214=\"w\",INDEX(ID!$N$8:$N$31,FBR!$D7214+1)*INDEX(ID!$N$35:$N$46,$B7214),0)","v":0},null,15.94618981215651,0,0,0]
[7207,10,28,6,301,43,"2014-10-28",3,"h",null,{"$f":"IF(I7217=\"h\",INDEX(ID!$K$8:$K$31,FBR!$D7217+1)*INDEX(ID!$K$35:$K$46,$B7217),0)","v":29},{"$f":"IF(I7217=\"w\",INDEX(ID!$L$8:$L$31,FBR!$D7217+1)*INDEX(ID!$L$35:$L$46,$B7217),0)","v":0},{"$f":"IF(I7217=\"h\",INDEX(ID!$M$8:$M$31,FBR!$D7217+1)*INDEX(ID!$M$35:$M$46,$B7217),0)","v":29},{"$f":"IF(I7217=\"w\",INDEX(ID!$N$8:$N$31,FBR!$D7217+1)*INDEX(ID!$N$35:$N$46,$B7217),0)","v":0},null,17.127389057501436,0,0,0]
[7211,10,28,10,301,43,"2014-10-28",3,"h",null,{"$f":"IF(I7221=\"h\",INDEX(ID!$K$8:$K$31,FBR!$D7221+1)*INDEX(ID!$K$35:$K$46,$B7221),0)","v":40},{"$f":"IF(I7221=\"w\",INDEX(ID!$L$8:$L$31,FBR!$D7221+1)*INDEX(ID!$L$35:$L$46,$B7221),0)","v":0},{"$f":"IF(I7221=\"h\",INDEX(ID!$M$8:$M$31,FBR!$D7221+1)*INDEX(ID!$M$35:$M$46,$B7221),0)","v":40},{"$f":"IF(I7221=\"w\",INDEX(ID!$N$8:$N$31,FBR!$D7221+1)*INDEX(ID!$N$35:$N$46,$B7221),0)","v":0},null,23.623984906898531,0,0,0]
[7214,10,28,13,301,43,"2014-10-28",3,"h",null,{"$f":"IF(I7224=\"h\",INDEX(ID!$K$8:$K$31,FBR!$D7224+1)*INDEX(ID!$K$35:$K$46,$B7224),0)","v":44},{"$f":"IF(I7224=\"w\",INDEX(ID!$L$8:$L$31,FBR!$D7224+1)*INDEX(ID!$L$35:$L$46,$B7224),0)","v":0},{"$f":"IF(I7224=\"h\",INDEX(ID!$M$8:$M$31,FBR!$D7224+1)*INDEX(ID!$M$35:$M$46,$B7224),0)","v":44},{"$f":"IF(I7224=\"w\",INDEX(ID!$N$8:$N$31,FBR!$D7224+1)*INDEX(ID!$N$35:$N$46,$B7224),0)","v":0},null,25.986383397588384,0,0,0]
[7218,10,28,17,301,43,"2014-10-28",3,"h",null,{"$f":"IF(I7228=\"h\",INDEX(ID!$K$8:$K$31,FBR!$D7228+1)*INDEX(ID!$K$35:$K$46,$B7228),0)","v":62},{"$f":"IF(I7228=\"w\",INDEX(ID!$L$8:$L$31,FBR!$D7228+1)*INDEX(ID!$L$35:$L$46,$B7228),0)","v":0},{"$f":"IF(I7228=\"h\",INDEX(ID!$M$8:$M$31,FBR!$D7228+1)*INDEX(ID!$M$35:$M$46,$B7228),0)","v":62},{"$f":"IF(I7228=\"w\",INDEX(ID!$N$8:$N$31,FBR!$D7228+1)*INDEX(ID!$N$35:$N$46,$B7228),0)","v":0},null,36.617176605692727,0,0,0]
[7221,10,28,20,301,43,"2014-10-28",3,"h",null,{"$f":"IF(I7231=\"h\",INDEX(ID!$K$8:$K$31,FBR!$D7231+1)*INDEX(ID!$K$35:$K$46,$B7231),0)","v":53},{"$f":"IF(I7231=\"w\",INDEX(ID!$L$8:$L$31,FBR!$D7231+1)*INDEX(ID!$L$35:$L$46,$B7231),0)","v":0},{"$f":"IF(I7231=\"h\",INDEX(ID!$M$8:$M$31,FBR!$D7231+1)*INDEX(ID!$M$35:$M$46,$B7231),0)","v":53},{"$f":"IF(I7231=\"w\",INDEX(ID!$N$8:$N$31,FBR!$D7231+1)*INDEX(ID!$N$35:$N$46,$B7231),0)","v":0},null,31.301780001640555,0,0,0]
[7225,10,29,0,302,44,"2014-10-29",4,"h",null,{"$f":"IF(I7235=\"h\",INDEX(ID!$K$8:$K$31,FBR!$D7235+1)*INDEX(ID!$K$35:$K$46,$B7235),0)","v":35},{"$f":"IF(I7235=\"w\",INDEX(ID!$L$8:$L$31,FBR!$D7235+1)*INDEX(ID!$L$35:$L$46,$B7235),0)","v":0},{"$f":"IF(I7235=\"h\",INDEX(ID!$M$8:$M$31,FBR!$D7235+1)*INDEX(ID!$M$35:$M$46,$B7235),0)","v":35},{"$f":"IF(I7235=\"w\",INDEX(ID!$N$8:$N$31,FBR!$D7235+1)*INDEX(ID!$N$35:$N$46,$B7235),0)","v":0},null,20.670986793536215,0,0,0]
[7226,10,29,1,302,44,"2014-10-29",4,"h",null,{"$f":"IF(I7236=\"h\",INDEX(ID!$K$8:$K$31,FBR!$D7236+1)*INDEX(ID!$K$35:$K$46,$B7236),0)","v":30},{"$f":"IF(I7236=\"w\",INDEX(ID!$L$8:$L$31,FBR!$D7236+1)*INDEX(ID!$L$35:$L$46,$B7236),0)","v":0},{"$f":"IF(I7236=\"h\",INDEX(ID!$M$8:$M$31,FBR!$D7236+1)*INDEX(ID!$M$35:$M$46,$B7236),0)","v":30},{"$f":"IF(I7236=\"w\",INDEX(ID!$N$8:$N$31,FBR!$D7236+1)*INDEX(ID!$N$35:$N$46,$B7236),0)","v":0},null,17.717988680173899,0,0,0]
[7229,10,29,4,302,44,"2014-10-29",4,"h",null,{"$f":"IF(I7239=\"h\",INDEX(ID!$K$8:$K$31,FBR!$D7239+1)*INDEX(ID!$K$35:$K$46,$B7239),0)","v":27},{"$f":"IF(I7239=\"w\",INDEX(ID!$L$8:$L$31,FBR!$D7239+1)*INDEX(ID!$L$35:$L$46,$B7239),0)","v":0},{"$f":"IF(I7239=\"h\",INDEX(ID!$M$8:$M$31,FBR!$D7239+1)*INDEX(ID!$M$35:$M$46,$B7239),0)","v":27},{"$f":"IF(I7239=\"w\",INDEX(ID!$N$8:$N$31,FBR!$D7239+1)*INDEX(ID!$N$35:$N$46,$B7239),0)","v":0},null,15.94618981215651,0,0,0]
[7232,10,29,7,302,44,"2014-10-29",4,"h",null,{"$f":"IF(I7242=\"h\",INDEX(ID!$K$8:$K$31,FBR!$D7242+1)*INDEX(ID!$K$35:$K$46,$B7242),0)","v":32},{"$f":"IF(I7242=\"w\",INDEX(ID!$L$8:$L$31,FBR!$D7242+1)*INDEX(ID!$L$35:$L$46,$B7242),0)","v":0},{"$f":"IF(I7242=\"h\",INDEX(ID!$M$8:$M$31,FBR!$D7242+1)*INDEX(ID!$M$35:$M$46,$B7242),0)","v":32},{"$f":"IF(I7242=\"w\",INDEX(ID!$N$8:$N$31,FBR!$D7242+1)*INDEX(ID!$N$35:$N$46,$B7242),0)","v":0},null,18.899187925518824,0,0,0]
[7236,10,29,11,302,44,"2014-10-29",4,"h",null,{"$f":"IF(I7246=\"h\",INDEX(ID!$K$8:$K$31,FBR!$D7246+1)*INDEX(ID!$K$35:$K$46,$B7246),0)","v":42},{"$f":"IF(I7246=\"w\",INDEX(ID!$L$8:$L$31,FBR!$D7246+1)*INDEX(ID!$L$35:$L$46,$B7246),0)","v":0},{"$f":"IF(I7246=\"h\",INDEX(ID!$M$8:$M$31,FBR!$D7246+1)*INDEX(ID!$M$35:$M$46,$B7246),0)","v":42},{"$f":"IF(I7246=\"w\",INDEX(ID!$N$8:$N$31,FBR!$D7246+1)*INDEX(ID!$N$35:$N$46,$B7246),0)","v":0},null,24.805184152243459,0,0,0]
[7239,10,29,14,302,44,"2014-10-29",4,"h",null,{"$f":"IF(I7249=\"h\",INDEX(ID!$K$8:$K$31,FBR!$D7249+1)*INDEX(ID!$K$35:$K$46,$B7249),0)","v":47},{"$f":"IF(I7249=\"w\",INDEX(ID!$L$8:$L$31,FBR!$D7249+1)*INDEX(ID!$L$35:$L$46,$B7249),0)","v":0},{"$f":"IF(I7249=\"h\",INDEX(ID!$M$8:$M$31,FBR!$D7249+1)*INDEX(ID!$M$35:$M$46,$B7249),0)","v":47},{"$f":"IF(I7249=\"w\",INDEX(ID!$N$8:$N$31,FBR!$D7249+1)*INDEX(ID!$N$35:$N$46,$B7249),0)","v":0},null,27.758182265605775,0,0,0]
[7242,10,29,17,302,44,"2014-10-29",4,"h",null,{"$f":"IF(I7252=\"h\",INDEX(ID!$K$8:$K$31,FBR!$D7252+1)*INDEX(ID!$K$35:$K$46,$B7252),0)","v":62},{"$f":"IF(I7252=\"w\",INDEX(ID!$L$8:$L$31,FBR!$D7252+1)*INDEX(ID!$L$35:$L$46,$B7252),0)","v":0},{"$f":"IF(I7252=\"h\",INDEX(ID!$M$8:$M$31,FBR!$D7252+1)*INDEX(ID!$M$35:$M$46,$B7252),0)","v":62},{"$f":"IF(I7252=\"w\",INDEX(ID!$N$8:$N$31,FBR!$D7252+1)*INDEX(ID!$N$35:$N$46,$B7252),0)","v":0},null,36.617176605692727,0,0,0]
[7247,10,29,22,302,44,"2014-10-29",4,"h",null,{"$f":"IF(I7257=\"h\",INDEX(ID!$K$8:$K$31,FBR!$D7257+1)*INDEX(ID!$K$35:$K$46,$B7257),0)","v":45},{"$f":"IF(I7257=\"w\",INDEX(ID!$L$8:$L$31,FBR!$D7257+1)*INDEX(ID!$L$35:$L$46,$B7257),0)","v":0},{"$f":"IF(I7257=\"h\",INDEX(ID!$M$8:$M$31,FBR!$D7257+1)*INDEX(ID!$M$35:$M$46,$B7257),0)","v":45},{"$f":"IF(I7257=\"w\",INDEX(ID!$N$8:$N$31,FBR!$D7257+1)*INDEX(ID!$N$35:$N$46,$B7257),0)","v":0},null,26.576983020260847,0,0,0]
[7250,10,30,1,303,44,"2014-10-30",5,"h",null,{"$f":"IF(I7260=\"h\",INDEX(ID!$K$8:$K$31,FBR!$D7260+1)*INDEX(ID!$K$35:$K$46,$B7260),0)","v":30},{"$f":"IF(I7260=\"w\",INDEX(ID!$L$8:$L$31,FBR!$D7260+1)*INDEX(ID!$L$35:$L$46,$B7260),0)","v":0},{"$f":"IF(I7260=\"h\",INDEX(ID!$M$8:$M$31,FBR!$D7260+1)*INDEX(ID!$M$35:$M$46,$B7260),0)","v":30},{"$f":"IF(I7260=\"w\",INDEX(ID!$N$8:$N$31,FBR!$D7260+1)*INDEX(ID!$N$35:$N$46,$B7260),0)","v":0},null,17.717988680173899,0,0,0]
[7251,10,30,2,303,44,"2014-10-30",5,"h",null,{"$f":"IF(I7261=\"h\",INDEX(ID!$K$8:$K$31,FBR!$D7261+1)*INDEX(ID!$K$35:$K$46,$B7261),0)","v":28},{"$f":"IF(I7261=\"w\",INDEX(ID!$L$8:$L$31,FBR!$D7261+1)*INDEX(ID!$L$35:$L$46,$B7261),0)","v":0},{"$f":"IF(I7261=\"h\",INDEX(ID!$M$8:$M$31,FBR!$D7261+1)*INDEX(ID!$M$35:$M$46,$B7261),0)","v":28},{"$f":"IF(I7261=\"w\",INDEX(ID!$N$8:$N$31,FBR!$D7261+1)*INDEX(ID!$N$35:$N$46,$B7261),0)","v":0},null,16.536789434828972,0,0,0]
[7254,10,30,5,303,44,"2014-10-30",5,"h",null,{"$f":"IF(I7264=\"h\",INDEX(ID!$K$8:$K$31,FBR!$D7264+1)*INDEX(ID!$K$35:$K$46,$B7264),0)","v":27},{"$f":"IF(I7264=\"w\",INDEX(ID!$L$8:$L$31,FBR!$D7264+1)*INDEX(ID!$L$35:$L$46,$B7264),0)","v":0},{"$f":"IF(I7264=\"h\",INDEX(ID!$M$8:$M$31,FBR!$D7264+1)*INDEX(ID!$M$35:$M$46,$B7264),0)","v":27},{"$f":"IF(I7264=\"w\",INDEX(ID!$N$8:$N$31,FBR!$D7264+1)*INDEX(ID!$N$35:$N$46,$B7264),0)","v":0},null,15.94618981215651,0,0,0]
[7258,10,30,9,{"$f":"E7244+1","v":303},44,"2014-10-30",5,"h",null,{"$f":"IF(I7268=\"h\",INDEX(ID!$K$8:$K$31,FBR!$D7268+1)*INDEX(ID!$K$35:$K$46,$B7268),0)","v":38},{"$f":"IF(I7268=\"w\",INDEX(ID!$L$8:$L$31,FBR!$D7268+1)*INDEX(ID!$L$35:$L$46,$B7268),0)","v":0},{"$f":"IF(I7268=\"h\",INDEX(ID!$M$8:$M$31,FBR!$D7268+1)*INDEX(ID!$M$35:$M$46,$B7268),0)","v":38},{"$f":"IF(I7268=\"w\",INDEX(ID!$N$8:$N$31,FBR!$D7268+1)*INDEX(ID!$N$35:$N$46,$B7268),0)","v":0},null,22.442785661553604,0,0,0]
[7261,10,30,12,303,44,"2014-10-30",5,"h",null,{"$f":"IF(I7271=\"h\",INDEX(ID!$K$8:$K$31,FBR!$D7271+1)*INDEX(ID!$K$35:$K$46,$B7271),0)","v":43},{"$f":"IF(I7271=\"w\",INDEX(ID!$L$8:$L$31,FBR!$D7271+1)*INDEX(ID!$L$35:$L$46,$B7271),0)","v":0},{"$f":"IF(I7271=\"h\",INDEX(ID!$M$8:$M$31,FBR!$D7271+1)*INDEX(ID!$M$35:$M$46,$B7271),0)","v":43},{"$f":"IF(I7271=\"w\",INDEX(ID!$N$8:$N$31,FBR!$D7271+1)*INDEX(ID!$N$35:$N$46,$B7271),0)","v":0},null,25.395783774915923,0,0,0]
[7263,10,30,14,303,44,"2014-10-30",5,"h",null,{"$f":"IF(I7273=\"h\",INDEX(ID!$K$8:$K$31,FBR!$D7273+1)*INDEX(ID!$K$35:$K$46,$B7273),0)","v":47},{"$f":"IF(I7273=\"w\",INDEX(ID!$L$8:$L$31,FBR!$D7273+1)*INDEX(ID!$L$35:$L$46,$B7273),0)","v":0},{"$f":"IF(I7273=\"h\",INDEX(ID!$M$8:$M$31,FBR!$D7273+1)*INDEX(ID!$M$35:$M$46,$B7273),0)","v":47},{"$f":"IF(I7273=\"w\",INDEX(ID!$N$8:$N$31,FBR!$D7273+1)*INDEX(ID!$N$35:$N$46,$B7273),0)","v":0},null,27.758182265605775,0,0,0]
[7269,10,30,20,303,44,"2014-10-30",5,"h",null,{"$f":"IF(I7279=\"h\",INDEX(ID!$K$8:$K$31,FBR!$D7279+1)*INDEX(ID!$K$35:$K$46,$B7279),0)","v":53},{"$f":"IF(I7279=\"w\",INDEX(ID!$L$8:$L$31,FBR!$D7279+1)*INDEX(ID!$L$35:$L$46,$B7279),0)","v":0},{"$f":"IF(I7279=\"h\",INDEX(ID!$M$8:$M$31,FBR!$D7279+1)*INDEX(ID!$M$35:$M$46,$B7279),0)","v":53},{"$f":"IF(I7279=\"w\",INDEX(ID!$N$8:$N$31,FBR!$D7279+1)*INDEX(ID!$N$35:$N$46,$B7279),0)","v":0},null,31.301780001640555,0,0,0]
[7272,10,30,23,303,44,"2014-10-30",5,"h",null,{"$f":"IF(I7282=\"h\",INDEX(ID!$K$8:$K$31,FBR!$D7282+1)*INDEX(ID!$K$35:$K$46,$B7282),0)","v":40},{"$f":"IF(I7282=\"w\",INDEX(ID!$L$8:$L$31,FBR!$D7282+1)*INDEX(ID!$L$35:$L$46,$B7282),0)","v":0},{"$f":"IF(I7282=\"h\",INDEX(ID!$M$8:$M$31,FBR!$D7282+1)*INDEX(ID!$M$35:$M$46,$B7282),0)","v":40},{"$f":"IF(I7282=\"w\",INDEX(ID!$N$8:$N$31,FBR!$D7282+1)*INDEX(ID!$N$35:$N$46,$B7282),0)","v":0},null,23.623984906898531,0,0,0]
[7275,10,31,2,304,44,"2014-10-31",6,"w",null,{"$f":"IF(I7285=\"h\",INDEX(ID!$K$8:$K$31,FBR!$D7285+1)*INDEX(ID!$K$35:$K$46,$B7285),0)","v":0},{"$f":"IF(I7285=\"w\",INDEX(ID!$L$8:$L$31,FBR!$D7285+1)*INDEX(ID!$L$35:$L$46,$B7285),0)","v":28},{"$f":"IF(I7285=\"h\",INDEX(ID!$M$8:$M$31,FBR!$D7285+1)*INDEX(ID!$M$35:$M$46,$B7285),0)","v":0},{"$f":"IF(I7285=\"w\",INDEX(ID!$N$8:$N$31,FBR!$D7285+1)*INDEX(ID!$N$35:$N$46,$B7285),0)","v":28},null,0,16.536789434828972,0,0]
[7276,10,31,3,304,44,"2014-10-31",6,"w",null,{"$f":"IF(I7286=\"h\",INDEX(ID!$K$8:$K$31,FBR!$D7286+1)*INDEX(ID!$K$35:$K$46,$B7286),0)","v":0},{"$f":"IF(I7286=\"w\",INDEX(ID!$L$8:$L$31,FBR!$D7286+1)*INDEX(ID!$L$35:$L$46,$B7286),0)","v":27},{"$f":"IF(I7286=\"h\",INDEX(ID!$M$8:$M$31,FBR!$D7286+1)*INDEX(ID!$M$35:$M$46,$B7286),0)","v":0},{"$f":"IF(I7286=\"w\",INDEX(ID!$N$8:$N$31,FBR!$D7286+1)*INDEX(ID!$N$35:$N$46,$B7286),0)","v":27},null,0,15.94618981215651,0,0]
[7279,10,31,6,304,44,"2014-10-31",6,"w",null,{"$f":"IF(I7289=\"h\",INDEX(ID!$K$8:$K$31,FBR!$D7289+1)*INDEX(ID!$K$35:$K$46,$B7289),0)","v":0},{"$f":"IF(I7289=\"w\",INDEX(ID!$L$8:$L$31,FBR!$D7289+1)*INDEX(ID!$L$35:$L$46,$B7289),0)","v":29},{"$f":"IF(I7289=\"h\",INDEX(ID!$M$8:$M$31,FBR!$D7289+1)*INDEX(ID!$M$35:$M$46,$B7289),0)","v":0},{"$f":"IF(I7289=\"w\",INDEX(ID!$N$8:$N$31,FBR!$D7289+1)*INDEX(ID!$N$35:$N$46,$B7289),0)","v":29},null,0,17.127389057501436,0,0]
[7283,10,31,10,304,44,"2014-10-31",6,"w",null,{"$f":"IF(I7293=\"h\",INDEX(ID!$K$8:$K$31,FBR!$D7293+1)*INDEX(ID!$K$35:$K$46,$B7293),0)","v":0},{"$f":"IF(I7293=\"w\",INDEX(ID!$L$8:$L$31,FBR!$D7293+1)*INDEX(ID!$L$35:$L$46,$B7293),0)","v":40},{"$f":"IF(I7293=\"h\",INDEX(ID!$M$8:$M$31,FBR!$D7293+1)*INDEX(ID!$M$35:$M$46,$B7293),0)","v":0},{"$f":"IF(I7293=\"w\",INDEX(ID!$N$8:$N$31,FBR!$D7293+1)*INDEX(ID!$N$35:$N$46,$B7293),0)","v":40},null,0,23.623984906898531,0,0]
[7288,10,31,15,304,44,"2014-10-31",6,"w",null,{"$f":"IF(I7298=\"h\",INDEX(ID!$K$8:$K$31,FBR!$D7298+1)*INDEX(ID!$K$35:$K$46,$B7298),0)","v":0},{"$f":"IF(I7298=\"w\",INDEX(ID!$L$8:$L$31,FBR!$D7298+1)*INDEX(ID!$L$35:$L$46,$B7298),0)","v":50},{"$f":"IF(I7298=\"h\",INDEX(ID!$M$8:$M$31,FBR!$D7298+1)*INDEX(ID!$M$35:$M$46,$B7298),0)","v":0},{"$f":"IF(I7298=\"w\",INDEX(ID!$N$8:$N$31,FBR!$D7298+1)*INDEX(ID!$N$35:$N$46,$B7298),0)","v":50},null,0,29.529981133623163,0,0]
[7290,10,31,17,304,44,"2014-10-31",6,"w",null,{"$f":"IF(I7300=\"h\",INDEX(ID!$K$8:$K$31,FBR!$D7300+1)*INDEX(ID!$K$35:$K$46,$B7300),0)","v":0},{"$f":"IF(I7300=\"w\",INDEX(ID!$L$8:$L$31,FBR!$D7300+1)*INDEX(ID!$L$35:$L$46,$B7300),0)","v":62},{"$f":"IF(I7300=\"h\",INDEX(ID!$M$8:$M$31,FBR!$D7300+1)*INDEX(ID!$M$35:$M$46,$B7300),0)","v":0},{"$f":"IF(I7300=\"w\",INDEX(ID!$N$8:$N$31,FBR!$D7300+1)*INDEX(ID!$N$35:$N$46,$B7300),0)","v":62},null,0,36.617176605692727,0,0]
[7294,10,31,21,304,44,"2014-10-31",6,"w",null,{"$f":"IF(I7304=\"h\",INDEX(ID!$K$8:$K$31,FBR!$D7304+1)*INDEX(ID!$K$35:$K$46,$B7304),0)","v":0},{"$f":"IF(I7304=\"w\",INDEX(ID!$L$8:$L$31,FBR!$D7304+1)*INDEX(ID!$L$35:$L$46,$B7304),0)","v":50},{"$f":"IF(I7304=\"h\",INDEX(ID!$M$8:$M$31,FBR!$D7304+1)*INDEX(ID!$M$35:$M$46,$B7304),0)","v":0},{"$f":"IF(I7304=\"w\",INDEX(ID!$N$8:$N$31,FBR!$D7304+1)*INDEX(ID!$N$35:$N$46,$B7304),0)","v":50},null,0,29.529981133623163,0,0]
[7297,11,1,0,305,44,"2014-11-01",{"$f":"WEEKDAY(G7307)","v":7},{"$f":"IF(OR(H7307=6,H7307=7),\"w\",\"h\")","v":"w"},null,{"$f":"IF(I7307=\"h\",INDEX(ID!$K$8:$K$31,FBR!$D7307+1)*INDEX(ID!$K$35:$K$46,$B7307),0)","v":0},{"$f":"IF(I7307=\"w\",INDEX(ID!$L$8:$L$31,FBR!$D7307+1)*INDEX(ID!$L$35:$L$46,$B7307),0)","v":35},{"$f":"IF(I7307=\"h\",INDEX(ID!$M$8:$M$31,FBR!$D7307+1)*INDEX(ID!$M$35:$M$46,$B7307),0)","v":0},{"$f":"IF(I7307=\"w\",INDEX(ID!$N$8:$N$31,FBR!$D7307+1)*INDEX(ID!$N$35:$N$46,$B7307),0)","v":35},null,{"$f":"K7307*(indvforbrug*antalbrugere)/($K$8789+$L$8789)","v":0},{"$f":"L7307*indvforbrug*antalbrugere/($K$8789+$L$8789)","v":20.670986793536215},{"$f":"M7307*fællesforbrug/($M$8789+$N$8789)","v":0},{"$f":"N7307*fællesforbrug/($M$8789+$N$8789)","v":0}]
[7300,11,1,3,305,44,"2014-11-01",7,"w",null,{"$f":"IF(I7310=\"h\",INDEX(ID!$K$8:$K$31,FBR!$D7310+1)*INDEX(ID!$K$35:$K$46,$B7310),0)","v":0},{"$f":"IF(I7310=\"w\",INDEX(ID!$L$8:$L$31,FBR!$D7310+1)*INDEX(ID!$L$35:$L$46,$B7310),0)","v":27},{"$f":"IF(I7310=\"h\",INDEX(ID!$M$8:$M$31,FBR!$D7310+1)*INDEX(ID!$M$35:$M$46,$B7310),0)","v":0},{"$f":"IF(I7310=\"w\",INDEX(ID!$N$8:$N$31,FBR!$D7310+1)*INDEX(ID!$N$35:$N$46,$B7310),0)","v":27},null,0,15.94618981215651,0,0]
[7301,11,1,4,305,44,"2014-11-01",7,"w",null,{"$f":"IF(I7311=\"h\",INDEX(ID!$K$8:$K$31,FBR!$D7311+1)*INDEX(ID!$K$35:$K$46,$B7311),0)","v":0},{"$f":"IF(I7311=\"w\",INDEX(ID!$L$8:$L$31,FBR!$D7311+1)*INDEX(ID!$L$35:$L$46,$B7311),0)","v":27},{"$f":"IF(I7311=\"h\",INDEX(ID!$M$8:$M$31,FBR!$D7311+1)*INDEX(ID!$M$35:$M$46,$B7311),0)","v":0},{"$f":"IF(I7311=\"w\",INDEX(ID!$N$8:$N$31,FBR!$D7311+1)*INDEX(ID!$N$35:$N$46,$B7311),0)","v":27},null,0,15.94618981215651,0,0]
[7304,11,1,7,305,44,"2014-11-01",7,"w",null,{"$f":"IF(I7314=\"h\",INDEX(ID!$K$8:$K$31,FBR!$D7314+1)*INDEX(ID!$K$35:$K$46,$B7314),0)","v":0},{"$f":"IF(I7314=\"w\",INDEX(ID!$L$8:$L$31,FBR!$D7314+1)*INDEX(ID!$L$35:$L$46,$B7314),0)","v":32},{"$f":"IF(I7314=\"h\",INDEX(ID!$M$8:$M$31,FBR!$D7314+1)*INDEX(ID!$M$35:$M$46,$B7314),0)","v":0},{"$f":"IF(I7314=\"w\",INDEX(ID!$N$8:$N$31,FBR!$D7314+1)*INDEX(ID!$N$35:$N$46,$B7314),0)","v":32},null,0,18.899187925518824,0,0]
[7309,11,1,12,305,44,"2014-11-01",7,"w",null,{"$f":"IF(I7319=\"h\",INDEX(ID!$K$8:$K$31,FBR!$D7319+1)*INDEX(ID!$K$35:$K$46,$B7319),0)","v":0},{"$f":"IF(I7319=\"w\",INDEX(ID!$L$8:$L$31,FBR!$D7319+1)*INDEX(ID!$L$35:$L$46,$B7319),0)","v":43},{"$f":"IF(I7319=\"h\",INDEX(ID!$M$8:$M$31,FBR!$D7319+1)*INDEX(ID!$M$35:$M$46,$B7319),0)","v":0},{"$f":"IF(I7319=\"w\",INDEX(ID!$N$8:$N$31,FBR!$D7319+1)*INDEX(ID!$N$35:$N$46,$B7319),0)","v":43},null,0,25.395783774915923,0,0]
[7312,11,1,15,305,44,"2014-11-01",7,"w",null,{"$f":"IF(I7322=\"h\",INDEX(ID!$K$8:$K$31,FBR!$D7322+1)*INDEX(ID!$K$35:$K$46,$B7322),0)","v":0},{"$f":"IF(I7322=\"w\",INDEX(ID!$L$8:$L$31,FBR!$D7322+1)*INDEX(ID!$L$35:$L$46,$B7322),0)","v":50},{"$f":"IF(I7322=\"h\",INDEX(ID!$M$8:$M$31,FBR!$D7322+1)*INDEX(ID!$M$35:$M$46,$B7322),0)","v":0},{"$f":"IF(I7322=\"w\",INDEX(ID!$N$8:$N$31,FBR!$D7322+1)*INDEX(ID!$N$35:$N$46,$B7322),0)","v":50},null,0,29.529981133623163,0,0]
[7315,11,1,18,305,44,"2014-11-01",7,"w",null,{"$f":"IF(I7325=\"h\",INDEX(ID!$K$8:$K$31,FBR!$D7325+1)*INDEX(ID!$K$35:$K$46,$B7325),0)","v":0},{"$f":"IF(I7325=\"w\",INDEX(ID!$L$8:$L$31,FBR!$D7325+1)*INDEX(ID!$L$35:$L$46,$B7325),0)","v":65},{"$f":"IF(I7325=\"h\",INDEX(ID!$M$8:$M$31,FBR!$D7325+1)*INDEX(ID!$M$35:$M$46,$B7325),0)","v":0},{"$f":"IF(I7325=\"w\",INDEX(ID!$N$8:$N$31,FBR!$D7325+1)*INDEX(ID!$N$35:$N$46,$B7325),0)","v":65},null,0,38.388975473710111,0,0]
[7319,11,1,22,305,44,"2014-11-01",7,"w",null,{"$f":"IF(I7329=\"h\",INDEX(ID!$K$8:$K$31,FBR!$D7329+1)*INDEX(ID!$K$35:$K$46,$B7329),0)","v":0},{"$f":"IF(I7329=\"w\",INDEX(ID!$L$8:$L$31,FBR!$D7329+1)*INDEX(ID!$L$35:$L$46,$B7329),0)","v":45},{"$f":"IF(I7329=\"h\",INDEX(ID!$M$8:$M$31,FBR!$D7329+1)*INDEX(ID!$M$35:$M$46,$B7329),0)","v":0},{"$f":"IF(I7329=\"w\",INDEX(ID!$N$8:$N$31,FBR!$D7329+1)*INDEX(ID!$N$35:$N$46,$B7329),0)","v":45},null,0,26.576983020260847,0,0]
[7322,11,2,1,{"$f":"E7308+1","v":306},44,"2014-11-02",1,"h",null,{"$f":"IF(I7332=\"h\",INDEX(ID!$K$8:$K$31,FBR!$D7332+1)*INDEX(ID!$K$35:$K$46,$B7332),0)","v":30},{"$f":"IF(I7332=\"w\",INDEX(ID!$L$8:$L$31,FBR!$D7332+1)*INDEX(ID!$L$35:$L$46,$B7332),0)","v":0},{"$f":"IF(I7332=\"h\",INDEX(ID!$M$8:$M$31,FBR!$D7332+1)*INDEX(ID!$M$35:$M$46,$B7332),0)","v":30},{"$f":"IF(I7332=\"w\",INDEX(ID!$N$8:$N$31,FBR!$D7332+1)*INDEX(ID!$N$35:$N$46,$B7332),0)","v":0},null,17.717988680173899,0,0,0]
[7323,11,2,2,306,44,"2014-11-02",1,"h",null,{"$f":"IF(I7333=\"h\",INDEX(ID!$K$8:$K$31,FBR!$D7333+1)*INDEX(ID!$K$35:$K$46,$B7333),0)","v":28},{"$f":"IF(I7333=\"w\",INDEX(ID!$L$8:$L$31,FBR!$D7333+1)*INDEX(ID!$L$35:$L$46,$B7333),0)","v":0},{"$f":"IF(I7333=\"h\",INDEX(ID!$M$8:$M$31,FBR!$D7333+1)*INDEX(ID!$M$35:$M$46,$B7333),0)","v":28},{"$f":"IF(I7333=\"w\",INDEX(ID!$N$8:$N$31,FBR!$D7333+1)*INDEX(ID!$N$35:$N$46,$B7333),0)","v":0},null,16.536789434828972,0,0,0]
[7326,11,2,5,306,44,"2014-11-02",1,"h",null,{"$f":"IF(I7336=\"h\",INDEX(ID!$K$8:$K$31,FBR!$D7336+1)*INDEX(ID!$K$35:$K$46,$B7336),0)","v":27},{"$f":"IF(I7336=\"w\",INDEX(ID!$L$8:$L$31,FBR!$D7336+1)*INDEX(ID!$L$35:$L$46,$B7336),0)","v":0},{"$f":"IF(I7336=\"h\",INDEX(ID!$M$8:$M$31,FBR!$D7336+1)*INDEX(ID!$M$35:$M$46,$B7336),0)","v":27},{"$f":"IF(I7336=\"w\",INDEX(ID!$N$8:$N$31,FBR!$D7336+1)*INDEX(ID!$N$35:$N$46,$B7336),0)","v":0},null,15.94618981215651,0,0,0]
[7330,11,2,9,306,44,"2014-11-02",1,"h",null,{"$f":"IF(I7340=\"h\",INDEX(ID!$K$8:$K$31,FBR!$D7340+1)*INDEX(ID!$K$35:$K$46,$B7340),0)","v":38},{"$f":"IF(I7340=\"w\",INDEX(ID!$L$8:$L$31,FBR!$D7340+1)*INDEX(ID!$L$35:$L$46,$B7340),0)","v":0},{"$f":"IF(I7340=\"h\",INDEX(ID!$M$8:$M$31,FBR!$D7340+1)*INDEX(ID!$M$35:$M$46,$B7340),0)","v":38},{"$f":"IF(I7340=\"w\",INDEX(ID!$N$8:$N$31,FBR!$D7340+1)*INDEX(ID!$N$35:$N$46,$B7340),0)","v":0},null,22.442785661553604,0,0,0]
[7334,11,2,13,306,44,"2014-11-02",1,"h",null,{"$f":"IF(I7344=\"h\",INDEX(ID!$K$8:$K$31,FBR!$D7344+1)*INDEX(ID!$K$35:$K$46,$B7344),0)","v":44},{"$f":"IF(I7344=\"w\",INDEX(ID!$L$8:$L$31,FBR!$D7344+1)*INDEX(ID!$L$35:$L$46,$B7344),0)","v":0},{"$f":"IF(I7344=\"h\",INDEX(ID!$M$8:$M$31,FBR!$D7344+1)*INDEX(ID!$M$35:$M$46,$B7344),0)","v":44},{"$f":"IF(I7344=\"w\",INDEX(ID!$N$8:$N$31,FBR!$D7344+1)*INDEX(ID!$N$35:$N$46,$B7344),0)","v":0},null,25.986383397588384,0,0,0]
[7337,11,2,16,306,44,"2014-11-02",1,"h",null,{"$f":"IF(I7347=\"h\",INDEX(ID!$K$8:$K$31,FBR!$D7347+1)*INDEX(ID!$K$35:$K$46,$B7347),0)","v":53},{"$f":"IF(I7347=\"w\",INDEX(ID!$L$8:$L$31,FBR!$D7347+1)*INDEX(ID!$L$35:$L$46,$B7347),0)","v":0},{"$f":"IF(I7347=\"h\",INDEX(ID!$M$8:$M$31,FBR!$D7347+1)*INDEX(ID!$M$35:$M$46,$B7347),0)","v":53},{"$f":"IF(I7347=\"w\",INDEX(ID!$N$8:$N$31,FBR!$D7347+1)*INDEX(ID!$N$35:$N$46,$B7347),0)","v":0},null,31.301780001640555,0,0,0]
[7340,11,2,19,306,44,"2014-11-02",1,"h",null,{"$f":"IF(I7350=\"h\",INDEX(ID!$K$8:$K$31,FBR!$D7350+1)*INDEX(ID!$K$35:$K$46,$B7350),0)","v":60},{"$f":"IF(I7350=\"w\",INDEX(ID!$L$8:$L$31,FBR!$D7350+1)*INDEX(ID!$L$35:$L$46,$B7350),0)","v":0},{"$f":"IF(I7350=\"h\",INDEX(ID!$M$8:$M$31,FBR!$D7350+1)*INDEX(ID!$M$35:$M$46,$B7350),0)","v":60},{"$f":"IF(I7350=\"w\",INDEX(ID!$N$8:$N$31,FBR!$D7350+1)*INDEX(ID!$N$35:$N$46,$B7350),0)","v":0},null,35.435977360347799,0,0,0]
[7344,11,2,23,306,44,"2014-11-02",1,"h",null,{"$f":"IF(I7354=\"h\",INDEX(ID!$K$8:$K$31,FBR!$D7354+1)*INDEX(ID!$K$35:$K$46,$B7354),0)","v":40},{"$f":"IF(I7354=\"w\",INDEX(ID!$L$8:$L$31,FBR!$D7354+1)*INDEX(ID!$L$35:$L$46,$B7354),0)","v":0},{"$f":"IF(I7354=\"h\",INDEX(ID!$M$8:$M$31,FBR!$D7354+1)*INDEX(ID!$M$35:$M$46,$B7354),0)","v":40},{"$f":"IF(I7354=\"w\",INDEX(ID!$N$8:$N$31,FBR!$D7354+1)*INDEX(ID!$N$35:$N$46,$B7354),0)","v":0},null,23.623984906898531,0,0,0]
[7347,11,3,2,307,44,"2014-11-03",2,"h",null,{"$f":"IF(I7357=\"h\",INDEX(ID!$K$8:$K$31,FBR!$D7357+1)*INDEX(ID!$K$35:$K$46,$B7357),0)","v":28},{"$f":"IF(I7357=\"w\",INDEX(ID!$L$8:$L$31,FBR!$D7357+1)*INDEX(ID!$L$35:$L$46,$B7357),0)","v":0},{"$f":"IF(I7357=\"h\",INDEX(ID!$M$8:$M$31,FBR!$D7357+1)*INDEX(ID!$M$35:$M$46,$B7357),0)","v":28},{"$f":"IF(I7357=\"w\",INDEX(ID!$N$8:$N$31,FBR!$D7357+1)*INDEX(ID!$N$35:$N$46,$B7357),0)","v":0},null,16.536789434828972,0,0,0]
[7351,11,3,6,307,44,"2014-11-03",2,"h",null,{"$f":"IF(I7361=\"h\",INDEX(ID!$K$8:$K$31,FBR!$D7361+1)*INDEX(ID!$K$35:$K$46,$B7361),0)","v":29},{"$f":"IF(I7361=\"w\",INDEX(ID!$L$8:$L$31,FBR!$D7361+1)*INDEX(ID!$L$35:$L$46,$B7361),0)","v":0},{"$f":"IF(I7361=\"h\",INDEX(ID!$M$8:$M$31,FBR!$D7361+1)*INDEX(ID!$M$35:$M$46,$B7361),0)","v":29},{"$f":"IF(I7361=\"w\",INDEX(ID!$N$8:$N$31,FBR!$D7361+1)*INDEX(ID!$N$35:$N$46,$B7361),0)","v":0},null,17.127389057501436,0,0,0]
[7352,11,3,7,307,44,"2014-11-03",2,"h",null,{"$f":"IF(I7362=\"h\",INDEX(ID!$K$8:$K$31,FBR!$D7362+1)*INDEX(ID!$K$35:$K$46,$B7362),0)","v":32},{"$f":"IF(I7362=\"w\",INDEX(ID!$L$8:$L$31,FBR!$D7362+1)*INDEX(ID!$L$35:$L$46,$B7362),0)","v":0},{"$f":"IF(I7362=\"h\",INDEX(ID!$M$8:$M$31,FBR!$D7362+1)*INDEX(ID!$M$35:$M$46,$B7362),0)","v":32},{"$f":"IF(I7362=\"w\",INDEX(ID!$N$8:$N$31,FBR!$D7362+1)*INDEX(ID!$N$35:$N$46,$B7362),0)","v":0},null,18.899187925518824,0,0,0]
[7355,11,3,10,307,44,"2014-11-03",2,"h",null,{"$f":"IF(I7365=\"h\",INDEX(ID!$K$8:$K$31,FBR!$D7365+1)*INDEX(ID!$K$35:$K$46,$B7365),0)","v":40},{"$f":"IF(I7365=\"w\",INDEX(ID!$L$8:$L$31,FBR!$D7365+1)*INDEX(ID!$L$35:$L$46,$B7365),0)","v":0},{"$f":"IF(I7365=\"h\",INDEX(ID!$M$8:$M$31,FBR!$D7365+1)*INDEX(ID!$M$35:$M$46,$B7365),0)","v":40},{"$f":"IF(I7365=\"w\",INDEX(ID!$N$8:$N$31,FBR!$D7365+1)*INDEX(ID!$N$35:$N$46,$B7365),0)","v":0},null,23.623984906898531,0,0,0]
[7359,11,3,14,307,44,"2014-11-03",2,"h",null,{"$f":"IF(I7369=\"h\",INDEX(ID!$K$8:$K$31,FBR!$D7369+1)*INDEX(ID!$K$35:$K$46,$B7369),0)","v":47},{"$f":"IF(I7369=\"w\",INDEX(ID!$L$8:$L$31,FBR!$D7369+1)*INDEX(ID!$L$35:$L$46,$B7369),0)","v":0},{"$f":"IF(I7369=\"h\",INDEX(ID!$M$8:$M$31,FBR!$D7369+1)*INDEX(ID!$M$35:$M$46,$B7369),0)","v":47},{"$f":"IF(I7369=\"w\",INDEX(ID!$N$8:$N$31,FBR!$D7369+1)*INDEX(ID!$N$35:$N$46,$B7369),0)","v":0},null,27.758182265605775,0,0,0]
[{"$f":"A7371+1","v":7362},11,3,17,307,44,{"$f":"DATE(2014,B7372,C7372)","v":"2014-11-03"},2,"h",null,{"$f":"IF(I7372=\"h\",INDEX(ID!$K$8:$K$31,FBR!$D7372+1)*INDEX(ID!$K$35:$K$46,$B7372),0)","v":62},{"$f":"IF(I7372=\"w\",INDEX(ID!$L$8:$L$31,FBR!$D7372+1)*INDEX(ID!$L$35:$L$46,$B7372),0)","v":0},{"$f":"IF(I7372=\"h\",INDEX(ID!$M$8:$M$31,FBR!$D7372+1)*INDEX(ID!$M$35:$M$46,$B7372),0)","v":62},{"$f":"IF(I7372=\"w\",INDEX(ID!$N$8:$N$31,FBR!$D7372+1)*INDEX(ID!$N$35:$N$46,$B7372),0)","v":0},null,36.617176605692727,0,0,0]
[7366,11,3,21,307,44,"2014-11-03",2,"h",null,{"$f":"IF(I7376=\"h\",INDEX(ID!$K$8:$K$31,FBR!$D7376+1)*INDEX(ID!$K$35:$K$46,$B7376),0)","v":50},{"$f":"IF(I7376=\"w\",INDEX(ID!$L$8:$L$31,FBR!$D7376+1)*INDEX(ID!$L$35:$L$46,$B7376),0)","v":0},{"$f":"IF(I7376=\"h\",INDEX(ID!$M$8:$M$31,FBR!$D7376+1)*INDEX(ID!$M$35:$M$46,$B7376),0)","v":50},{"$f":"IF(I7376=\"w\",INDEX(ID!$N$8:$N$31,FBR!$D7376+1)*INDEX(ID!$N$35:$N$46,$B7376),0)","v":0},null,29.529981133623163,0,0,0]
[7369,11,4,0,308,44,"2014-11-04",3,"h",null,{"$f":"IF(I7379=\"h\",INDEX(ID!$K$8:$K$31,FBR!$D7379+1)*INDEX(ID!$K$35:$K$46,$B7379),0)","v":35},{"$f":"IF(I7379=\"w\",INDEX(ID!$L$8:$L$31,FBR!$D7379+1)*INDEX(ID!$L$35:$L$46,$B7379),0)","v":0},{"$f":"IF(I7379=\"h\",INDEX(ID!$M$8:$M$31,FBR!$D7379+1)*INDEX(ID!$M$35:$M$46,$B7379),0)","v":35},{"$f":"IF(I7379=\"w\",INDEX(ID!$N$8:$N$31,FBR!$D7379+1)*INDEX(ID!$N$35:$N$46,$B7379),0)","v":0},null,20.670986793536215,0,0,0]
[7372,11,4,3,308,44,"2014-11-04",3,"h",null,{"$f":"IF(I7382=\"h\",INDEX(ID!$K$8:$K$31,FBR!$D7382+1)*INDEX(ID!$K$35:$K$46,$B7382),0)","v":27},{"$f":"IF(I7382=\"w\",INDEX(ID!$L$8:$L$31,FBR!$D7382+1)*INDEX(ID!$L$35:$L$46,$B7382),0)","v":0},{"$f":"IF(I7382=\"h\",INDEX(ID!$M$8:$M$31,FBR!$D7382+1)*INDEX(ID!$M$35:$M$46,$B7382),0)","v":27},{"$f":"IF(I7382=\"w\",INDEX(ID!$N$8:$N$31,FBR!$D7382+1)*INDEX(ID!$N$35:$N$46,$B7382),0)","v":0},null,15.94618981215651,0,0,0]
[7374,11,4,5,308,44,"2014-11-04",3,"h",null,{"$f":"IF(I7384=\"h\",INDEX(ID!$K$8:$K$31,FBR!$D7384+1)*INDEX(ID!$K$35:$K$46,$B7384),0)","v":27},{"$f":"IF(I7384=\"w\",INDEX(ID!$L$8:$L$31,FBR!$D7384+1)*INDEX(ID!$L$35:$L$46,$B7384),0)","v":0},{"$f":"IF(I7384=\"h\",INDEX(ID!$M$8:$M$31,FBR!$D7384+1)*INDEX(ID!$M$35:$M$46,$B7384),0)","v":27},{"$f":"IF(I7384=\"w\",INDEX(ID!$N$8:$N$31,FBR!$D7384+1)*INDEX(ID!$N$35:$N$46,$B7384),0)","v":0},null,15.94618981215651,0,0,0]
[7377,11,4,8,308,44,"2014-11-04",3,"h",null,{"$f":"IF(I7387=\"h\",INDEX(ID!$K$8:$K$31,FBR!$D7387+1)*INDEX(ID!$K$35:$K$46,$B7387),0)","v":35},{"$f":"IF(I7387=\"w\",INDEX(ID!$L$8:$L$31,FBR!$D7387+1)*INDEX(ID!$L$35:$L$46,$B7387),0)","v":0},{"$f":"IF(I7387=\"h\",INDEX(ID!$M$8:$M$31,FBR!$D7387+1)*INDEX(ID!$M$35:$M$46,$B7387),0)","v":35},{"$f":"IF(I7387=\"w\",INDEX(ID!$N$8:$N$31,FBR!$D7387+1)*INDEX(ID!$N$35:$N$46,$B7387),0)","v":0},null,20.670986793536215,0,0,0]
[7380,11,4,11,308,44,"2014-11-04",3,"h",null,{"$f":"IF(I7390=\"h\",INDEX(ID!$K$8:$K$31,FBR!$D7390+1)*INDEX(ID!$K$35:$K$46,$B7390),0)","v":42},{"$f":"IF(I7390=\"w\",INDEX(ID!$L$8:$L$31,FBR!$D7390+1)*INDEX(ID!$L$35:$L$46,$B7390),0)","v":0},{"$f":"IF(I7390=\"h\",INDEX(ID!$M$8:$M$31,FBR!$D7390+1)*INDEX(ID!$M$35:$M$46,$B7390),0)","v":42},{"$f":"IF(I7390=\"w\",INDEX(ID!$N$8:$N$31,FBR!$D7390+1)*INDEX(ID!$N$35:$N$46,$B7390),0)","v":0},null,24.805184152243459,0,0,0]
[7384,11,4,15,308,44,"2014-11-04",3,"h",null,{"$f":"IF(I7394=\"h\",INDEX(ID!$K$8:$K$31,FBR!$D7394+1)*INDEX(ID!$K$35:$K$46,$B7394),0)","v":50},{"$f":"IF(I7394=\"w\",INDEX(ID!$L$8:$L$31,FBR!$D7394+1)*INDEX(ID!$L$35:$L$46,$B7394),0)","v":0},{"$f":"IF(I7394=\"h\",INDEX(ID!$M$8:$M$31,FBR!$D7394+1)*INDEX(ID!$M$35:$M$46,$B7394),0)","v":50},{"$f":"IF(I7394=\"w\",INDEX(ID!$N$8:$N$31,FBR!$D7394+1)*INDEX(ID!$N$35:$N$46,$B7394),0)","v":0},null,29.529981133623163,0,0,0]
[7387,11,4,18,308,44,"2014-11-04",3,"h",null,{"$f":"IF(I7397=\"h\",INDEX(ID!$K$8:$K$31,FBR!$D7397+1)*INDEX(ID!$K$35:$K$46,$B7397),0)","v":65},{"$f":"IF(I7397=\"w\",INDEX(ID!$L$8:$L$31,FBR!$D7397+1)*INDEX(ID!$L$35:$L$46,$B7397),0)","v":0},{"$f":"IF(I7397=\"h\",INDEX(ID!$M$8:$M$31,FBR!$D7397+1)*INDEX(ID!$M$35:$M$46,$B7397),0)","v":65},{"$f":"IF(I7397=\"w\",INDEX(ID!$N$8:$N$31,FBR!$D7397+1)*INDEX(ID!$N$35:$N$46,$B7397),0)","v":0},null,38.388975473710111,0,0,0]
[7391,11,4,22,308,44,"2014-11-04",3,"h",null,{"$f":"IF(I7401=\"h\",INDEX(ID!$K$8:$K$31,FBR!$D7401+1)*INDEX(ID!$K$35:$K$46,$B7401),0)","v":45},{"$f":"IF(I7401=\"w\",INDEX(ID!$L$8:$L$31,FBR!$D7401+1)*INDEX(ID!$L$35:$L$46,$B7401),0)","v":0},{"$f":"IF(I7401=\"h\",INDEX(ID!$M$8:$M$31,FBR!$D7401+1)*INDEX(ID!$M$35:$M$46,$B7401),0)","v":45},{"$f":"IF(I7401=\"w\",INDEX(ID!$N$8:$N$31,FBR!$D7401+1)*INDEX(ID!$N$35:$N$46,$B7401),0)","v":0},null,26.576983020260847,0,0,0]
[7393,11,5,0,309,45,"2014-11-05",4,"h",null,{"$f":"IF(I7403=\"h\",INDEX(ID!$K$8:$K$31,FBR!$D7403+1)*INDEX(ID!$K$35:$K$46,$B7403),0)","v":35},{"$f":"IF(I7403=\"w\",INDEX(ID!$L$8:$L$31,FBR!$D7403+1)*INDEX(ID!$L$35:$L$46,$B7403),0)","v":0},{"$f":"IF(I7403=\"h\",INDEX(ID!$M$8:$M$31,FBR!$D7403+1)*INDEX(ID!$M$35:$M$46,$B7403),0)","v":35},{"$f":"IF(I7403=\"w\",INDEX(ID!$N$8:$N$31,FBR!$D7403+1)*INDEX(ID!$N$35:$N$46,$B7403),0)","v":0},null,20.670986793536215,0,0,0]
[7398,11,5,5,309,45,"2014-11-05",4,"h",null,{"$f":"IF(I7408=\"h\",INDEX(ID!$K$8:$K$31,FBR!$D7408+1)*INDEX(ID!$K$35:$K$46,$B7408),0)","v":27},{"$f":"IF(I7408=\"w\",INDEX(ID!$L$8:$L$31,FBR!$D7408+1)*INDEX(ID!$L$35:$L$46,$B7408),0)","v":0},{"$f":"IF(I7408=\"h\",INDEX(ID!$M$8:$M$31,FBR!$D7408+1)*INDEX(ID!$M$35:$M$46,$B7408),0)","v":27},{"$f":"IF(I7408=\"w\",INDEX(ID!$N$8:$N$31,FBR!$D7408+1)*INDEX(ID!$N$35:$N$46,$B7408),0)","v":0},null,15.94618981215651,0,0,0]
[7399,11,5,6,309,45,"2014-11-05",4,"h",null,{"$f":"IF(I7409=\"h\",INDEX(ID!$K$8:$K$31,FBR!$D7409+1)*INDEX(ID!$K$35:$K$46,$B7409),0)","v":29},{"$f":"IF(I7409=\"w\",INDEX(ID!$L$8:$L$31,FBR!$D7409+1)*INDEX(ID!$L$35:$L$46,$B7409),0)","v":0},{"$f":"IF(I7409=\"h\",INDEX(ID!$M$8:$M$31,FBR!$D7409+1)*INDEX(ID!$M$35:$M$46,$B7409),0)","v":29},{"$f":"IF(I7409=\"w\",INDEX(ID!$N$8:$N$31,FBR!$D7409+1)*INDEX(ID!$N$35:$N$46,$B7409),0)","v":0},null,17.127389057501436,0,0,0]
[7402,11,5,9,309,{"$f":"F7244+1","v":45},"2014-11-05",4,"h",null,{"$f":"IF(I7412=\"h\",INDEX(ID!$K$8:$K$31,FBR!$D7412+1)*INDEX(ID!$K$35:$K$46,$B7412),0)","v":38},{"$f":"IF(I7412=\"w\",INDEX(ID!$L$8:$L$31,FBR!$D7412+1)*INDEX(ID!$L$35:$L$46,$B7412),0)","v":0},{"$f":"IF(I7412=\"h\",INDEX(ID!$M$8:$M$31,FBR!$D7412+1)*INDEX(ID!$M$35:$M$46,$B7412),0)","v":38},{"$f":"IF(I7412=\"w\",INDEX(ID!$N$8:$N$31,FBR!$D7412+1)*INDEX(ID!$N$35:$N$46,$B7412),0)","v":0},null,22.442785661553604,0,0,0]
[7405,11,5,12,309,45,"2014-11-05",4,"h",null,{"$f":"IF(I7415=\"h\",INDEX(ID!$K$8:$K$31,FBR!$D7415+1)*INDEX(ID!$K$35:$K$46,$B7415),0)","v":43},{"$f":"IF(I7415=\"w\",INDEX(ID!$L$8:$L$31,FBR!$D7415+1)*INDEX(ID!$L$35:$L$46,$B7415),0)","v":0},{"$f":"IF(I7415=\"h\",INDEX(ID!$M$8:$M$31,FBR!$D7415+1)*INDEX(ID!$M$35:$M$46,$B7415),0)","v":43},{"$f":"IF(I7415=\"w\",INDEX(ID!$N$8:$N$31,FBR!$D7415+1)*INDEX(ID!$N$35:$N$46,$B7415),0)","v":0},null,25.395783774915923,0,0,0]
[7409,11,5,16,309,45,"2014-11-05",4,"h",null,{"$f":"IF(I7419=\"h\",INDEX(ID!$K$8:$K$31,FBR!$D7419+1)*INDEX(ID!$K$35:$K$46,$B7419),0)","v":53},{"$f":"IF(I7419=\"w\",INDEX(ID!$L$8:$L$31,FBR!$D7419+1)*INDEX(ID!$L$35:$L$46,$B7419),0)","v":0},{"$f":"IF(I7419=\"h\",INDEX(ID!$M$8:$M$31,FBR!$D7419+1)*INDEX(ID!$M$35:$M$46,$B7419),0)","v":53},{"$f":"IF(I7419=\"w\",INDEX(ID!$N$8:$N$31,FBR!$D7419+1)*INDEX(ID!$N$35:$N$46,$B7419),0)","v":0},null,31.301780001640555,0,0,0]
[7414,11,5,21,309,45,"2014-11-05",4,"h",null,{"$f":"IF(I7424=\"h\",INDEX(ID!$K$8:$K$31,FBR!$D7424+1)*INDEX(ID!$K$35:$K$46,$B7424),0)","v":50},{"$f":"IF(I7424=\"w\",INDEX(ID!$L$8:$L$31,FBR!$D7424+1)*INDEX(ID!$L$35:$L$46,$B7424),0)","v":0},{"$f":"IF(I7424=\"h\",INDEX(ID!$M$8:$M$31,FBR!$D7424+1)*INDEX(ID!$M$35:$M$46,$B7424),0)","v":50},{"$f":"IF(I7424=\"w\",INDEX(ID!$N$8:$N$31,FBR!$D7424+1)*INDEX(ID!$N$35:$N$46,$B7424),0)","v":0},null,29.529981133623163,0,0,0]
[7417,11,6,0,310,45,"2014-11-06",5,"h",null,{"$f":"IF(I7427=\"h\",INDEX(ID!$K$8:$K$31,FBR!$D7427+1)*INDEX(ID!$K$35:$K$46,$B7427),0)","v":35},{"$f":"IF(I7427=\"w\",INDEX(ID!$L$8:$L$31,FBR!$D7427+1)*INDEX(ID!$L$35:$L$46,$B7427),0)","v":0},{"$f":"IF(I7427=\"h\",INDEX(ID!$M$8:$M$31,FBR!$D7427+1)*INDEX(ID!$M$35:$M$46,$B7427),0)","v":35},{"$f":"IF(I7427=\"w\",INDEX(ID!$N$8:$N$31,FBR!$D7427+1)*INDEX(ID!$N$35:$N$46,$B7427),0)","v":0},null,20.670986793536215,0,0,0]
[7420,11,6,3,310,45,"2014-11-06",5,"h",null,{"$f":"IF(I7430=\"h\",INDEX(ID!$K$8:$K$31,FBR!$D7430+1)*INDEX(ID!$K$35:$K$46,$B7430),0)","v":27},{"$f":"IF(I7430=\"w\",INDEX(ID!$L$8:$L$31,FBR!$D7430+1)*INDEX(ID!$L$35:$L$46,$B7430),0)","v":0},{"$f":"IF(I7430=\"h\",INDEX(ID!$M$8:$M$31,FBR!$D7430+1)*INDEX(ID!$M$35:$M$46,$B7430),0)","v":27},{"$f":"IF(I7430=\"w\",INDEX(ID!$N$8:$N$31,FBR!$D7430+1)*INDEX(ID!$N$35:$N$46,$B7430),0)","v":0},null,15.94618981215651,0,0,0]
[7423,11,6,6,310,45,"2014-11-06",5,"h",null,{"$f":"IF(I7433=\"h\",INDEX(ID!$K$8:$K$31,FBR!$D7433+1)*INDEX(ID!$K$35:$K$46,$B7433),0)","v":29},{"$f":"IF(I7433=\"w\",INDEX(ID!$L$8:$L$31,FBR!$D7433+1)*INDEX(ID!$L$35:$L$46,$B7433),0)","v":0},{"$f":"IF(I7433=\"h\",INDEX(ID!$M$8:$M$31,FBR!$D7433+1)*INDEX(ID!$M$35:$M$46,$B7433),0)","v":29},{"$f":"IF(I7433=\"w\",INDEX(ID!$N$8:$N$31,FBR!$D7433+1)*INDEX(ID!$N$35:$N$46,$B7433),0)","v":0},null,17.127389057501436,0,0,0]
[7424,11,6,7,310,45,"2014-11-06",5,"h",null,{"$f":"IF(I7434=\"h\",INDEX(ID!$K$8:$K$31,FBR!$D7434+1)*INDEX(ID!$K$35:$K$46,$B7434),0)","v":32},{"$f":"IF(I7434=\"w\",INDEX(ID!$L$8:$L$31,FBR!$D7434+1)*INDEX(ID!$L$35:$L$46,$B7434),0)","v":0},{"$f":"IF(I7434=\"h\",INDEX(ID!$M$8:$M$31,FBR!$D7434+1)*INDEX(ID!$M$35:$M$46,$B7434),0)","v":32},{"$f":"IF(I7434=\"w\",INDEX(ID!$N$8:$N$31,FBR!$D7434+1)*INDEX(ID!$N$35:$N$46,$B7434),0)","v":0},null,18.899187925518824,0,0,0]
[7427,11,6,10,310,45,"2014-11-06",5,"h",null,{"$f":"IF(I7437=\"h\",INDEX(ID!$K$8:$K$31,FBR!$D7437+1)*INDEX(ID!$K$35:$K$46,$B7437),0)","v":40},{"$f":"IF(I7437=\"w\",INDEX(ID!$L$8:$L$31,FBR!$D7437+1)*INDEX(ID!$L$35:$L$46,$B7437),0)","v":0},{"$f":"IF(I7437=\"h\",INDEX(ID!$M$8:$M$31,FBR!$D7437+1)*INDEX(ID!$M$35:$M$46,$B7437),0)","v":40},{"$f":"IF(I7437=\"w\",INDEX(ID!$N$8:$N$31,FBR!$D7437+1)*INDEX(ID!$N$35:$N$46,$B7437),0)","v":0},null,23.623984906898531,0,0,0]
[7431,11,6,14,310,45,"2014-11-06",5,"h",null,{"$f":"IF(I7441=\"h\",INDEX(ID!$K$8:$K$31,FBR!$D7441+1)*INDEX(ID!$K$35:$K$46,$B7441),0)","v":47},{"$f":"IF(I7441=\"w\",INDEX(ID!$L$8:$L$31,FBR!$D7441+1)*INDEX(ID!$L$35:$L$46,$B7441),0)","v":0},{"$f":"IF(I7441=\"h\",INDEX(ID!$M$8:$M$31,FBR!$D7441+1)*INDEX(ID!$M$35:$M$46,$B7441),0)","v":47},{"$f":"IF(I7441=\"w\",INDEX(ID!$N$8:$N$31,FBR!$D7441+1)*INDEX(ID!$N$35:$N$46,$B7441),0)","v":0},null,27.758182265605775,0,0,0]
[7435,11,6,18,310,45,"2014-11-06",5,"h",null,{"$f":"IF(I7445=\"h\",INDEX(ID!$K$8:$K$31,FBR!$D7445+1)*INDEX(ID!$K$35:$K$46,$B7445),0)","v":65},{"$f":"IF(I7445=\"w\",INDEX(ID!$L$8:$L$31,FBR!$D7445+1)*INDEX(ID!$L$35:$L$46,$B7445),0)","v":0},{"$f":"IF(I7445=\"h\",INDEX(ID!$M$8:$M$31,FBR!$D7445+1)*INDEX(ID!$M$35:$M$46,$B7445),0)","v":65},{"$f":"IF(I7445=\"w\",INDEX(ID!$N$8:$N$31,FBR!$D7445+1)*INDEX(ID!$N$35:$N$46,$B7445),0)","v":0},null,38.388975473710111,0,0,0]
[7438,11,6,21,310,45,"2014-11-06",5,"h",null,{"$f":"IF(I7448=\"h\",INDEX(ID!$K$8:$K$31,FBR!$D7448+1)*INDEX(ID!$K$35:$K$46,$B7448),0)","v":50},{"$f":"IF(I7448=\"w\",INDEX(ID!$L$8:$L$31,FBR!$D7448+1)*INDEX(ID!$L$35:$L$46,$B7448),0)","v":0},{"$f":"IF(I7448=\"h\",INDEX(ID!$M$8:$M$31,FBR!$D7448+1)*INDEX(ID!$M$35:$M$46,$B7448),0)","v":50},{"$f":"IF(I7448=\"w\",INDEX(ID!$N$8:$N$31,FBR!$D7448+1)*INDEX(ID!$N$35:$N$46,$B7448),0)","v":0},null,29.529981133623163,0,0,0]
[7442,11,7,1,311,45,"2014-11-07",6,"w",null,{"$f":"IF(I7452=\"h\",INDEX(ID!$K$8:$K$31,FBR!$D7452+1)*INDEX(ID!$K$35:$K$46,$B7452),0)","v":0},{"$f":"IF(I7452=\"w\",INDEX(ID!$L$8:$L$31,FBR!$D7452+1)*INDEX(ID!$L$35:$L$46,$B7452),0)","v":30},{"$f":"IF(I7452=\"h\",INDEX(ID!$M$8:$M$31,FBR!$D7452+1)*INDEX(ID!$M$35:$M$46,$B7452),0)","v":0},{"$f":"IF(I7452=\"w\",INDEX(ID!$N$8:$N$31,FBR!$D7452+1)*INDEX(ID!$N$35:$N$46,$B7452),0)","v":30},null,0,17.717988680173899,0,0]
[7445,11,7,4,311,45,"2014-11-07",6,"w",null,{"$f":"IF(I7455=\"h\",INDEX(ID!$K$8:$K$31,FBR!$D7455+1)*INDEX(ID!$K$35:$K$46,$B7455),0)","v":0},{"$f":"IF(I7455=\"w\",INDEX(ID!$L$8:$L$31,FBR!$D7455+1)*INDEX(ID!$L$35:$L$46,$B7455),0)","v":27},{"$f":"IF(I7455=\"h\",INDEX(ID!$M$8:$M$31,FBR!$D7455+1)*INDEX(ID!$M$35:$M$46,$B7455),0)","v":0},{"$f":"IF(I7455=\"w\",INDEX(ID!$N$8:$N$31,FBR!$D7455+1)*INDEX(ID!$N$35:$N$46,$B7455),0)","v":27},null,0,15.94618981215651,0,0]
[7448,11,7,7,311,45,"2014-11-07",6,"w",null,{"$f":"IF(I7458=\"h\",INDEX(ID!$K$8:$K$31,FBR!$D7458+1)*INDEX(ID!$K$35:$K$46,$B7458),0)","v":0},{"$f":"IF(I7458=\"w\",INDEX(ID!$L$8:$L$31,FBR!$D7458+1)*INDEX(ID!$L$35:$L$46,$B7458),0)","v":32},{"$f":"IF(I7458=\"h\",INDEX(ID!$M$8:$M$31,FBR!$D7458+1)*INDEX(ID!$M$35:$M$46,$B7458),0)","v":0},{"$f":"IF(I7458=\"w\",INDEX(ID!$N$8:$N$31,FBR!$D7458+1)*INDEX(ID!$N$35:$N$46,$B7458),0)","v":32},null,0,18.899187925518824,0,0]
[7449,11,7,8,311,45,"2014-11-07",6,"w",null,{"$f":"IF(I7459=\"h\",INDEX(ID!$K$8:$K$31,FBR!$D7459+1)*INDEX(ID!$K$35:$K$46,$B7459),0)","v":0},{"$f":"IF(I7459=\"w\",INDEX(ID!$L$8:$L$31,FBR!$D7459+1)*INDEX(ID!$L$35:$L$46,$B7459),0)","v":35},{"$f":"IF(I7459=\"h\",INDEX(ID!$M$8:$M$31,FBR!$D7459+1)*INDEX(ID!$M$35:$M$46,$B7459),0)","v":0},{"$f":"IF(I7459=\"w\",INDEX(ID!$N$8:$N$31,FBR!$D7459+1)*INDEX(ID!$N$35:$N$46,$B7459),0)","v":35},null,0,20.670986793536215,0,0]
[7452,11,7,11,311,45,"2014-11-07",6,"w",null,{"$f":"IF(I7462=\"h\",INDEX(ID!$K$8:$K$31,FBR!$D7462+1)*INDEX(ID!$K$35:$K$46,$B7462),0)","v":0},{"$f":"IF(I7462=\"w\",INDEX(ID!$L$8:$L$31,FBR!$D7462+1)*INDEX(ID!$L$35:$L$46,$B7462),0)","v":42},{"$f":"IF(I7462=\"h\",INDEX(ID!$M$8:$M$31,FBR!$D7462+1)*INDEX(ID!$M$35:$M$46,$B7462),0)","v":0},{"$f":"IF(I7462=\"w\",INDEX(ID!$N$8:$N$31,FBR!$D7462+1)*INDEX(ID!$N$35:$N$46,$B7462),0)","v":42},null,0,24.805184152243459,0,0]
[7456,11,7,15,311,45,"2014-11-07",6,"w",null,{"$f":"IF(I7466=\"h\",INDEX(ID!$K$8:$K$31,FBR!$D7466+1)*INDEX(ID!$K$35:$K$46,$B7466),0)","v":0},{"$f":"IF(I7466=\"w\",INDEX(ID!$L$8:$L$31,FBR!$D7466+1)*INDEX(ID!$L$35:$L$46,$B7466),0)","v":50},{"$f":"IF(I7466=\"h\",INDEX(ID!$M$8:$M$31,FBR!$D7466+1)*INDEX(ID!$M$35:$M$46,$B7466),0)","v":0},{"$f":"IF(I7466=\"w\",INDEX(ID!$N$8:$N$31,FBR!$D7466+1)*INDEX(ID!$N$35:$N$46,$B7466),0)","v":50},null,0,29.529981133623163,0,0]
[7460,11,7,19,311,45,"2014-11-07",6,"w",null,{"$f":"IF(I7470=\"h\",INDEX(ID!$K$8:$K$31,FBR!$D7470+1)*INDEX(ID!$K$35:$K$46,$B7470),0)","v":0},{"$f":"IF(I7470=\"w\",INDEX(ID!$L$8:$L$31,FBR!$D7470+1)*INDEX(ID!$L$35:$L$46,$B7470),0)","v":60},{"$f":"IF(I7470=\"h\",INDEX(ID!$M$8:$M$31,FBR!$D7470+1)*INDEX(ID!$M$35:$M$46,$B7470),0)","v":0},{"$f":"IF(I7470=\"w\",INDEX(ID!$N$8:$N$31,FBR!$D7470+1)*INDEX(ID!$N$35:$N$46,$B7470),0)","v":60},null,0,35.435977360347799,0,0]
[7463,11,7,22,311,45,"2014-11-07",6,"w",null,{"$f":"IF(I7473=\"h\",INDEX(ID!$K$8:$K$31,FBR!$D7473+1)*INDEX(ID!$K$35:$K$46,$B7473),0)","v":0},{"$f":"IF(I7473=\"w\",INDEX(ID!$L$8:$L$31,FBR!$D7473+1)*INDEX(ID!$L$35:$L$46,$B7473),0)","v":45},{"$f":"IF(I7473=\"h\",INDEX(ID!$M$8:$M$31,FBR!$D7473+1)*INDEX(ID!$M$35:$M$46,$B7473),0)","v":0},{"$f":"IF(I7473=\"w\",INDEX(ID!$N$8:$N$31,FBR!$D7473+1)*INDEX(ID!$N$35:$N$46,$B7473),0)","v":45},null,0,26.576983020260847,0,0]
[7467,11,8,2,312,45,"2014-11-08",7,"w",null,{"$f":"IF(I7477=\"h\",INDEX(ID!$K$8:$K$31,FBR!$D7477+1)*INDEX(ID!$K$35:$K$46,$B7477),0)","v":0},{"$f":"IF(I7477=\"w\",INDEX(ID!$L$8:$L$31,FBR!$D7477+1)*INDEX(ID!$L$35:$L$46,$B7477),0)","v":28},{"$f":"IF(I7477=\"h\",INDEX(ID!$M$8:$M$31,FBR!$D7477+1)*INDEX(ID!$M$35:$M$46,$B7477),0)","v":0},{"$f":"IF(I7477=\"w\",INDEX(ID!$N$8:$N$31,FBR!$D7477+1)*INDEX(ID!$N$35:$N$46,$B7477),0)","v":28},null,0,16.536789434828972,0,0]
[7470,11,8,5,312,45,"2014-11-08",7,"w",null,{"$f":"IF(I7480=\"h\",INDEX(ID!$K$8:$K$31,FBR!$D7480+1)*INDEX(ID!$K$35:$K$46,$B7480),0)","v":0},{"$f":"IF(I7480=\"w\",INDEX(ID!$L$8:$L$31,FBR!$D7480+1)*INDEX(ID!$L$35:$L$46,$B7480),0)","v":27},{"$f":"IF(I7480=\"h\",INDEX(ID!$M$8:$M$31,FBR!$D7480+1)*INDEX(ID!$M$35:$M$46,$B7480),0)","v":0},{"$f":"IF(I7480=\"w\",INDEX(ID!$N$8:$N$31,FBR!$D7480+1)*INDEX(ID!$N$35:$N$46,$B7480),0)","v":27},null,0,15.94618981215651,0,0]
[7471,11,8,6,312,45,"2014-11-08",7,"w",null,{"$f":"IF(I7481=\"h\",INDEX(ID!$K$8:$K$31,FBR!$D7481+1)*INDEX(ID!$K$35:$K$46,$B7481),0)","v":0},{"$f":"IF(I7481=\"w\",INDEX(ID!$L$8:$L$31,FBR!$D7481+1)*INDEX(ID!$L$35:$L$46,$B7481),0)","v":29},{"$f":"IF(I7481=\"h\",INDEX(ID!$M$8:$M$31,FBR!$D7481+1)*INDEX(ID!$M$35:$M$46,$B7481),0)","v":0},{"$f":"IF(I7481=\"w\",INDEX(ID!$N$8:$N$31,FBR!$D7481+1)*INDEX(ID!$N$35:$N$46,$B7481),0)","v":29},null,0,17.127389057501436,0,0]
[7474,11,8,9,312,45,"2014-11-08",7,"w",null,{"$f":"IF(I7484=\"h\",INDEX(ID!$K$8:$K$31,FBR!$D7484+1)*INDEX(ID!$K$35:$K$46,$B7484),0)","v":0},{"$f":"IF(I7484=\"w\",INDEX(ID!$L$8:$L$31,FBR!$D7484+1)*INDEX(ID!$L$35:$L$46,$B7484),0)","v":38},{"$f":"IF(I7484=\"h\",INDEX(ID!$M$8:$M$31,FBR!$D7484+1)*INDEX(ID!$M$35:$M$46,$B7484),0)","v":0},{"$f":"IF(I7484=\"w\",INDEX(ID!$N$8:$N$31,FBR!$D7484+1)*INDEX(ID!$N$35:$N$46,$B7484),0)","v":38},null,0,22.442785661553604,0,0]
[7477,11,8,12,312,45,"2014-11-08",7,"w",null,{"$f":"IF(I7487=\"h\",INDEX(ID!$K$8:$K$31,FBR!$D7487+1)*INDEX(ID!$K$35:$K$46,$B7487),0)","v":0},{"$f":"IF(I7487=\"w\",INDEX(ID!$L$8:$L$31,FBR!$D7487+1)*INDEX(ID!$L$35:$L$46,$B7487),0)","v":43},{"$f":"IF(I7487=\"h\",INDEX(ID!$M$8:$M$31,FBR!$D7487+1)*INDEX(ID!$M$35:$M$46,$B7487),0)","v":0},{"$f":"IF(I7487=\"w\",INDEX(ID!$N$8:$N$31,FBR!$D7487+1)*INDEX(ID!$N$35:$N$46,$B7487),0)","v":43},null,0,25.395783774915923,0,0]
[7482,11,8,17,312,45,"2014-11-08",7,"w",null,{"$f":"IF(I7492=\"h\",INDEX(ID!$K$8:$K$31,FBR!$D7492+1)*INDEX(ID!$K$35:$K$46,$B7492),0)","v":0},{"$f":"IF(I7492=\"w\",INDEX(ID!$L$8:$L$31,FBR!$D7492+1)*INDEX(ID!$L$35:$L$46,$B7492),0)","v":62},{"$f":"IF(I7492=\"h\",INDEX(ID!$M$8:$M$31,FBR!$D7492+1)*INDEX(ID!$M$35:$M$46,$B7492),0)","v":0},{"$f":"IF(I7492=\"w\",INDEX(ID!$N$8:$N$31,FBR!$D7492+1)*INDEX(ID!$N$35:$N$46,$B7492),0)","v":62},null,0,36.617176605692727,0,0]
[7485,11,8,20,312,45,"2014-11-08",7,"w",null,{"$f":"IF(I7495=\"h\",INDEX(ID!$K$8:$K$31,FBR!$D7495+1)*INDEX(ID!$K$35:$K$46,$B7495),0)","v":0},{"$f":"IF(I7495=\"w\",INDEX(ID!$L$8:$L$31,FBR!$D7495+1)*INDEX(ID!$L$35:$L$46,$B7495),0)","v":53},{"$f":"IF(I7495=\"h\",INDEX(ID!$M$8:$M$31,FBR!$D7495+1)*INDEX(ID!$M$35:$M$46,$B7495),0)","v":0},{"$f":"IF(I7495=\"w\",INDEX(ID!$N$8:$N$31,FBR!$D7495+1)*INDEX(ID!$N$35:$N$46,$B7495),0)","v":53},null,0,31.301780001640555,0,0]
[7488,11,8,23,312,45,"2014-11-08",7,"w",null,{"$f":"IF(I7498=\"h\",INDEX(ID!$K$8:$K$31,FBR!$D7498+1)*INDEX(ID!$K$35:$K$46,$B7498),0)","v":0},{"$f":"IF(I7498=\"w\",INDEX(ID!$L$8:$L$31,FBR!$D7498+1)*INDEX(ID!$L$35:$L$46,$B7498),0)","v":40},{"$f":"IF(I7498=\"h\",INDEX(ID!$M$8:$M$31,FBR!$D7498+1)*INDEX(ID!$M$35:$M$46,$B7498),0)","v":0},{"$f":"IF(I7498=\"w\",INDEX(ID!$N$8:$N$31,FBR!$D7498+1)*INDEX(ID!$N$35:$N$46,$B7498),0)","v":40},null,0,23.623984906898531,0,0]
[7492,11,9,3,313,45,"2014-11-09",1,"h",null,{"$f":"IF(I7502=\"h\",INDEX(ID!$K$8:$K$31,FBR!$D7502+1)*INDEX(ID!$K$35:$K$46,$B7502),0)","v":27},{"$f":"IF(I7502=\"w\",INDEX(ID!$L$8:$L$31,FBR!$D7502+1)*INDEX(ID!$L$35:$L$46,$B7502),0)","v":0},{"$f":"IF(I7502=\"h\",INDEX(ID!$M$8:$M$31,FBR!$D7502+1)*INDEX(ID!$M$35:$M$46,$B7502),0)","v":27},{"$f":"IF(I7502=\"w\",INDEX(ID!$N$8:$N$31,FBR!$D7502+1)*INDEX(ID!$N$35:$N$46,$B7502),0)","v":0},null,15.94618981215651,0,0,0]
[7495,11,9,6,313,45,"2014-11-09",1,"h",null,{"$f":"IF(I7505=\"h\",INDEX(ID!$K$8:$K$31,FBR!$D7505+1)*INDEX(ID!$K$35:$K$46,$B7505),0)","v":29},{"$f":"IF(I7505=\"w\",INDEX(ID!$L$8:$L$31,FBR!$D7505+1)*INDEX(ID!$L$35:$L$46,$B7505),0)","v":0},{"$f":"IF(I7505=\"h\",INDEX(ID!$M$8:$M$31,FBR!$D7505+1)*INDEX(ID!$M$35:$M$46,$B7505),0)","v":29},{"$f":"IF(I7505=\"w\",INDEX(ID!$N$8:$N$31,FBR!$D7505+1)*INDEX(ID!$N$35:$N$46,$B7505),0)","v":0},null,17.127389057501436,0,0,0]
[7498,11,9,9,313,45,"2014-11-09",1,"h",null,{"$f":"IF(I7508=\"h\",INDEX(ID!$K$8:$K$31,FBR!$D7508+1)*INDEX(ID!$K$35:$K$46,$B7508),0)","v":38},{"$f":"IF(I7508=\"w\",INDEX(ID!$L$8:$L$31,FBR!$D7508+1)*INDEX(ID!$L$35:$L$46,$B7508),0)","v":0},{"$f":"IF(I7508=\"h\",INDEX(ID!$M$8:$M$31,FBR!$D7508+1)*INDEX(ID!$M$35:$M$46,$B7508),0)","v":38},{"$f":"IF(I7508=\"w\",INDEX(ID!$N$8:$N$31,FBR!$D7508+1)*INDEX(ID!$N$35:$N$46,$B7508),0)","v":0},null,22.442785661553604,0,0,0]
[7500,11,9,11,313,45,"2014-11-09",1,"h",null,{"$f":"IF(I7510=\"h\",INDEX(ID!$K$8:$K$31,FBR!$D7510+1)*INDEX(ID!$K$35:$K$46,$B7510),0)","v":42},{"$f":"IF(I7510=\"w\",INDEX(ID!$L$8:$L$31,FBR!$D7510+1)*INDEX(ID!$L$35:$L$46,$B7510),0)","v":0},{"$f":"IF(I7510=\"h\",INDEX(ID!$M$8:$M$31,FBR!$D7510+1)*INDEX(ID!$M$35:$M$46,$B7510),0)","v":42},{"$f":"IF(I7510=\"w\",INDEX(ID!$N$8:$N$31,FBR!$D7510+1)*INDEX(ID!$N$35:$N$46,$B7510),0)","v":0},null,24.805184152243459,0,0,0]
[7503,11,9,14,313,45,"2014-11-09",1,"h",null,{"$f":"IF(I7513=\"h\",INDEX(ID!$K$8:$K$31,FBR!$D7513+1)*INDEX(ID!$K$35:$K$46,$B7513),0)","v":47},{"$f":"IF(I7513=\"w\",INDEX(ID!$L$8:$L$31,FBR!$D7513+1)*INDEX(ID!$L$35:$L$46,$B7513),0)","v":0},{"$f":"IF(I7513=\"h\",INDEX(ID!$M$8:$M$31,FBR!$D7513+1)*INDEX(ID!$M$35:$M$46,$B7513),0)","v":47},{"$f":"IF(I7513=\"w\",INDEX(ID!$N$8:$N$31,FBR!$D7513+1)*INDEX(ID!$N$35:$N$46,$B7513),0)","v":0},null,27.758182265605775,0,0,0]
[7507,11,9,18,313,45,"2014-11-09",1,"h",null,{"$f":"IF(I7517=\"h\",INDEX(ID!$K$8:$K$31,FBR!$D7517+1)*INDEX(ID!$K$35:$K$46,$B7517),0)","v":65},{"$f":"IF(I7517=\"w\",INDEX(ID!$L$8:$L$31,FBR!$D7517+1)*INDEX(ID!$L$35:$L$46,$B7517),0)","v":0},{"$f":"IF(I7517=\"h\",INDEX(ID!$M$8:$M$31,FBR!$D7517+1)*INDEX(ID!$M$35:$M$46,$B7517),0)","v":65},{"$f":"IF(I7517=\"w\",INDEX(ID!$N$8:$N$31,FBR!$D7517+1)*INDEX(ID!$N$35:$N$46,$B7517),0)","v":0},null,38.388975473710111,0,0,0]
[7510,11,9,21,313,45,"2014-11-09",1,"h",null,{"$f":"IF(I7520=\"h\",INDEX(ID!$K$8:$K$31,FBR!$D7520+1)*INDEX(ID!$K$35:$K$46,$B7520),0)","v":50},{"$f":"IF(I7520=\"w\",INDEX(ID!$L$8:$L$31,FBR!$D7520+1)*INDEX(ID!$L$35:$L$46,$B7520),0)","v":0},{"$f":"IF(I7520=\"h\",INDEX(ID!$M$8:$M$31,FBR!$D7520+1)*INDEX(ID!$M$35:$M$46,$B7520),0)","v":50},{"$f":"IF(I7520=\"w\",INDEX(ID!$N$8:$N$31,FBR!$D7520+1)*INDEX(ID!$N$35:$N$46,$B7520),0)","v":0},null,29.529981133623163,0,0,0]
[7513,11,10,0,314,45,"2014-11-10",2,"h",null,{"$f":"IF(I7523=\"h\",INDEX(ID!$K$8:$K$31,FBR!$D7523+1)*INDEX(ID!$K$35:$K$46,$B7523),0)","v":35},{"$f":"IF(I7523=\"w\",INDEX(ID!$L$8:$L$31,FBR!$D7523+1)*INDEX(ID!$L$35:$L$46,$B7523),0)","v":0},{"$f":"IF(I7523=\"h\",INDEX(ID!$M$8:$M$31,FBR!$D7523+1)*INDEX(ID!$M$35:$M$46,$B7523),0)","v":35},{"$f":"IF(I7523=\"w\",INDEX(ID!$N$8:$N$31,FBR!$D7523+1)*INDEX(ID!$N$35:$N$46,$B7523),0)","v":0},null,20.670986793536215,0,0,0]
[7517,11,10,4,314,45,"2014-11-10",2,"h",null,{"$f":"IF(I7527=\"h\",INDEX(ID!$K$8:$K$31,FBR!$D7527+1)*INDEX(ID!$K$35:$K$46,$B7527),0)","v":27},{"$f":"IF(I7527=\"w\",INDEX(ID!$L$8:$L$31,FBR!$D7527+1)*INDEX(ID!$L$35:$L$46,$B7527),0)","v":0},{"$f":"IF(I7527=\"h\",INDEX(ID!$M$8:$M$31,FBR!$D7527+1)*INDEX(ID!$M$35:$M$46,$B7527),0)","v":27},{"$f":"IF(I7527=\"w\",INDEX(ID!$N$8:$N$31,FBR!$D7527+1)*INDEX(ID!$N$35:$N$46,$B7527),0)","v":0},null,15.94618981215651,0,0,0]
[7519,11,10,6,314,45,"2014-11-10",2,"h",null,{"$f":"IF(I7529=\"h\",INDEX(ID!$K$8:$K$31,FBR!$D7529+1)*INDEX(ID!$K$35:$K$46,$B7529),0)","v":29},{"$f":"IF(I7529=\"w\",INDEX(ID!$L$8:$L$31,FBR!$D7529+1)*INDEX(ID!$L$35:$L$46,$B7529),0)","v":0},{"$f":"IF(I7529=\"h\",INDEX(ID!$M$8:$M$31,FBR!$D7529+1)*INDEX(ID!$M$35:$M$46,$B7529),0)","v":29},{"$f":"IF(I7529=\"w\",INDEX(ID!$N$8:$N$31,FBR!$D7529+1)*INDEX(ID!$N$35:$N$46,$B7529),0)","v":0},null,17.127389057501436,0,0,0]
[7522,11,10,9,314,45,"2014-11-10",2,"h",null,{"$f":"IF(I7532=\"h\",INDEX(ID!$K$8:$K$31,FBR!$D7532+1)*INDEX(ID!$K$35:$K$46,$B7532),0)","v":38},{"$f":"IF(I7532=\"w\",INDEX(ID!$L$8:$L$31,FBR!$D7532+1)*INDEX(ID!$L$35:$L$46,$B7532),0)","v":0},{"$f":"IF(I7532=\"h\",INDEX(ID!$M$8:$M$31,FBR!$D7532+1)*INDEX(ID!$M$35:$M$46,$B7532),0)","v":38},{"$f":"IF(I7532=\"w\",INDEX(ID!$N$8:$N$31,FBR!$D7532+1)*INDEX(ID!$N$35:$N$46,$B7532),0)","v":0},null,22.442785661553604,0,0,0]
[7525,11,10,12,314,45,"2014-11-10",2,"h",null,{"$f":"IF(I7535=\"h\",INDEX(ID!$K$8:$K$31,FBR!$D7535+1)*INDEX(ID!$K$35:$K$46,$B7535),0)","v":43},{"$f":"IF(I7535=\"w\",INDEX(ID!$L$8:$L$31,FBR!$D7535+1)*INDEX(ID!$L$35:$L$46,$B7535),0)","v":0},{"$f":"IF(I7535=\"h\",INDEX(ID!$M$8:$M$31,FBR!$D7535+1)*INDEX(ID!$M$35:$M$46,$B7535),0)","v":43},{"$f":"IF(I7535=\"w\",INDEX(ID!$N$8:$N$31,FBR!$D7535+1)*INDEX(ID!$N$35:$N$46,$B7535),0)","v":0},null,25.395783774915923,0,0,0]
[7528,11,10,15,314,45,"2014-11-10",2,"h",null,{"$f":"IF(I7538=\"h\",INDEX(ID!$K$8:$K$31,FBR!$D7538+1)*INDEX(ID!$K$35:$K$46,$B7538),0)","v":50},{"$f":"IF(I7538=\"w\",INDEX(ID!$L$8:$L$31,FBR!$D7538+1)*INDEX(ID!$L$35:$L$46,$B7538),0)","v":0},{"$f":"IF(I7538=\"h\",INDEX(ID!$M$8:$M$31,FBR!$D7538+1)*INDEX(ID!$M$35:$M$46,$B7538),0)","v":50},{"$f":"IF(I7538=\"w\",INDEX(ID!$N$8:$N$31,FBR!$D7538+1)*INDEX(ID!$N$35:$N$46,$B7538),0)","v":0},null,29.529981133623163,0,0,0]
[7532,11,10,19,314,45,"2014-11-10",2,"h",null,{"$f":"IF(I7542=\"h\",INDEX(ID!$K$8:$K$31,FBR!$D7542+1)*INDEX(ID!$K$35:$K$46,$B7542),0)","v":60},{"$f":"IF(I7542=\"w\",INDEX(ID!$L$8:$L$31,FBR!$D7542+1)*INDEX(ID!$L$35:$L$46,$B7542),0)","v":0},{"$f":"IF(I7542=\"h\",INDEX(ID!$M$8:$M$31,FBR!$D7542+1)*INDEX(ID!$M$35:$M$46,$B7542),0)","v":60},{"$f":"IF(I7542=\"w\",INDEX(ID!$N$8:$N$31,FBR!$D7542+1)*INDEX(ID!$N$35:$N$46,$B7542),0)","v":0},null,35.435977360347799,0,0,0]
[7535,11,10,22,314,45,"2014-11-10",2,"h",null,{"$f":"IF(I7545=\"h\",INDEX(ID!$K$8:$K$31,FBR!$D7545+1)*INDEX(ID!$K$35:$K$46,$B7545),0)","v":45},{"$f":"IF(I7545=\"w\",INDEX(ID!$L$8:$L$31,FBR!$D7545+1)*INDEX(ID!$L$35:$L$46,$B7545),0)","v":0},{"$f":"IF(I7545=\"h\",INDEX(ID!$M$8:$M$31,FBR!$D7545+1)*INDEX(ID!$M$35:$M$46,$B7545),0)","v":45},{"$f":"IF(I7545=\"w\",INDEX(ID!$N$8:$N$31,FBR!$D7545+1)*INDEX(ID!$N$35:$N$46,$B7545),0)","v":0},null,26.576983020260847,0,0,0]
[7539,11,11,2,315,45,"2014-11-11",3,"h",null,{"$f":"IF(I7549=\"h\",INDEX(ID!$K$8:$K$31,FBR!$D7549+1)*INDEX(ID!$K$35:$K$46,$B7549),0)","v":28},{"$f":"IF(I7549=\"w\",INDEX(ID!$L$8:$L$31,FBR!$D7549+1)*INDEX(ID!$L$35:$L$46,$B7549),0)","v":0},{"$f":"IF(I7549=\"h\",INDEX(ID!$M$8:$M$31,FBR!$D7549+1)*INDEX(ID!$M$35:$M$46,$B7549),0)","v":28},{"$f":"IF(I7549=\"w\",INDEX(ID!$N$8:$N$31,FBR!$D7549+1)*INDEX(ID!$N$35:$N$46,$B7549),0)","v":0},null,16.536789434828972,0,0,0]
[7540,11,11,3,315,45,"2014-11-11",3,"h",null,{"$f":"IF(I7550=\"h\",INDEX(ID!$K$8:$K$31,FBR!$D7550+1)*INDEX(ID!$K$35:$K$46,$B7550),0)","v":27},{"$f":"IF(I7550=\"w\",INDEX(ID!$L$8:$L$31,FBR!$D7550+1)*INDEX(ID!$L$35:$L$46,$B7550),0)","v":0},{"$f":"IF(I7550=\"h\",INDEX(ID!$M$8:$M$31,FBR!$D7550+1)*INDEX(ID!$M$35:$M$46,$B7550),0)","v":27},{"$f":"IF(I7550=\"w\",INDEX(ID!$N$8:$N$31,FBR!$D7550+1)*INDEX(ID!$N$35:$N$46,$B7550),0)","v":0},null,15.94618981215651,0,0,0]
[7546,11,11,9,315,45,"2014-11-11",3,"h",null,{"$f":"IF(I7556=\"h\",INDEX(ID!$K$8:$K$31,FBR!$D7556+1)*INDEX(ID!$K$35:$K$46,$B7556),0)","v":38},{"$f":"IF(I7556=\"w\",INDEX(ID!$L$8:$L$31,FBR!$D7556+1)*INDEX(ID!$L$35:$L$46,$B7556),0)","v":0},{"$f":"IF(I7556=\"h\",INDEX(ID!$M$8:$M$31,FBR!$D7556+1)*INDEX(ID!$M$35:$M$46,$B7556),0)","v":38},{"$f":"IF(I7556=\"w\",INDEX(ID!$N$8:$N$31,FBR!$D7556+1)*INDEX(ID!$N$35:$N$46,$B7556),0)","v":0},null,22.442785661553604,0,0,0]
[7547,11,11,10,315,45,"2014-11-11",3,"h",null,{"$f":"IF(I7557=\"h\",INDEX(ID!$K$8:$K$31,FBR!$D7557+1)*INDEX(ID!$K$35:$K$46,$B7557),0)","v":40},{"$f":"IF(I7557=\"w\",INDEX(ID!$L$8:$L$31,FBR!$D7557+1)*INDEX(ID!$L$35:$L$46,$B7557),0)","v":0},{"$f":"IF(I7557=\"h\",INDEX(ID!$M$8:$M$31,FBR!$D7557+1)*INDEX(ID!$M$35:$M$46,$B7557),0)","v":40},{"$f":"IF(I7557=\"w\",INDEX(ID!$N$8:$N$31,FBR!$D7557+1)*INDEX(ID!$N$35:$N$46,$B7557),0)","v":0},null,23.623984906898531,0,0,0]
[7550,11,11,13,315,45,"2014-11-11",3,"h",null,{"$f":"IF(I7560=\"h\",INDEX(ID!$K$8:$K$31,FBR!$D7560+1)*INDEX(ID!$K$35:$K$46,$B7560),0)","v":44},{"$f":"IF(I7560=\"w\",INDEX(ID!$L$8:$L$31,FBR!$D7560+1)*INDEX(ID!$L$35:$L$46,$B7560),0)","v":0},{"$f":"IF(I7560=\"h\",INDEX(ID!$M$8:$M$31,FBR!$D7560+1)*INDEX(ID!$M$35:$M$46,$B7560),0)","v":44},{"$f":"IF(I7560=\"w\",INDEX(ID!$N$8:$N$31,FBR!$D7560+1)*INDEX(ID!$N$35:$N$46,$B7560),0)","v":0},null,25.986383397588384,0,0,0]
[7553,11,11,16,315,45,"2014-11-11",{"$f":"WEEKDAY(G7563)","v":3},{"$f":"IF(OR(H7563=6,H7563=7),\"w\",\"h\")","v":"h"},null,{"$f":"IF(I7563=\"h\",INDEX(ID!$K$8:$K$31,FBR!$D7563+1)*INDEX(ID!$K$35:$K$46,$B7563),0)","v":53},{"$f":"IF(I7563=\"w\",INDEX(ID!$L$8:$L$31,FBR!$D7563+1)*INDEX(ID!$L$35:$L$46,$B7563),0)","v":0},{"$f":"IF(I7563=\"h\",INDEX(ID!$M$8:$M$31,FBR!$D7563+1)*INDEX(ID!$M$35:$M$46,$B7563),0)","v":53},{"$f":"IF(I7563=\"w\",INDEX(ID!$N$8:$N$31,FBR!$D7563+1)*INDEX(ID!$N$35:$N$46,$B7563),0)","v":0},null,{"$f":"K7563*(indvforbrug*antalbrugere)/($K$8789+$L$8789)","v":31.301780001640555},{"$f":"L7563*indvforbrug*antalbrugere/($K$8789+$L$8789)","v":0},{"$f":"M7563*fællesforbrug/($M$8789+$N$8789)","v":0},{"$f":"N7563*fællesforbrug/($M$8789+$N$8789)","v":0}]
[7557,11,11,20,315,45,"2014-11-11",3,"h",null,{"$f":"IF(I7567=\"h\",INDEX(ID!$K$8:$K$31,FBR!$D7567+1)*INDEX(ID!$K$35:$K$46,$B7567),0)","v":53},{"$f":"IF(I7567=\"w\",INDEX(ID!$L$8:$L$31,FBR!$D7567+1)*INDEX(ID!$L$35:$L$46,$B7567),0)","v":0},{"$f":"IF(I7567=\"h\",INDEX(ID!$M$8:$M$31,FBR!$D7567+1)*INDEX(ID!$M$35:$M$46,$B7567),0)","v":53},{"$f":"IF(I7567=\"w\",INDEX(ID!$N$8:$N$31,FBR!$D7567+1)*INDEX(ID!$N$35:$N$46,$B7567),0)","v":0},null,31.301780001640555,0,0,0]
[7560,11,11,23,315,45,"2014-11-11",3,"h",null,{"$f":"IF(I7570=\"h\",INDEX(ID!$K$8:$K$31,FBR!$D7570+1)*INDEX(ID!$K$35:$K$46,$B7570),0)","v":40},{"$f":"IF(I7570=\"w\",INDEX(ID!$L$8:$L$31,FBR!$D7570+1)*INDEX(ID!$L$35:$L$46,$B7570),0)","v":0},{"$f":"IF(I7570=\"h\",INDEX(ID!$M$8:$M$31,FBR!$D7570+1)*INDEX(ID!$M$35:$M$46,$B7570),0)","v":40},{"$f":"IF(I7570=\"w\",INDEX(ID!$N$8:$N$31,FBR!$D7570+1)*INDEX(ID!$N$35:$N$46,$B7570),0)","v":0},null,23.623984906898531,0,0,0]
[7565,11,12,4,316,46,"2014-11-12",4,"h",null,{"$f":"IF(I7575=\"h\",INDEX(ID!$K$8:$K$31,FBR!$D7575+1)*INDEX(ID!$K$35:$K$46,$B7575),0)","v":27},{"$f":"IF(I7575=\"w\",INDEX(ID!$L$8:$L$31,FBR!$D7575+1)*INDEX(ID!$L$35:$L$46,$B7575),0)","v":0},{"$f":"IF(I7575=\"h\",INDEX(ID!$M$8:$M$31,FBR!$D7575+1)*INDEX(ID!$M$35:$M$46,$B7575),0)","v":27},{"$f":"IF(I7575=\"w\",INDEX(ID!$N$8:$N$31,FBR!$D7575+1)*INDEX(ID!$N$35:$N$46,$B7575),0)","v":0},null,15.94618981215651,0,0,0]
[7568,11,12,7,316,46,"2014-11-12",4,"h",null,{"$f":"IF(I7578=\"h\",INDEX(ID!$K$8:$K$31,FBR!$D7578+1)*INDEX(ID!$K$35:$K$46,$B7578),0)","v":32},{"$f":"IF(I7578=\"w\",INDEX(ID!$L$8:$L$31,FBR!$D7578+1)*INDEX(ID!$L$35:$L$46,$B7578),0)","v":0},{"$f":"IF(I7578=\"h\",INDEX(ID!$M$8:$M$31,FBR!$D7578+1)*INDEX(ID!$M$35:$M$46,$B7578),0)","v":32},{"$f":"IF(I7578=\"w\",INDEX(ID!$N$8:$N$31,FBR!$D7578+1)*INDEX(ID!$N$35:$N$46,$B7578),0)","v":0},null,18.899187925518824,0,0,0]
[7571,11,12,10,316,46,"2014-11-12",4,"h",null,{"$f":"IF(I7581=\"h\",INDEX(ID!$K$8:$K$31,FBR!$D7581+1)*INDEX(ID!$K$35:$K$46,$B7581),0)","v":40},{"$f":"IF(I7581=\"w\",INDEX(ID!$L$8:$L$31,FBR!$D7581+1)*INDEX(ID!$L$35:$L$46,$B7581),0)","v":0},{"$f":"IF(I7581=\"h\",INDEX(ID!$M$8:$M$31,FBR!$D7581+1)*INDEX(ID!$M$35:$M$46,$B7581),0)","v":40},{"$f":"IF(I7581=\"w\",INDEX(ID!$N$8:$N$31,FBR!$D7581+1)*INDEX(ID!$N$35:$N$46,$B7581),0)","v":0},null,23.623984906898531,0,0,0]
[7572,11,12,11,316,46,"2014-11-12",4,"h",null,{"$f":"IF(I7582=\"h\",INDEX(ID!$K$8:$K$31,FBR!$D7582+1)*INDEX(ID!$K$35:$K$46,$B7582),0)","v":42},{"$f":"IF(I7582=\"w\",INDEX(ID!$L$8:$L$31,FBR!$D7582+1)*INDEX(ID!$L$35:$L$46,$B7582),0)","v":0},{"$f":"IF(I7582=\"h\",INDEX(ID!$M$8:$M$31,FBR!$D7582+1)*INDEX(ID!$M$35:$M$46,$B7582),0)","v":42},{"$f":"IF(I7582=\"w\",INDEX(ID!$N$8:$N$31,FBR!$D7582+1)*INDEX(ID!$N$35:$N$46,$B7582),0)","v":0},null,24.805184152243459,0,0,0]
[7575,11,12,14,316,46,"2014-11-12",4,"h",null,{"$f":"IF(I7585=\"h\",INDEX(ID!$K$8:$K$31,FBR!$D7585+1)*INDEX(ID!$K$35:$K$46,$B7585),0)","v":47},{"$f":"IF(I7585=\"w\",INDEX(ID!$L$8:$L$31,FBR!$D7585+1)*INDEX(ID!$L$35:$L$46,$B7585),0)","v":0},{"$f":"IF(I7585=\"h\",INDEX(ID!$M$8:$M$31,FBR!$D7585+1)*INDEX(ID!$M$35:$M$46,$B7585),0)","v":47},{"$f":"IF(I7585=\"w\",INDEX(ID!$N$8:$N$31,FBR!$D7585+1)*INDEX(ID!$N$35:$N$46,$B7585),0)","v":0},null,27.758182265605775,0,0,0]
[7578,11,12,17,{"$f":"E7564+1","v":316},46,"2014-11-12",4,"h",null,{"$f":"IF(I7588=\"h\",INDEX(ID!$K$8:$K$31,FBR!$D7588+1)*INDEX(ID!$K$35:$K$46,$B7588),0)","v":62},{"$f":"IF(I7588=\"w\",INDEX(ID!$L$8:$L$31,FBR!$D7588+1)*INDEX(ID!$L$35:$L$46,$B7588),0)","v":0},{"$f":"IF(I7588=\"h\",INDEX(ID!$M$8:$M$31,FBR!$D7588+1)*INDEX(ID!$M$35:$M$46,$B7588),0)","v":62},{"$f":"IF(I7588=\"w\",INDEX(ID!$N$8:$N$31,FBR!$D7588+1)*INDEX(ID!$N$35:$N$46,$B7588),0)","v":0},null,36.617176605692727,0,0,0]
[7582,11,12,21,316,46,"2014-11-12",4,"h",null,{"$f":"IF(I7592=\"h\",INDEX(ID!$K$8:$K$31,FBR!$D7592+1)*INDEX(ID!$K$35:$K$46,$B7592),0)","v":50},{"$f":"IF(I7592=\"w\",INDEX(ID!$L$8:$L$31,FBR!$D7592+1)*INDEX(ID!$L$35:$L$46,$B7592),0)","v":0},{"$f":"IF(I7592=\"h\",INDEX(ID!$M$8:$M$31,FBR!$D7592+1)*INDEX(ID!$M$35:$M$46,$B7592),0)","v":50},{"$f":"IF(I7592=\"w\",INDEX(ID!$N$8:$N$31,FBR!$D7592+1)*INDEX(ID!$N$35:$N$46,$B7592),0)","v":0},null,29.529981133623163,0,0,0]
[7586,11,13,1,317,46,"2014-11-13",5,"h",null,{"$f":"IF(I7596=\"h\",INDEX(ID!$K$8:$K$31,FBR!$D7596+1)*INDEX(ID!$K$35:$K$46,$B7596),0)","v":30},{"$f":"IF(I7596=\"w\",INDEX(ID!$L$8:$L$31,FBR!$D7596+1)*INDEX(ID!$L$35:$L$46,$B7596),0)","v":0},{"$f":"IF(I7596=\"h\",INDEX(ID!$M$8:$M$31,FBR!$D7596+1)*INDEX(ID!$M$35:$M$46,$B7596),0)","v":30},{"$f":"IF(I7596=\"w\",INDEX(ID!$N$8:$N$31,FBR!$D7596+1)*INDEX(ID!$N$35:$N$46,$B7596),0)","v":0},null,17.717988680173899,0,0,0]
[7590,11,13,5,317,46,"2014-11-13",5,"h",null,{"$f":"IF(I7600=\"h\",INDEX(ID!$K$8:$K$31,FBR!$D7600+1)*INDEX(ID!$K$35:$K$46,$B7600),0)","v":27},{"$f":"IF(I7600=\"w\",INDEX(ID!$L$8:$L$31,FBR!$D7600+1)*INDEX(ID!$L$35:$L$46,$B7600),0)","v":0},{"$f":"IF(I7600=\"h\",INDEX(ID!$M$8:$M$31,FBR!$D7600+1)*INDEX(ID!$M$35:$M$46,$B7600),0)","v":27},{"$f":"IF(I7600=\"w\",INDEX(ID!$N$8:$N$31,FBR!$D7600+1)*INDEX(ID!$N$35:$N$46,$B7600),0)","v":0},null,15.94618981215651,0,0,0]
[7593,11,13,8,317,46,"2014-11-13",5,"h",null,{"$f":"IF(I7603=\"h\",INDEX(ID!$K$8:$K$31,FBR!$D7603+1)*INDEX(ID!$K$35:$K$46,$B7603),0)","v":35},{"$f":"IF(I7603=\"w\",INDEX(ID!$L$8:$L$31,FBR!$D7603+1)*INDEX(ID!$L$35:$L$46,$B7603),0)","v":0},{"$f":"IF(I7603=\"h\",INDEX(ID!$M$8:$M$31,FBR!$D7603+1)*INDEX(ID!$M$35:$M$46,$B7603),0)","v":35},{"$f":"IF(I7603=\"w\",INDEX(ID!$N$8:$N$31,FBR!$D7603+1)*INDEX(ID!$N$35:$N$46,$B7603),0)","v":0},null,20.670986793536215,0,0,0]
[7596,11,13,11,317,46,"2014-11-13",5,"h",null,{"$f":"IF(I7606=\"h\",INDEX(ID!$K$8:$K$31,FBR!$D7606+1)*INDEX(ID!$K$35:$K$46,$B7606),0)","v":42},{"$f":"IF(I7606=\"w\",INDEX(ID!$L$8:$L$31,FBR!$D7606+1)*INDEX(ID!$L$35:$L$46,$B7606),0)","v":0},{"$f":"IF(I7606=\"h\",INDEX(ID!$M$8:$M$31,FBR!$D7606+1)*INDEX(ID!$M$35:$M$46,$B7606),0)","v":42},{"$f":"IF(I7606=\"w\",INDEX(ID!$N$8:$N$31,FBR!$D7606+1)*INDEX(ID!$N$35:$N$46,$B7606),0)","v":0},null,24.805184152243459,0,0,0]
[7597,11,13,12,317,46,"2014-11-13",5,"h",null,{"$f":"IF(I7607=\"h\",INDEX(ID!$K$8:$K$31,FBR!$D7607+1)*INDEX(ID!$K$35:$K$46,$B7607),0)","v":43},{"$f":"IF(I7607=\"w\",INDEX(ID!$L$8:$L$31,FBR!$D7607+1)*INDEX(ID!$L$35:$L$46,$B7607),0)","v":0},{"$f":"IF(I7607=\"h\",INDEX(ID!$M$8:$M$31,FBR!$D7607+1)*INDEX(ID!$M$35:$M$46,$B7607),0)","v":43},{"$f":"IF(I7607=\"w\",INDEX(ID!$N$8:$N$31,FBR!$D7607+1)*INDEX(ID!$N$35:$N$46,$B7607),0)","v":0},null,25.395783774915923,0,0,0]
[7600,11,13,15,317,46,"2014-11-13",5,"h",null,{"$f":"IF(I7610=\"h\",INDEX(ID!$K$8:$K$31,FBR!$D7610+1)*INDEX(ID!$K$35:$K$46,$B7610),0)","v":50},{"$f":"IF(I7610=\"w\",INDEX(ID!$L$8:$L$31,FBR!$D7610+1)*INDEX(ID!$L$35:$L$46,$B7610),0)","v":0},{"$f":"IF(I7610=\"h\",INDEX(ID!$M$8:$M$31,FBR!$D7610+1)*INDEX(ID!$M$35:$M$46,$B7610),0)","v":50},{"$f":"IF(I7610=\"w\",INDEX(ID!$N$8:$N$31,FBR!$D7610+1)*INDEX(ID!$N$35:$N$46,$B7610),0)","v":0},null,29.529981133623163,0,0,0]
[7603,11,13,18,317,46,"2014-11-13",5,"h",null,{"$f":"IF(I7613=\"h\",INDEX(ID!$K$8:$K$31,FBR!$D7613+1)*INDEX(ID!$K$35:$K$46,$B7613),0)","v":65},{"$f":"IF(I7613=\"w\",INDEX(ID!$L$8:$L$31,FBR!$D7613+1)*INDEX(ID!$L$35:$L$46,$B7613),0)","v":0},{"$f":"IF(I7613=\"h\",INDEX(ID!$M$8:$M$31,FBR!$D7613+1)*INDEX(ID!$M$35:$M$46,$B7613),0)","v":65},{"$f":"IF(I7613=\"w\",INDEX(ID!$N$8:$N$31,FBR!$D7613+1)*INDEX(ID!$N$35:$N$46,$B7613),0)","v":0},null,38.388975473710111,0,0,0]
[7608,11,13,23,317,46,"2014-11-13",5,"h",null,{"$f":"IF(I7618=\"h\",INDEX(ID!$K$8:$K$31,FBR!$D7618+1)*INDEX(ID!$K$35:$K$46,$B7618),0)","v":40},{"$f":"IF(I7618=\"w\",INDEX(ID!$L$8:$L$31,FBR!$D7618+1)*INDEX(ID!$L$35:$L$46,$B7618),0)","v":0},{"$f":"IF(I7618=\"h\",INDEX(ID!$M$8:$M$31,FBR!$D7618+1)*INDEX(ID!$M$35:$M$46,$B7618),0)","v":40},{"$f":"IF(I7618=\"w\",INDEX(ID!$N$8:$N$31,FBR!$D7618+1)*INDEX(ID!$N$35:$N$46,$B7618),0)","v":0},null,23.623984906898531,0,0,0]
[7611,11,14,2,318,46,"2014-11-14",6,"w",null,{"$f":"IF(I7621=\"h\",INDEX(ID!$K$8:$K$31,FBR!$D7621+1)*INDEX(ID!$K$35:$K$46,$B7621),0)","v":0},{"$f":"IF(I7621=\"w\",INDEX(ID!$L$8:$L$31,FBR!$D7621+1)*INDEX(ID!$L$35:$L$46,$B7621),0)","v":28},{"$f":"IF(I7621=\"h\",INDEX(ID!$M$8:$M$31,FBR!$D7621+1)*INDEX(ID!$M$35:$M$46,$B7621),0)","v":0},{"$f":"IF(I7621=\"w\",INDEX(ID!$N$8:$N$31,FBR!$D7621+1)*INDEX(ID!$N$35:$N$46,$B7621),0)","v":28},null,0,16.536789434828972,0,0]
[7615,11,14,6,318,46,"2014-11-14",6,"w",null,{"$f":"IF(I7625=\"h\",INDEX(ID!$K$8:$K$31,FBR!$D7625+1)*INDEX(ID!$K$35:$K$46,$B7625),0)","v":0},{"$f":"IF(I7625=\"w\",INDEX(ID!$L$8:$L$31,FBR!$D7625+1)*INDEX(ID!$L$35:$L$46,$B7625),0)","v":29},{"$f":"IF(I7625=\"h\",INDEX(ID!$M$8:$M$31,FBR!$D7625+1)*INDEX(ID!$M$35:$M$46,$B7625),0)","v":0},{"$f":"IF(I7625=\"w\",INDEX(ID!$N$8:$N$31,FBR!$D7625+1)*INDEX(ID!$N$35:$N$46,$B7625),0)","v":29},null,0,17.127389057501436,0,0]
[{"$f":"A7627+1","v":7618},11,14,9,318,46,{"$f":"DATE(2014,B7628,C7628)","v":"2014-11-14"},6,"w",null,{"$f":"IF(I7628=\"h\",INDEX(ID!$K$8:$K$31,FBR!$D7628+1)*INDEX(ID!$K$35:$K$46,$B7628),0)","v":0},{"$f":"IF(I7628=\"w\",INDEX(ID!$L$8:$L$31,FBR!$D7628+1)*INDEX(ID!$L$35:$L$46,$B7628),0)","v":38},{"$f":"IF(I7628=\"h\",INDEX(ID!$M$8:$M$31,FBR!$D7628+1)*INDEX(ID!$M$35:$M$46,$B7628),0)","v":0},{"$f":"IF(I7628=\"w\",INDEX(ID!$N$8:$N$31,FBR!$D7628+1)*INDEX(ID!$N$35:$N$46,$B7628),0)","v":38},null,0,22.442785661553604,0,0]
[7621,11,14,12,318,46,"2014-11-14",6,"w",null,{"$f":"IF(I7631=\"h\",INDEX(ID!$K$8:$K$31,FBR!$D7631+1)*INDEX(ID!$K$35:$K$46,$B7631),0)","v":0},{"$f":"IF(I7631=\"w\",INDEX(ID!$L$8:$L$31,FBR!$D7631+1)*INDEX(ID!$L$35:$L$46,$B7631),0)","v":43},{"$f":"IF(I7631=\"h\",INDEX(ID!$M$8:$M$31,FBR!$D7631+1)*INDEX(ID!$M$35:$M$46,$B7631),0)","v":0},{"$f":"IF(I7631=\"w\",INDEX(ID!$N$8:$N$31,FBR!$D7631+1)*INDEX(ID!$N$35:$N$46,$B7631),0)","v":43},null,0,25.395783774915923,0,0]
[7622,11,14,13,318,46,"2014-11-14",6,"w",null,{"$f":"IF(I7632=\"h\",INDEX(ID!$K$8:$K$31,FBR!$D7632+1)*INDEX(ID!$K$35:$K$46,$B7632),0)","v":0},{"$f":"IF(I7632=\"w\",INDEX(ID!$L$8:$L$31,FBR!$D7632+1)*INDEX(ID!$L$35:$L$46,$B7632),0)","v":44},{"$f":"IF(I7632=\"h\",INDEX(ID!$M$8:$M$31,FBR!$D7632+1)*INDEX(ID!$M$35:$M$46,$B7632),0)","v":0},{"$f":"IF(I7632=\"w\",INDEX(ID!$N$8:$N$31,FBR!$D7632+1)*INDEX(ID!$N$35:$N$46,$B7632),0)","v":44},null,0,25.986383397588384,0,0]
[7628,11,14,19,318,46,"2014-11-14",6,"w",null,{"$f":"IF(I7638=\"h\",INDEX(ID!$K$8:$K$31,FBR!$D7638+1)*INDEX(ID!$K$35:$K$46,$B7638),0)","v":0},{"$f":"IF(I7638=\"w\",INDEX(ID!$L$8:$L$31,FBR!$D7638+1)*INDEX(ID!$L$35:$L$46,$B7638),0)","v":60},{"$f":"IF(I7638=\"h\",INDEX(ID!$M$8:$M$31,FBR!$D7638+1)*INDEX(ID!$M$35:$M$46,$B7638),0)","v":0},{"$f":"IF(I7638=\"w\",INDEX(ID!$N$8:$N$31,FBR!$D7638+1)*INDEX(ID!$N$35:$N$46,$B7638),0)","v":60},null,0,35.435977360347799,0,0]
[7630,11,14,21,318,46,"2014-11-14",6,"w",null,{"$f":"IF(I7640=\"h\",INDEX(ID!$K$8:$K$31,FBR!$D7640+1)*INDEX(ID!$K$35:$K$46,$B7640),0)","v":0},{"$f":"IF(I7640=\"w\",INDEX(ID!$L$8:$L$31,FBR!$D7640+1)*INDEX(ID!$L$35:$L$46,$B7640),0)","v":50},{"$f":"IF(I7640=\"h\",INDEX(ID!$M$8:$M$31,FBR!$D7640+1)*INDEX(ID!$M$35:$M$46,$B7640),0)","v":0},{"$f":"IF(I7640=\"w\",INDEX(ID!$N$8:$N$31,FBR!$D7640+1)*INDEX(ID!$N$35:$N$46,$B7640),0)","v":50},null,0,29.529981133623163,0,0]
[7633,11,15,0,319,46,"2014-11-15",7,"w",null,{"$f":"IF(I7643=\"h\",INDEX(ID!$K$8:$K$31,FBR!$D7643+1)*INDEX(ID!$K$35:$K$46,$B7643),0)","v":0},{"$f":"IF(I7643=\"w\",INDEX(ID!$L$8:$L$31,FBR!$D7643+1)*INDEX(ID!$L$35:$L$46,$B7643),0)","v":35},{"$f":"IF(I7643=\"h\",INDEX(ID!$M$8:$M$31,FBR!$D7643+1)*INDEX(ID!$M$35:$M$46,$B7643),0)","v":0},{"$f":"IF(I7643=\"w\",INDEX(ID!$N$8:$N$31,FBR!$D7643+1)*INDEX(ID!$N$35:$N$46,$B7643),0)","v":35},null,0,20.670986793536215,0,0]
[7636,11,15,3,319,46,"2014-11-15",7,"w",null,{"$f":"IF(I7646=\"h\",INDEX(ID!$K$8:$K$31,FBR!$D7646+1)*INDEX(ID!$K$35:$K$46,$B7646),0)","v":0},{"$f":"IF(I7646=\"w\",INDEX(ID!$L$8:$L$31,FBR!$D7646+1)*INDEX(ID!$L$35:$L$46,$B7646),0)","v":27},{"$f":"IF(I7646=\"h\",INDEX(ID!$M$8:$M$31,FBR!$D7646+1)*INDEX(ID!$M$35:$M$46,$B7646),0)","v":0},{"$f":"IF(I7646=\"w\",INDEX(ID!$N$8:$N$31,FBR!$D7646+1)*INDEX(ID!$N$35:$N$46,$B7646),0)","v":27},null,0,15.94618981215651,0,0]
[7640,11,15,7,319,46,"2014-11-15",7,"w",null,{"$f":"IF(I7650=\"h\",INDEX(ID!$K$8:$K$31,FBR!$D7650+1)*INDEX(ID!$K$35:$K$46,$B7650),0)","v":0},{"$f":"IF(I7650=\"w\",INDEX(ID!$L$8:$L$31,FBR!$D7650+1)*INDEX(ID!$L$35:$L$46,$B7650),0)","v":32},{"$f":"IF(I7650=\"h\",INDEX(ID!$M$8:$M$31,FBR!$D7650+1)*INDEX(ID!$M$35:$M$46,$B7650),0)","v":0},{"$f":"IF(I7650=\"w\",INDEX(ID!$N$8:$N$31,FBR!$D7650+1)*INDEX(ID!$N$35:$N$46,$B7650),0)","v":32},null,0,18.899187925518824,0,0]
[7643,11,15,10,319,46,"2014-11-15",7,"w",null,{"$f":"IF(I7653=\"h\",INDEX(ID!$K$8:$K$31,FBR!$D7653+1)*INDEX(ID!$K$35:$K$46,$B7653),0)","v":0},{"$f":"IF(I7653=\"w\",INDEX(ID!$L$8:$L$31,FBR!$D7653+1)*INDEX(ID!$L$35:$L$46,$B7653),0)","v":40},{"$f":"IF(I7653=\"h\",INDEX(ID!$M$8:$M$31,FBR!$D7653+1)*INDEX(ID!$M$35:$M$46,$B7653),0)","v":0},{"$f":"IF(I7653=\"w\",INDEX(ID!$N$8:$N$31,FBR!$D7653+1)*INDEX(ID!$N$35:$N$46,$B7653),0)","v":40},null,0,23.623984906898531,0,0]
[7644,11,15,11,319,46,"2014-11-15",7,"w",null,{"$f":"IF(I7654=\"h\",INDEX(ID!$K$8:$K$31,FBR!$D7654+1)*INDEX(ID!$K$35:$K$46,$B7654),0)","v":0},{"$f":"IF(I7654=\"w\",INDEX(ID!$L$8:$L$31,FBR!$D7654+1)*INDEX(ID!$L$35:$L$46,$B7654),0)","v":42},{"$f":"IF(I7654=\"h\",INDEX(ID!$M$8:$M$31,FBR!$D7654+1)*INDEX(ID!$M$35:$M$46,$B7654),0)","v":0},{"$f":"IF(I7654=\"w\",INDEX(ID!$N$8:$N$31,FBR!$D7654+1)*INDEX(ID!$N$35:$N$46,$B7654),0)","v":42},null,0,24.805184152243459,0,0]
[7649,11,15,16,319,46,"2014-11-15",7,"w",null,{"$f":"IF(I7659=\"h\",INDEX(ID!$K$8:$K$31,FBR!$D7659+1)*INDEX(ID!$K$35:$K$46,$B7659),0)","v":0},{"$f":"IF(I7659=\"w\",INDEX(ID!$L$8:$L$31,FBR!$D7659+1)*INDEX(ID!$L$35:$L$46,$B7659),0)","v":53},{"$f":"IF(I7659=\"h\",INDEX(ID!$M$8:$M$31,FBR!$D7659+1)*INDEX(ID!$M$35:$M$46,$B7659),0)","v":0},{"$f":"IF(I7659=\"w\",INDEX(ID!$N$8:$N$31,FBR!$D7659+1)*INDEX(ID!$N$35:$N$46,$B7659),0)","v":53},null,0,31.301780001640555,0,0]
[7651,11,15,18,319,46,"2014-11-15",7,"w",null,{"$f":"IF(I7661=\"h\",INDEX(ID!$K$8:$K$31,FBR!$D7661+1)*INDEX(ID!$K$35:$K$46,$B7661),0)","v":0},{"$f":"IF(I7661=\"w\",INDEX(ID!$L$8:$L$31,FBR!$D7661+1)*INDEX(ID!$L$35:$L$46,$B7661),0)","v":65},{"$f":"IF(I7661=\"h\",INDEX(ID!$M$8:$M$31,FBR!$D7661+1)*INDEX(ID!$M$35:$M$46,$B7661),0)","v":0},{"$f":"IF(I7661=\"w\",INDEX(ID!$N$8:$N$31,FBR!$D7661+1)*INDEX(ID!$N$35:$N$46,$B7661),0)","v":65},null,0,38.388975473710111,0,0]
[7655,11,15,22,319,46,"2014-11-15",7,"w",null,{"$f":"IF(I7665=\"h\",INDEX(ID!$K$8:$K$31,FBR!$D7665+1)*INDEX(ID!$K$35:$K$46,$B7665),0)","v":0},{"$f":"IF(I7665=\"w\",INDEX(ID!$L$8:$L$31,FBR!$D7665+1)*INDEX(ID!$L$35:$L$46,$B7665),0)","v":45},{"$f":"IF(I7665=\"h\",INDEX(ID!$M$8:$M$31,FBR!$D7665+1)*INDEX(ID!$M$35:$M$46,$B7665),0)","v":0},{"$f":"IF(I7665=\"w\",INDEX(ID!$N$8:$N$31,FBR!$D7665+1)*INDEX(ID!$N$35:$N$46,$B7665),0)","v":45},null,0,26.576983020260847,0,0]
[7658,11,16,1,320,{"$f":"F7500+1","v":46},"2014-11-16",1,"h",null,{"$f":"IF(I7668=\"h\",INDEX(ID!$K$8:$K$31,FBR!$D7668+1)*INDEX(ID!$K$35:$K$46,$B7668),0)","v":30},{"$f":"IF(I7668=\"w\",INDEX(ID!$L$8:$L$31,FBR!$D7668+1)*INDEX(ID!$L$35:$L$46,$B7668),0)","v":0},{"$f":"IF(I7668=\"h\",INDEX(ID!$M$8:$M$31,FBR!$D7668+1)*INDEX(ID!$M$35:$M$46,$B7668),0)","v":30},{"$f":"IF(I7668=\"w\",INDEX(ID!$N$8:$N$31,FBR!$D7668+1)*INDEX(ID!$N$35:$N$46,$B7668),0)","v":0},null,17.717988680173899,0,0,0]
[7661,11,16,4,320,46,"2014-11-16",1,"h",null,{"$f":"IF(I7671=\"h\",INDEX(ID!$K$8:$K$31,FBR!$D7671+1)*INDEX(ID!$K$35:$K$46,$B7671),0)","v":27},{"$f":"IF(I7671=\"w\",INDEX(ID!$L$8:$L$31,FBR!$D7671+1)*INDEX(ID!$L$35:$L$46,$B7671),0)","v":0},{"$f":"IF(I7671=\"h\",INDEX(ID!$M$8:$M$31,FBR!$D7671+1)*INDEX(ID!$M$35:$M$46,$B7671),0)","v":27},{"$f":"IF(I7671=\"w\",INDEX(ID!$N$8:$N$31,FBR!$D7671+1)*INDEX(ID!$N$35:$N$46,$B7671),0)","v":0},null,15.94618981215651,0,0,0]
[7665,11,16,8,320,46,"2014-11-16",1,"h",null,{"$f":"IF(I7675=\"h\",INDEX(ID!$K$8:$K$31,FBR!$D7675+1)*INDEX(ID!$K$35:$K$46,$B7675),0)","v":35},{"$f":"IF(I7675=\"w\",INDEX(ID!$L$8:$L$31,FBR!$D7675+1)*INDEX(ID!$L$35:$L$46,$B7675),0)","v":0},{"$f":"IF(I7675=\"h\",INDEX(ID!$M$8:$M$31,FBR!$D7675+1)*INDEX(ID!$M$35:$M$46,$B7675),0)","v":35},{"$f":"IF(I7675=\"w\",INDEX(ID!$N$8:$N$31,FBR!$D7675+1)*INDEX(ID!$N$35:$N$46,$B7675),0)","v":0},null,20.670986793536215,0,0,0]
[7668,11,16,11,320,46,"2014-11-16",1,"h",null,{"$f":"IF(I7678=\"h\",INDEX(ID!$K$8:$K$31,FBR!$D7678+1)*INDEX(ID!$K$35:$K$46,$B7678),0)","v":42},{"$f":"IF(I7678=\"w\",INDEX(ID!$L$8:$L$31,FBR!$D7678+1)*INDEX(ID!$L$35:$L$46,$B7678),0)","v":0},{"$f":"IF(I7678=\"h\",INDEX(ID!$M$8:$M$31,FBR!$D7678+1)*INDEX(ID!$M$35:$M$46,$B7678),0)","v":42},{"$f":"IF(I7678=\"w\",INDEX(ID!$N$8:$N$31,FBR!$D7678+1)*INDEX(ID!$N$35:$N$46,$B7678),0)","v":0},null,24.805184152243459,0,0,0]
[7670,11,16,13,320,46,"2014-11-16",1,"h",null,{"$f":"IF(I7680=\"h\",INDEX(ID!$K$8:$K$31,FBR!$D7680+1)*INDEX(ID!$K$35:$K$46,$B7680),0)","v":44},{"$f":"IF(I7680=\"w\",INDEX(ID!$L$8:$L$31,FBR!$D7680+1)*INDEX(ID!$L$35:$L$46,$B7680),0)","v":0},{"$f":"IF(I7680=\"h\",INDEX(ID!$M$8:$M$31,FBR!$D7680+1)*INDEX(ID!$M$35:$M$46,$B7680),0)","v":44},{"$f":"IF(I7680=\"w\",INDEX(ID!$N$8:$N$31,FBR!$D7680+1)*INDEX(ID!$N$35:$N$46,$B7680),0)","v":0},null,25.986383397588384,0,0,0]
[7673,11,16,16,320,46,"2014-11-16",1,"h",null,{"$f":"IF(I7683=\"h\",INDEX(ID!$K$8:$K$31,FBR!$D7683+1)*INDEX(ID!$K$35:$K$46,$B7683),0)","v":53},{"$f":"IF(I7683=\"w\",INDEX(ID!$L$8:$L$31,FBR!$D7683+1)*INDEX(ID!$L$35:$L$46,$B7683),0)","v":0},{"$f":"IF(I7683=\"h\",INDEX(ID!$M$8:$M$31,FBR!$D7683+1)*INDEX(ID!$M$35:$M$46,$B7683),0)","v":53},{"$f":"IF(I7683=\"w\",INDEX(ID!$N$8:$N$31,FBR!$D7683+1)*INDEX(ID!$N$35:$N$46,$B7683),0)","v":0},null,31.301780001640555,0,0,0]
[7676,11,16,19,320,46,"2014-11-16",1,"h",null,{"$f":"IF(I7686=\"h\",INDEX(ID!$K$8:$K$31,FBR!$D7686+1)*INDEX(ID!$K$35:$K$46,$B7686),0)","v":60},{"$f":"IF(I7686=\"w\",INDEX(ID!$L$8:$L$31,FBR!$D7686+1)*INDEX(ID!$L$35:$L$46,$B7686),0)","v":0},{"$f":"IF(I7686=\"h\",INDEX(ID!$M$8:$M$31,FBR!$D7686+1)*INDEX(ID!$M$35:$M$46,$B7686),0)","v":60},{"$f":"IF(I7686=\"w\",INDEX(ID!$N$8:$N$31,FBR!$D7686+1)*INDEX(ID!$N$35:$N$46,$B7686),0)","v":0},null,35.435977360347799,0,0,0]
[7680,11,16,23,320,46,"2014-11-16",1,"h",null,{"$f":"IF(I7690=\"h\",INDEX(ID!$K$8:$K$31,FBR!$D7690+1)*INDEX(ID!$K$35:$K$46,$B7690),0)","v":40},{"$f":"IF(I7690=\"w\",INDEX(ID!$L$8:$L$31,FBR!$D7690+1)*INDEX(ID!$L$35:$L$46,$B7690),0)","v":0},{"$f":"IF(I7690=\"h\",INDEX(ID!$M$8:$M$31,FBR!$D7690+1)*INDEX(ID!$M$35:$M$46,$B7690),0)","v":40},{"$f":"IF(I7690=\"w\",INDEX(ID!$N$8:$N$31,FBR!$D7690+1)*INDEX(ID!$N$35:$N$46,$B7690),0)","v":0},null,23.623984906898531,0,0,0]
[7683,11,17,2,321,46,"2014-11-17",2,"h",null,{"$f":"IF(I7693=\"h\",INDEX(ID!$K$8:$K$31,FBR!$D7693+1)*INDEX(ID!$K$35:$K$46,$B7693),0)","v":28},{"$f":"IF(I7693=\"w\",INDEX(ID!$L$8:$L$31,FBR!$D7693+1)*INDEX(ID!$L$35:$L$46,$B7693),0)","v":0},{"$f":"IF(I7693=\"h\",INDEX(ID!$M$8:$M$31,FBR!$D7693+1)*INDEX(ID!$M$35:$M$46,$B7693),0)","v":28},{"$f":"IF(I7693=\"w\",INDEX(ID!$N$8:$N$31,FBR!$D7693+1)*INDEX(ID!$N$35:$N$46,$B7693),0)","v":0},null,16.536789434828972,0,0,0]
[7686,11,17,5,321,46,"2014-11-17",2,"h",null,{"$f":"IF(I7696=\"h\",INDEX(ID!$K$8:$K$31,FBR!$D7696+1)*INDEX(ID!$K$35:$K$46,$B7696),0)","v":27},{"$f":"IF(I7696=\"w\",INDEX(ID!$L$8:$L$31,FBR!$D7696+1)*INDEX(ID!$L$35:$L$46,$B7696),0)","v":0},{"$f":"IF(I7696=\"h\",INDEX(ID!$M$8:$M$31,FBR!$D7696+1)*INDEX(ID!$M$35:$M$46,$B7696),0)","v":27},{"$f":"IF(I7696=\"w\",INDEX(ID!$N$8:$N$31,FBR!$D7696+1)*INDEX(ID!$N$35:$N$46,$B7696),0)","v":0},null,15.94618981215651,0,0,0]
[7691,11,17,10,321,46,"2014-11-17",2,"h",null,{"$f":"IF(I7701=\"h\",INDEX(ID!$K$8:$K$31,FBR!$D7701+1)*INDEX(ID!$K$35:$K$46,$B7701),0)","v":40},{"$f":"IF(I7701=\"w\",INDEX(ID!$L$8:$L$31,FBR!$D7701+1)*INDEX(ID!$L$35:$L$46,$B7701),0)","v":0},{"$f":"IF(I7701=\"h\",INDEX(ID!$M$8:$M$31,FBR!$D7701+1)*INDEX(ID!$M$35:$M$46,$B7701),0)","v":40},{"$f":"IF(I7701=\"w\",INDEX(ID!$N$8:$N$31,FBR!$D7701+1)*INDEX(ID!$N$35:$N$46,$B7701),0)","v":0},null,23.623984906898531,0,0,0]
[7694,11,17,13,321,46,"2014-11-17",2,"h",null,{"$f":"IF(I7704=\"h\",INDEX(ID!$K$8:$K$31,FBR!$D7704+1)*INDEX(ID!$K$35:$K$46,$B7704),0)","v":44},{"$f":"IF(I7704=\"w\",INDEX(ID!$L$8:$L$31,FBR!$D7704+1)*INDEX(ID!$L$35:$L$46,$B7704),0)","v":0},{"$f":"IF(I7704=\"h\",INDEX(ID!$M$8:$M$31,FBR!$D7704+1)*INDEX(ID!$M$35:$M$46,$B7704),0)","v":44},{"$f":"IF(I7704=\"w\",INDEX(ID!$N$8:$N$31,FBR!$D7704+1)*INDEX(ID!$N$35:$N$46,$B7704),0)","v":0},null,25.986383397588384,0,0,0]
[7695,11,17,14,321,46,"2014-11-17",2,"h",null,{"$f":"IF(I7705=\"h\",INDEX(ID!$K$8:$K$31,FBR!$D7705+1)*INDEX(ID!$K$35:$K$46,$B7705),0)","v":47},{"$f":"IF(I7705=\"w\",INDEX(ID!$L$8:$L$31,FBR!$D7705+1)*INDEX(ID!$L$35:$L$46,$B7705),0)","v":0},{"$f":"IF(I7705=\"h\",INDEX(ID!$M$8:$M$31,FBR!$D7705+1)*INDEX(ID!$M$35:$M$46,$B7705),0)","v":47},{"$f":"IF(I7705=\"w\",INDEX(ID!$N$8:$N$31,FBR!$D7705+1)*INDEX(ID!$N$35:$N$46,$B7705),0)","v":0},null,27.758182265605775,0,0,0]
[7698,11,17,17,321,46,"2014-11-17",2,"h",null,{"$f":"IF(I7708=\"h\",INDEX(ID!$K$8:$K$31,FBR!$D7708+1)*INDEX(ID!$K$35:$K$46,$B7708),0)","v":62},{"$f":"IF(I7708=\"w\",INDEX(ID!$L$8:$L$31,FBR!$D7708+1)*INDEX(ID!$L$35:$L$46,$B7708),0)","v":0},{"$f":"IF(I7708=\"h\",INDEX(ID!$M$8:$M$31,FBR!$D7708+1)*INDEX(ID!$M$35:$M$46,$B7708),0)","v":62},{"$f":"IF(I7708=\"w\",INDEX(ID!$N$8:$N$31,FBR!$D7708+1)*INDEX(ID!$N$35:$N$46,$B7708),0)","v":0},null,36.617176605692727,0,0,0]
[7701,11,17,20,321,46,"2014-11-17",2,"h",null,{"$f":"IF(I7711=\"h\",INDEX(ID!$K$8:$K$31,FBR!$D7711+1)*INDEX(ID!$K$35:$K$46,$B7711),0)","v":53},{"$f":"IF(I7711=\"w\",INDEX(ID!$L$8:$L$31,FBR!$D7711+1)*INDEX(ID!$L$35:$L$46,$B7711),0)","v":0},{"$f":"IF(I7711=\"h\",INDEX(ID!$M$8:$M$31,FBR!$D7711+1)*INDEX(ID!$M$35:$M$46,$B7711),0)","v":53},{"$f":"IF(I7711=\"w\",INDEX(ID!$N$8:$N$31,FBR!$D7711+1)*INDEX(ID!$N$35:$N$46,$B7711),0)","v":0},null,31.301780001640555,0,0,0]
[7705,11,18,0,322,46,"2014-11-18",3,"h",null,{"$f":"IF(I7715=\"h\",INDEX(ID!$K$8:$K$31,FBR!$D7715+1)*INDEX(ID!$K$35:$K$46,$B7715),0)","v":35},{"$f":"IF(I7715=\"w\",INDEX(ID!$L$8:$L$31,FBR!$D7715+1)*INDEX(ID!$L$35:$L$46,$B7715),0)","v":0},{"$f":"IF(I7715=\"h\",INDEX(ID!$M$8:$M$31,FBR!$D7715+1)*INDEX(ID!$M$35:$M$46,$B7715),0)","v":35},{"$f":"IF(I7715=\"w\",INDEX(ID!$N$8:$N$31,FBR!$D7715+1)*INDEX(ID!$N$35:$N$46,$B7715),0)","v":0},null,20.670986793536215,0,0,0]
[7708,11,18,3,322,46,"2014-11-18",3,"h",null,{"$f":"IF(I7718=\"h\",INDEX(ID!$K$8:$K$31,FBR!$D7718+1)*INDEX(ID!$K$35:$K$46,$B7718),0)","v":27},{"$f":"IF(I7718=\"w\",INDEX(ID!$L$8:$L$31,FBR!$D7718+1)*INDEX(ID!$L$35:$L$46,$B7718),0)","v":0},{"$f":"IF(I7718=\"h\",INDEX(ID!$M$8:$M$31,FBR!$D7718+1)*INDEX(ID!$M$35:$M$46,$B7718),0)","v":27},{"$f":"IF(I7718=\"w\",INDEX(ID!$N$8:$N$31,FBR!$D7718+1)*INDEX(ID!$N$35:$N$46,$B7718),0)","v":0},null,15.94618981215651,0,0,0]
[7712,11,18,7,322,46,"2014-11-18",3,"h",null,{"$f":"IF(I7722=\"h\",INDEX(ID!$K$8:$K$31,FBR!$D7722+1)*INDEX(ID!$K$35:$K$46,$B7722),0)","v":32},{"$f":"IF(I7722=\"w\",INDEX(ID!$L$8:$L$31,FBR!$D7722+1)*INDEX(ID!$L$35:$L$46,$B7722),0)","v":0},{"$f":"IF(I7722=\"h\",INDEX(ID!$M$8:$M$31,FBR!$D7722+1)*INDEX(ID!$M$35:$M$46,$B7722),0)","v":32},{"$f":"IF(I7722=\"w\",INDEX(ID!$N$8:$N$31,FBR!$D7722+1)*INDEX(ID!$N$35:$N$46,$B7722),0)","v":0},null,18.899187925518824,0,0,0]
[7716,11,18,11,322,46,"2014-11-18",3,"h",null,{"$f":"IF(I7726=\"h\",INDEX(ID!$K$8:$K$31,FBR!$D7726+1)*INDEX(ID!$K$35:$K$46,$B7726),0)","v":42},{"$f":"IF(I7726=\"w\",INDEX(ID!$L$8:$L$31,FBR!$D7726+1)*INDEX(ID!$L$35:$L$46,$B7726),0)","v":0},{"$f":"IF(I7726=\"h\",INDEX(ID!$M$8:$M$31,FBR!$D7726+1)*INDEX(ID!$M$35:$M$46,$B7726),0)","v":42},{"$f":"IF(I7726=\"w\",INDEX(ID!$N$8:$N$31,FBR!$D7726+1)*INDEX(ID!$N$35:$N$46,$B7726),0)","v":0},null,24.805184152243459,0,0,0]
[7719,11,18,14,322,46,"2014-11-18",3,"h",null,{"$f":"IF(I7729=\"h\",INDEX(ID!$K$8:$K$31,FBR!$D7729+1)*INDEX(ID!$K$35:$K$46,$B7729),0)","v":47},{"$f":"IF(I7729=\"w\",INDEX(ID!$L$8:$L$31,FBR!$D7729+1)*INDEX(ID!$L$35:$L$46,$B7729),0)","v":0},{"$f":"IF(I7729=\"h\",INDEX(ID!$M$8:$M$31,FBR!$D7729+1)*INDEX(ID!$M$35:$M$46,$B7729),0)","v":47},{"$f":"IF(I7729=\"w\",INDEX(ID!$N$8:$N$31,FBR!$D7729+1)*INDEX(ID!$N$35:$N$46,$B7729),0)","v":0},null,27.758182265605775,0,0,0]
[7720,11,18,15,322,46,"2014-11-18",3,"h",null,{"$f":"IF(I7730=\"h\",INDEX(ID!$K$8:$K$31,FBR!$D7730+1)*INDEX(ID!$K$35:$K$46,$B7730),0)","v":50},{"$f":"IF(I7730=\"w\",INDEX(ID!$L$8:$L$31,FBR!$D7730+1)*INDEX(ID!$L$35:$L$46,$B7730),0)","v":0},{"$f":"IF(I7730=\"h\",INDEX(ID!$M$8:$M$31,FBR!$D7730+1)*INDEX(ID!$M$35:$M$46,$B7730),0)","v":50},{"$f":"IF(I7730=\"w\",INDEX(ID!$N$8:$N$31,FBR!$D7730+1)*INDEX(ID!$N$35:$N$46,$B7730),0)","v":0},null,29.529981133623163,0,0,0]
[7723,11,18,18,322,46,"2014-11-18",3,"h",null,{"$f":"IF(I7733=\"h\",INDEX(ID!$K$8:$K$31,FBR!$D7733+1)*INDEX(ID!$K$35:$K$46,$B7733),0)","v":65},{"$f":"IF(I7733=\"w\",INDEX(ID!$L$8:$L$31,FBR!$D7733+1)*INDEX(ID!$L$35:$L$46,$B7733),0)","v":0},{"$f":"IF(I7733=\"h\",INDEX(ID!$M$8:$M$31,FBR!$D7733+1)*INDEX(ID!$M$35:$M$46,$B7733),0)","v":65},{"$f":"IF(I7733=\"w\",INDEX(ID!$N$8:$N$31,FBR!$D7733+1)*INDEX(ID!$N$35:$N$46,$B7733),0)","v":0},null,38.388975473710111,0,0,0]
[7726,11,18,21,322,46,"2014-11-18",3,"h",null,{"$f":"IF(I7736=\"h\",INDEX(ID!$K$8:$K$31,FBR!$D7736+1)*INDEX(ID!$K$35:$K$46,$B7736),0)","v":50},{"$f":"IF(I7736=\"w\",INDEX(ID!$L$8:$L$31,FBR!$D7736+1)*INDEX(ID!$L$35:$L$46,$B7736),0)","v":0},{"$f":"IF(I7736=\"h\",INDEX(ID!$M$8:$M$31,FBR!$D7736+1)*INDEX(ID!$M$35:$M$46,$B7736),0)","v":50},{"$f":"IF(I7736=\"w\",INDEX(ID!$N$8:$N$31,FBR!$D7736+1)*INDEX(ID!$N$35:$N$46,$B7736),0)","v":0},null,29.529981133623163,0,0,0]
[7730,11,19,1,323,47,"2014-11-19",4,"h",null,{"$f":"IF(I7740=\"h\",INDEX(ID!$K$8:$K$31,FBR!$D7740+1)*INDEX(ID!$K$35:$K$46,$B7740),0)","v":30},{"$f":"IF(I7740=\"w\",INDEX(ID!$L$8:$L$31,FBR!$D7740+1)*INDEX(ID!$L$35:$L$46,$B7740),0)","v":0},{"$f":"IF(I7740=\"h\",INDEX(ID!$M$8:$M$31,FBR!$D7740+1)*INDEX(ID!$M$35:$M$46,$B7740),0)","v":30},{"$f":"IF(I7740=\"w\",INDEX(ID!$N$8:$N$31,FBR!$D7740+1)*INDEX(ID!$N$35:$N$46,$B7740),0)","v":0},null,17.717988680173899,0,0,0]
[7733,11,19,4,323,47,"2014-11-19",4,"h",null,{"$f":"IF(I7743=\"h\",INDEX(ID!$K$8:$K$31,FBR!$D7743+1)*INDEX(ID!$K$35:$K$46,$B7743),0)","v":27},{"$f":"IF(I7743=\"w\",INDEX(ID!$L$8:$L$31,FBR!$D7743+1)*INDEX(ID!$L$35:$L$46,$B7743),0)","v":0},{"$f":"IF(I7743=\"h\",INDEX(ID!$M$8:$M$31,FBR!$D7743+1)*INDEX(ID!$M$35:$M$46,$B7743),0)","v":27},{"$f":"IF(I7743=\"w\",INDEX(ID!$N$8:$N$31,FBR!$D7743+1)*INDEX(ID!$N$35:$N$46,$B7743),0)","v":0},null,15.94618981215651,0,0,0]
[7738,11,19,9,323,47,"2014-11-19",4,"h",null,{"$f":"IF(I7748=\"h\",INDEX(ID!$K$8:$K$31,FBR!$D7748+1)*INDEX(ID!$K$35:$K$46,$B7748),0)","v":38},{"$f":"IF(I7748=\"w\",INDEX(ID!$L$8:$L$31,FBR!$D7748+1)*INDEX(ID!$L$35:$L$46,$B7748),0)","v":0},{"$f":"IF(I7748=\"h\",INDEX(ID!$M$8:$M$31,FBR!$D7748+1)*INDEX(ID!$M$35:$M$46,$B7748),0)","v":38},{"$f":"IF(I7748=\"w\",INDEX(ID!$N$8:$N$31,FBR!$D7748+1)*INDEX(ID!$N$35:$N$46,$B7748),0)","v":0},null,22.442785661553604,0,0,0]
[7741,11,19,12,323,47,"2014-11-19",4,"h",null,{"$f":"IF(I7751=\"h\",INDEX(ID!$K$8:$K$31,FBR!$D7751+1)*INDEX(ID!$K$35:$K$46,$B7751),0)","v":43},{"$f":"IF(I7751=\"w\",INDEX(ID!$L$8:$L$31,FBR!$D7751+1)*INDEX(ID!$L$35:$L$46,$B7751),0)","v":0},{"$f":"IF(I7751=\"h\",INDEX(ID!$M$8:$M$31,FBR!$D7751+1)*INDEX(ID!$M$35:$M$46,$B7751),0)","v":43},{"$f":"IF(I7751=\"w\",INDEX(ID!$N$8:$N$31,FBR!$D7751+1)*INDEX(ID!$N$35:$N$46,$B7751),0)","v":0},null,25.395783774915923,0,0,0]
[7744,11,19,15,323,47,"2014-11-19",4,"h",null,{"$f":"IF(I7754=\"h\",INDEX(ID!$K$8:$K$31,FBR!$D7754+1)*INDEX(ID!$K$35:$K$46,$B7754),0)","v":50},{"$f":"IF(I7754=\"w\",INDEX(ID!$L$8:$L$31,FBR!$D7754+1)*INDEX(ID!$L$35:$L$46,$B7754),0)","v":0},{"$f":"IF(I7754=\"h\",INDEX(ID!$M$8:$M$31,FBR!$D7754+1)*INDEX(ID!$M$35:$M$46,$B7754),0)","v":50},{"$f":"IF(I7754=\"w\",INDEX(ID!$N$8:$N$31,FBR!$D7754+1)*INDEX(ID!$N$35:$N$46,$B7754),0)","v":0},null,29.529981133623163,0,0,0]
[7745,11,19,16,323,47,"2014-11-19",{"$f":"WEEKDAY(G7755)","v":4},{"$f":"IF(OR(H7755=6,H7755=7),\"w\",\"h\")","v":"h"},null,{"$f":"IF(I7755=\"h\",INDEX(ID!$K$8:$K$31,FBR!$D7755+1)*INDEX(ID!$K$35:$K$46,$B7755),0)","v":53},{"$f":"IF(I7755=\"w\",INDEX(ID!$L$8:$L$31,FBR!$D7755+1)*INDEX(ID!$L$35:$L$46,$B7755),0)","v":0},{"$f":"IF(I7755=\"h\",INDEX(ID!$M$8:$M$31,FBR!$D7755+1)*INDEX(ID!$M$35:$M$46,$B7755),0)","v":53},{"$f":"IF(I7755=\"w\",INDEX(ID!$N$8:$N$31,FBR!$D7755+1)*INDEX(ID!$N$35:$N$46,$B7755),0)","v":0},null,{"$f":"K7755*(indvforbrug*antalbrugere)/($K$8789+$L$8789)","v":31.301780001640555},{"$f":"L7755*indvforbrug*antalbrugere/($K$8789+$L$8789)","v":0},{"$f":"M7755*fællesforbrug/($M$8789+$N$8789)","v":0},{"$f":"N7755*fællesforbrug/($M$8789+$N$8789)","v":0}]
[7748,11,19,19,323,47,"2014-11-19",4,"h",null,{"$f":"IF(I7758=\"h\",INDEX(ID!$K$8:$K$31,FBR!$D7758+1)*INDEX(ID!$K$35:$K$46,$B7758),0)","v":60},{"$f":"IF(I7758=\"w\",INDEX(ID!$L$8:$L$31,FBR!$D7758+1)*INDEX(ID!$L$35:$L$46,$B7758),0)","v":0},{"$f":"IF(I7758=\"h\",INDEX(ID!$M$8:$M$31,FBR!$D7758+1)*INDEX(ID!$M$35:$M$46,$B7758),0)","v":60},{"$f":"IF(I7758=\"w\",INDEX(ID!$N$8:$N$31,FBR!$D7758+1)*INDEX(ID!$N$35:$N$46,$B7758),0)","v":0},null,35.435977360347799,0,0,0]
[7751,11,19,22,323,47,"2014-11-19",4,"h",null,{"$f":"IF(I7761=\"h\",INDEX(ID!$K$8:$K$31,FBR!$D7761+1)*INDEX(ID!$K$35:$K$46,$B7761),0)","v":45},{"$f":"IF(I7761=\"w\",INDEX(ID!$L$8:$L$31,FBR!$D7761+1)*INDEX(ID!$L$35:$L$46,$B7761),0)","v":0},{"$f":"IF(I7761=\"h\",INDEX(ID!$M$8:$M$31,FBR!$D7761+1)*INDEX(ID!$M$35:$M$46,$B7761),0)","v":45},{"$f":"IF(I7761=\"w\",INDEX(ID!$N$8:$N$31,FBR!$D7761+1)*INDEX(ID!$N$35:$N$46,$B7761),0)","v":0},null,26.576983020260847,0,0,0]
[7754,11,20,1,324,47,"2014-11-20",5,"h",null,{"$f":"IF(I7764=\"h\",INDEX(ID!$K$8:$K$31,FBR!$D7764+1)*INDEX(ID!$K$35:$K$46,$B7764),0)","v":30},{"$f":"IF(I7764=\"w\",INDEX(ID!$L$8:$L$31,FBR!$D7764+1)*INDEX(ID!$L$35:$L$46,$B7764),0)","v":0},{"$f":"IF(I7764=\"h\",INDEX(ID!$M$8:$M$31,FBR!$D7764+1)*INDEX(ID!$M$35:$M$46,$B7764),0)","v":30},{"$f":"IF(I7764=\"w\",INDEX(ID!$N$8:$N$31,FBR!$D7764+1)*INDEX(ID!$N$35:$N$46,$B7764),0)","v":0},null,17.717988680173899,0,0,0]
[7759,11,20,6,324,47,"2014-11-20",5,"h",null,{"$f":"IF(I7769=\"h\",INDEX(ID!$K$8:$K$31,FBR!$D7769+1)*INDEX(ID!$K$35:$K$46,$B7769),0)","v":29},{"$f":"IF(I7769=\"w\",INDEX(ID!$L$8:$L$31,FBR!$D7769+1)*INDEX(ID!$L$35:$L$46,$B7769),0)","v":0},{"$f":"IF(I7769=\"h\",INDEX(ID!$M$8:$M$31,FBR!$D7769+1)*INDEX(ID!$M$35:$M$46,$B7769),0)","v":29},{"$f":"IF(I7769=\"w\",INDEX(ID!$N$8:$N$31,FBR!$D7769+1)*INDEX(ID!$N$35:$N$46,$B7769),0)","v":0},null,17.127389057501436,0,0,0]
[7763,11,20,10,324,47,"2014-11-20",5,"h",null,{"$f":"IF(I7773=\"h\",INDEX(ID!$K$8:$K$31,FBR!$D7773+1)*INDEX(ID!$K$35:$K$46,$B7773),0)","v":40},{"$f":"IF(I7773=\"w\",INDEX(ID!$L$8:$L$31,FBR!$D7773+1)*INDEX(ID!$L$35:$L$46,$B7773),0)","v":0},{"$f":"IF(I7773=\"h\",INDEX(ID!$M$8:$M$31,FBR!$D7773+1)*INDEX(ID!$M$35:$M$46,$B7773),0)","v":40},{"$f":"IF(I7773=\"w\",INDEX(ID!$N$8:$N$31,FBR!$D7773+1)*INDEX(ID!$N$35:$N$46,$B7773),0)","v":0},null,23.623984906898531,0,0,0]
[7766,11,20,13,324,47,"2014-11-20",5,"h",null,{"$f":"IF(I7776=\"h\",INDEX(ID!$K$8:$K$31,FBR!$D7776+1)*INDEX(ID!$K$35:$K$46,$B7776),0)","v":44},{"$f":"IF(I7776=\"w\",INDEX(ID!$L$8:$L$31,FBR!$D7776+1)*INDEX(ID!$L$35:$L$46,$B7776),0)","v":0},{"$f":"IF(I7776=\"h\",INDEX(ID!$M$8:$M$31,FBR!$D7776+1)*INDEX(ID!$M$35:$M$46,$B7776),0)","v":44},{"$f":"IF(I7776=\"w\",INDEX(ID!$N$8:$N$31,FBR!$D7776+1)*INDEX(ID!$N$35:$N$46,$B7776),0)","v":0},null,25.986383397588384,0,0,0]
[7769,11,20,16,324,47,"2014-11-20",5,"h",null,{"$f":"IF(I7779=\"h\",INDEX(ID!$K$8:$K$31,FBR!$D7779+1)*INDEX(ID!$K$35:$K$46,$B7779),0)","v":53},{"$f":"IF(I7779=\"w\",INDEX(ID!$L$8:$L$31,FBR!$D7779+1)*INDEX(ID!$L$35:$L$46,$B7779),0)","v":0},{"$f":"IF(I7779=\"h\",INDEX(ID!$M$8:$M$31,FBR!$D7779+1)*INDEX(ID!$M$35:$M$46,$B7779),0)","v":53},{"$f":"IF(I7779=\"w\",INDEX(ID!$N$8:$N$31,FBR!$D7779+1)*INDEX(ID!$N$35:$N$46,$B7779),0)","v":0},null,31.301780001640555,0,0,0]
[7770,11,20,17,{"$f":"E7756+1","v":324},47,"2014-11-20",5,"h",null,{"$f":"IF(I7780=\"h\",INDEX(ID!$K$8:$K$31,FBR!$D7780+1)*INDEX(ID!$K$35:$K$46,$B7780),0)","v":62},{"$f":"IF(I7780=\"w\",INDEX(ID!$L$8:$L$31,FBR!$D7780+1)*INDEX(ID!$L$35:$L$46,$B7780),0)","v":0},{"$f":"IF(I7780=\"h\",INDEX(ID!$M$8:$M$31,FBR!$D7780+1)*INDEX(ID!$M$35:$M$46,$B7780),0)","v":62},{"$f":"IF(I7780=\"w\",INDEX(ID!$N$8:$N$31,FBR!$D7780+1)*INDEX(ID!$N$35:$N$46,$B7780),0)","v":0},null,36.617176605692727,0,0,0]
[7775,11,20,22,324,47,"2014-11-20",5,"h",null,{"$f":"IF(I7785=\"h\",INDEX(ID!$K$8:$K$31,FBR!$D7785+1)*INDEX(ID!$K$35:$K$46,$B7785),0)","v":45},{"$f":"IF(I7785=\"w\",INDEX(ID!$L$8:$L$31,FBR!$D7785+1)*INDEX(ID!$L$35:$L$46,$B7785),0)","v":0},{"$f":"IF(I7785=\"h\",INDEX(ID!$M$8:$M$31,FBR!$D7785+1)*INDEX(ID!$M$35:$M$46,$B7785),0)","v":45},{"$f":"IF(I7785=\"w\",INDEX(ID!$N$8:$N$31,FBR!$D7785+1)*INDEX(ID!$N$35:$N$46,$B7785),0)","v":0},null,26.576983020260847,0,0,0]
[7778,11,21,1,325,47,"2014-11-21",6,"w",null,{"$f":"IF(I7788=\"h\",INDEX(ID!$K$8:$K$31,FBR!$D7788+1)*INDEX(ID!$K$35:$K$46,$B7788),0)","v":0},{"$f":"IF(I7788=\"w\",INDEX(ID!$L$8:$L$31,FBR!$D7788+1)*INDEX(ID!$L$35:$L$46,$B7788),0)","v":30},{"$f":"IF(I7788=\"h\",INDEX(ID!$M$8:$M$31,FBR!$D7788+1)*INDEX(ID!$M$35:$M$46,$B7788),0)","v":0},{"$f":"IF(I7788=\"w\",INDEX(ID!$N$8:$N$31,FBR!$D7788+1)*INDEX(ID!$N$35:$N$46,$B7788),0)","v":30},null,0,17.717988680173899,0,0]
[7781,11,21,4,325,47,"2014-11-21",6,"w",null,{"$f":"IF(I7791=\"h\",INDEX(ID!$K$8:$K$31,FBR!$D7791+1)*INDEX(ID!$K$35:$K$46,$B7791),0)","v":0},{"$f":"IF(I7791=\"w\",INDEX(ID!$L$8:$L$31,FBR!$D7791+1)*INDEX(ID!$L$35:$L$46,$B7791),0)","v":27},{"$f":"IF(I7791=\"h\",INDEX(ID!$M$8:$M$31,FBR!$D7791+1)*INDEX(ID!$M$35:$M$46,$B7791),0)","v":0},{"$f":"IF(I7791=\"w\",INDEX(ID!$N$8:$N$31,FBR!$D7791+1)*INDEX(ID!$N$35:$N$46,$B7791),0)","v":27},null,0,15.94618981215651,0,0]
[7784,11,21,7,325,47,"2014-11-21",6,"w",null,{"$f":"IF(I7794=\"h\",INDEX(ID!$K$8:$K$31,FBR!$D7794+1)*INDEX(ID!$K$35:$K$46,$B7794),0)","v":0},{"$f":"IF(I7794=\"w\",INDEX(ID!$L$8:$L$31,FBR!$D7794+1)*INDEX(ID!$L$35:$L$46,$B7794),0)","v":32},{"$f":"IF(I7794=\"h\",INDEX(ID!$M$8:$M$31,FBR!$D7794+1)*INDEX(ID!$M$35:$M$46,$B7794),0)","v":0},{"$f":"IF(I7794=\"w\",INDEX(ID!$N$8:$N$31,FBR!$D7794+1)*INDEX(ID!$N$35:$N$46,$B7794),0)","v":32},null,0,18.899187925518824,0,0]
[7788,11,21,11,325,47,"2014-11-21",6,"w",null,{"$f":"IF(I7798=\"h\",INDEX(ID!$K$8:$K$31,FBR!$D7798+1)*INDEX(ID!$K$35:$K$46,$B7798),0)","v":0},{"$f":"IF(I7798=\"w\",INDEX(ID!$L$8:$L$31,FBR!$D7798+1)*INDEX(ID!$L$35:$L$46,$B7798),0)","v":42},{"$f":"IF(I7798=\"h\",INDEX(ID!$M$8:$M$31,FBR!$D7798+1)*INDEX(ID!$M$35:$M$46,$B7798),0)","v":0},{"$f":"IF(I7798=\"w\",INDEX(ID!$N$8:$N$31,FBR!$D7798+1)*INDEX(ID!$N$35:$N$46,$B7798),0)","v":42},null,0,24.805184152243459,0,0]
[7791,11,21,14,325,47,"2014-11-21",6,"w",null,{"$f":"IF(I7801=\"h\",INDEX(ID!$K$8:$K$31,FBR!$D7801+1)*INDEX(ID!$K$35:$K$46,$B7801),0)","v":0},{"$f":"IF(I7801=\"w\",INDEX(ID!$L$8:$L$31,FBR!$D7801+1)*INDEX(ID!$L$35:$L$46,$B7801),0)","v":47},{"$f":"IF(I7801=\"h\",INDEX(ID!$M$8:$M$31,FBR!$D7801+1)*INDEX(ID!$M$35:$M$46,$B7801),0)","v":0},{"$f":"IF(I7801=\"w\",INDEX(ID!$N$8:$N$31,FBR!$D7801+1)*INDEX(ID!$N$35:$N$46,$B7801),0)","v":47},null,0,27.758182265605775,0,0]
[7794,11,21,17,325,47,"2014-11-21",6,"w",null,{"$f":"IF(I7804=\"h\",INDEX(ID!$K$8:$K$31,FBR!$D7804+1)*INDEX(ID!$K$35:$K$46,$B7804),0)","v":0},{"$f":"IF(I7804=\"w\",INDEX(ID!$L$8:$L$31,FBR!$D7804+1)*INDEX(ID!$L$35:$L$46,$B7804),0)","v":62},{"$f":"IF(I7804=\"h\",INDEX(ID!$M$8:$M$31,FBR!$D7804+1)*INDEX(ID!$M$35:$M$46,$B7804),0)","v":0},{"$f":"IF(I7804=\"w\",INDEX(ID!$N$8:$N$31,FBR!$D7804+1)*INDEX(ID!$N$35:$N$46,$B7804),0)","v":62},null,0,36.617176605692727,0,0]
[7796,11,21,19,325,47,"2014-11-21",6,"w",null,{"$f":"IF(I7806=\"h\",INDEX(ID!$K$8:$K$31,FBR!$D7806+1)*INDEX(ID!$K$35:$K$46,$B7806),0)","v":0},{"$f":"IF(I7806=\"w\",INDEX(ID!$L$8:$L$31,FBR!$D7806+1)*INDEX(ID!$L$35:$L$46,$B7806),0)","v":60},{"$f":"IF(I7806=\"h\",INDEX(ID!$M$8:$M$31,FBR!$D7806+1)*INDEX(ID!$M$35:$M$46,$B7806),0)","v":0},{"$f":"IF(I7806=\"w\",INDEX(ID!$N$8:$N$31,FBR!$D7806+1)*INDEX(ID!$N$35:$N$46,$B7806),0)","v":60},null,0,35.435977360347799,0,0]
[7799,11,21,22,325,47,"2014-11-21",6,"w",null,{"$f":"IF(I7809=\"h\",INDEX(ID!$K$8:$K$31,FBR!$D7809+1)*INDEX(ID!$K$35:$K$46,$B7809),0)","v":0},{"$f":"IF(I7809=\"w\",INDEX(ID!$L$8:$L$31,FBR!$D7809+1)*INDEX(ID!$L$35:$L$46,$B7809),0)","v":45},{"$f":"IF(I7809=\"h\",INDEX(ID!$M$8:$M$31,FBR!$D7809+1)*INDEX(ID!$M$35:$M$46,$B7809),0)","v":0},{"$f":"IF(I7809=\"w\",INDEX(ID!$N$8:$N$31,FBR!$D7809+1)*INDEX(ID!$N$35:$N$46,$B7809),0)","v":45},null,0,26.576983020260847,0,0]
[7803,11,22,2,326,47,"2014-11-22",7,"w",null,{"$f":"IF(I7813=\"h\",INDEX(ID!$K$8:$K$31,FBR!$D7813+1)*INDEX(ID!$K$35:$K$46,$B7813),0)","v":0},{"$f":"IF(I7813=\"w\",INDEX(ID!$L$8:$L$31,FBR!$D7813+1)*INDEX(ID!$L$35:$L$46,$B7813),0)","v":28},{"$f":"IF(I7813=\"h\",INDEX(ID!$M$8:$M$31,FBR!$D7813+1)*INDEX(ID!$M$35:$M$46,$B7813),0)","v":0},{"$f":"IF(I7813=\"w\",INDEX(ID!$N$8:$N$31,FBR!$D7813+1)*INDEX(ID!$N$35:$N$46,$B7813),0)","v":28},null,0,16.536789434828972,0,0]
[7806,11,22,5,326,47,"2014-11-22",7,"w",null,{"$f":"IF(I7816=\"h\",INDEX(ID!$K$8:$K$31,FBR!$D7816+1)*INDEX(ID!$K$35:$K$46,$B7816),0)","v":0},{"$f":"IF(I7816=\"w\",INDEX(ID!$L$8:$L$31,FBR!$D7816+1)*INDEX(ID!$L$35:$L$46,$B7816),0)","v":27},{"$f":"IF(I7816=\"h\",INDEX(ID!$M$8:$M$31,FBR!$D7816+1)*INDEX(ID!$M$35:$M$46,$B7816),0)","v":0},{"$f":"IF(I7816=\"w\",INDEX(ID!$N$8:$N$31,FBR!$D7816+1)*INDEX(ID!$N$35:$N$46,$B7816),0)","v":27},null,0,15.94618981215651,0,0]
[7809,11,22,8,326,47,"2014-11-22",{"$f":"WEEKDAY(G7819)","v":7},{"$f":"IF(OR(H7819=6,H7819=7),\"w\",\"h\")","v":"w"},null,{"$f":"IF(I7819=\"h\",INDEX(ID!$K$8:$K$31,FBR!$D7819+1)*INDEX(ID!$K$35:$K$46,$B7819),0)","v":0},{"$f":"IF(I7819=\"w\",INDEX(ID!$L$8:$L$31,FBR!$D7819+1)*INDEX(ID!$L$35:$L$46,$B7819),0)","v":35},{"$f":"IF(I7819=\"h\",INDEX(ID!$M$8:$M$31,FBR!$D7819+1)*INDEX(ID!$M$35:$M$46,$B7819),0)","v":0},{"$f":"IF(I7819=\"w\",INDEX(ID!$N$8:$N$31,FBR!$D7819+1)*INDEX(ID!$N$35:$N$46,$B7819),0)","v":35},null,{"$f":"K7819*(indvforbrug*antalbrugere)/($K$8789+$L$8789)","v":0},{"$f":"L7819*indvforbrug*antalbrugere/($K$8789+$L$8789)","v":20.670986793536215},{"$f":"M7819*fællesforbrug/($M$8789+$N$8789)","v":0},{"$f":"N7819*fællesforbrug/($M$8789+$N$8789)","v":0}]
[7813,11,22,12,326,47,"2014-11-22",7,"w",null,{"$f":"IF(I7823=\"h\",INDEX(ID!$K$8:$K$31,FBR!$D7823+1)*INDEX(ID!$K$35:$K$46,$B7823),0)","v":0},{"$f":"IF(I7823=\"w\",INDEX(ID!$L$8:$L$31,FBR!$D7823+1)*INDEX(ID!$L$35:$L$46,$B7823),0)","v":43},{"$f":"IF(I7823=\"h\",INDEX(ID!$M$8:$M$31,FBR!$D7823+1)*INDEX(ID!$M$35:$M$46,$B7823),0)","v":0},{"$f":"IF(I7823=\"w\",INDEX(ID!$N$8:$N$31,FBR!$D7823+1)*INDEX(ID!$N$35:$N$46,$B7823),0)","v":43},null,0,25.395783774915923,0,0]
[7816,11,22,15,326,47,"2014-11-22",7,"w",null,{"$f":"IF(I7826=\"h\",INDEX(ID!$K$8:$K$31,FBR!$D7826+1)*INDEX(ID!$K$35:$K$46,$B7826),0)","v":0},{"$f":"IF(I7826=\"w\",INDEX(ID!$L$8:$L$31,FBR!$D7826+1)*INDEX(ID!$L$35:$L$46,$B7826),0)","v":50},{"$f":"IF(I7826=\"h\",INDEX(ID!$M$8:$M$31,FBR!$D7826+1)*INDEX(ID!$M$35:$M$46,$B7826),0)","v":0},{"$f":"IF(I7826=\"w\",INDEX(ID!$N$8:$N$31,FBR!$D7826+1)*INDEX(ID!$N$35:$N$46,$B7826),0)","v":50},null,0,29.529981133623163,0,0]
[7817,11,22,16,326,47,"2014-11-22",7,"w",null,{"$f":"IF(I7827=\"h\",INDEX(ID!$K$8:$K$31,FBR!$D7827+1)*INDEX(ID!$K$35:$K$46,$B7827),0)","v":0},{"$f":"IF(I7827=\"w\",INDEX(ID!$L$8:$L$31,FBR!$D7827+1)*INDEX(ID!$L$35:$L$46,$B7827),0)","v":53},{"$f":"IF(I7827=\"h\",INDEX(ID!$M$8:$M$31,FBR!$D7827+1)*INDEX(ID!$M$35:$M$46,$B7827),0)","v":0},{"$f":"IF(I7827=\"w\",INDEX(ID!$N$8:$N$31,FBR!$D7827+1)*INDEX(ID!$N$35:$N$46,$B7827),0)","v":53},null,0,31.301780001640555,0,0]
[7821,11,22,20,326,47,"2014-11-22",7,"w",null,{"$f":"IF(I7831=\"h\",INDEX(ID!$K$8:$K$31,FBR!$D7831+1)*INDEX(ID!$K$35:$K$46,$B7831),0)","v":0},{"$f":"IF(I7831=\"w\",INDEX(ID!$L$8:$L$31,FBR!$D7831+1)*INDEX(ID!$L$35:$L$46,$B7831),0)","v":53},{"$f":"IF(I7831=\"h\",INDEX(ID!$M$8:$M$31,FBR!$D7831+1)*INDEX(ID!$M$35:$M$46,$B7831),0)","v":0},{"$f":"IF(I7831=\"w\",INDEX(ID!$N$8:$N$31,FBR!$D7831+1)*INDEX(ID!$N$35:$N$46,$B7831),0)","v":53},null,0,31.301780001640555,0,0]
[7824,11,22,23,326,47,"2014-11-22",7,"w",null,{"$f":"IF(I7834=\"h\",INDEX(ID!$K$8:$K$31,FBR!$D7834+1)*INDEX(ID!$K$35:$K$46,$B7834),0)","v":0},{"$f":"IF(I7834=\"w\",INDEX(ID!$L$8:$L$31,FBR!$D7834+1)*INDEX(ID!$L$35:$L$46,$B7834),0)","v":40},{"$f":"IF(I7834=\"h\",INDEX(ID!$M$8:$M$31,FBR!$D7834+1)*INDEX(ID!$M$35:$M$46,$B7834),0)","v":0},{"$f":"IF(I7834=\"w\",INDEX(ID!$N$8:$N$31,FBR!$D7834+1)*INDEX(ID!$N$35:$N$46,$B7834),0)","v":40},null,0,23.623984906898531,0,0]
[7828,11,23,3,327,47,"2014-11-23",1,"h",null,{"$f":"IF(I7838=\"h\",INDEX(ID!$K$8:$K$31,FBR!$D7838+1)*INDEX(ID!$K$35:$K$46,$B7838),0)","v":27},{"$f":"IF(I7838=\"w\",INDEX(ID!$L$8:$L$31,FBR!$D7838+1)*INDEX(ID!$L$35:$L$46,$B7838),0)","v":0},{"$f":"IF(I7838=\"h\",INDEX(ID!$M$8:$M$31,FBR!$D7838+1)*INDEX(ID!$M$35:$M$46,$B7838),0)","v":27},{"$f":"IF(I7838=\"w\",INDEX(ID!$N$8:$N$31,FBR!$D7838+1)*INDEX(ID!$N$35:$N$46,$B7838),0)","v":0},null,15.94618981215651,0,0,0]
[7831,11,23,6,327,47,"2014-11-23",1,"h",null,{"$f":"IF(I7841=\"h\",INDEX(ID!$K$8:$K$31,FBR!$D7841+1)*INDEX(ID!$K$35:$K$46,$B7841),0)","v":29},{"$f":"IF(I7841=\"w\",INDEX(ID!$L$8:$L$31,FBR!$D7841+1)*INDEX(ID!$L$35:$L$46,$B7841),0)","v":0},{"$f":"IF(I7841=\"h\",INDEX(ID!$M$8:$M$31,FBR!$D7841+1)*INDEX(ID!$M$35:$M$46,$B7841),0)","v":29},{"$f":"IF(I7841=\"w\",INDEX(ID!$N$8:$N$31,FBR!$D7841+1)*INDEX(ID!$N$35:$N$46,$B7841),0)","v":0},null,17.127389057501436,0,0,0]
[7834,11,23,9,{"$f":"E7820+1","v":327},47,"2014-11-23",1,"h",null,{"$f":"IF(I7844=\"h\",INDEX(ID!$K$8:$K$31,FBR!$D7844+1)*INDEX(ID!$K$35:$K$46,$B7844),0)","v":38},{"$f":"IF(I7844=\"w\",INDEX(ID!$L$8:$L$31,FBR!$D7844+1)*INDEX(ID!$L$35:$L$46,$B7844),0)","v":0},{"$f":"IF(I7844=\"h\",INDEX(ID!$M$8:$M$31,FBR!$D7844+1)*INDEX(ID!$M$35:$M$46,$B7844),0)","v":38},{"$f":"IF(I7844=\"w\",INDEX(ID!$N$8:$N$31,FBR!$D7844+1)*INDEX(ID!$N$35:$N$46,$B7844),0)","v":0},null,22.442785661553604,0,0,0]
[7838,11,23,13,327,47,"2014-11-23",1,"h",null,{"$f":"IF(I7848=\"h\",INDEX(ID!$K$8:$K$31,FBR!$D7848+1)*INDEX(ID!$K$35:$K$46,$B7848),0)","v":44},{"$f":"IF(I7848=\"w\",INDEX(ID!$L$8:$L$31,FBR!$D7848+1)*INDEX(ID!$L$35:$L$46,$B7848),0)","v":0},{"$f":"IF(I7848=\"h\",INDEX(ID!$M$8:$M$31,FBR!$D7848+1)*INDEX(ID!$M$35:$M$46,$B7848),0)","v":44},{"$f":"IF(I7848=\"w\",INDEX(ID!$N$8:$N$31,FBR!$D7848+1)*INDEX(ID!$N$35:$N$46,$B7848),0)","v":0},null,25.986383397588384,0,0,0]
[7842,11,23,17,327,47,"2014-11-23",1,"h",null,{"$f":"IF(I7852=\"h\",INDEX(ID!$K$8:$K$31,FBR!$D7852+1)*INDEX(ID!$K$35:$K$46,$B7852),0)","v":62},{"$f":"IF(I7852=\"w\",INDEX(ID!$L$8:$L$31,FBR!$D7852+1)*INDEX(ID!$L$35:$L$46,$B7852),0)","v":0},{"$f":"IF(I7852=\"h\",INDEX(ID!$M$8:$M$31,FBR!$D7852+1)*INDEX(ID!$M$35:$M$46,$B7852),0)","v":62},{"$f":"IF(I7852=\"w\",INDEX(ID!$N$8:$N$31,FBR!$D7852+1)*INDEX(ID!$N$35:$N$46,$B7852),0)","v":0},null,36.617176605692727,0,0,0]
[7843,11,23,18,327,47,"2014-11-23",1,"h",null,{"$f":"IF(I7853=\"h\",INDEX(ID!$K$8:$K$31,FBR!$D7853+1)*INDEX(ID!$K$35:$K$46,$B7853),0)","v":65},{"$f":"IF(I7853=\"w\",INDEX(ID!$L$8:$L$31,FBR!$D7853+1)*INDEX(ID!$L$35:$L$46,$B7853),0)","v":0},{"$f":"IF(I7853=\"h\",INDEX(ID!$M$8:$M$31,FBR!$D7853+1)*INDEX(ID!$M$35:$M$46,$B7853),0)","v":65},{"$f":"IF(I7853=\"w\",INDEX(ID!$N$8:$N$31,FBR!$D7853+1)*INDEX(ID!$N$35:$N$46,$B7853),0)","v":0},null,38.388975473710111,0,0,0]
[7846,11,23,21,327,47,"2014-11-23",1,"h",null,{"$f":"IF(I7856=\"h\",INDEX(ID!$K$8:$K$31,FBR!$D7856+1)*INDEX(ID!$K$35:$K$46,$B7856),0)","v":50},{"$f":"IF(I7856=\"w\",INDEX(ID!$L$8:$L$31,FBR!$D7856+1)*INDEX(ID!$L$35:$L$46,$B7856),0)","v":0},{"$f":"IF(I7856=\"h\",INDEX(ID!$M$8:$M$31,FBR!$D7856+1)*INDEX(ID!$M$35:$M$46,$B7856),0)","v":50},{"$f":"IF(I7856=\"w\",INDEX(ID!$N$8:$N$31,FBR!$D7856+1)*INDEX(ID!$N$35:$N$46,$B7856),0)","v":0},null,29.529981133623163,0,0,0]
[7849,11,24,0,328,47,"2014-11-24",2,"h",null,{"$f":"IF(I7859=\"h\",INDEX(ID!$K$8:$K$31,FBR!$D7859+1)*INDEX(ID!$K$35:$K$46,$B7859),0)","v":35},{"$f":"IF(I7859=\"w\",INDEX(ID!$L$8:$L$31,FBR!$D7859+1)*INDEX(ID!$L$35:$L$46,$B7859),0)","v":0},{"$f":"IF(I7859=\"h\",INDEX(ID!$M$8:$M$31,FBR!$D7859+1)*INDEX(ID!$M$35:$M$46,$B7859),0)","v":35},{"$f":"IF(I7859=\"w\",INDEX(ID!$N$8:$N$31,FBR!$D7859+1)*INDEX(ID!$N$35:$N$46,$B7859),0)","v":0},null,20.670986793536215,0,0,0]
[7853,11,24,4,328,47,"2014-11-24",2,"h",null,{"$f":"IF(I7863=\"h\",INDEX(ID!$K$8:$K$31,FBR!$D7863+1)*INDEX(ID!$K$35:$K$46,$B7863),0)","v":27},{"$f":"IF(I7863=\"w\",INDEX(ID!$L$8:$L$31,FBR!$D7863+1)*INDEX(ID!$L$35:$L$46,$B7863),0)","v":0},{"$f":"IF(I7863=\"h\",INDEX(ID!$M$8:$M$31,FBR!$D7863+1)*INDEX(ID!$M$35:$M$46,$B7863),0)","v":27},{"$f":"IF(I7863=\"w\",INDEX(ID!$N$8:$N$31,FBR!$D7863+1)*INDEX(ID!$N$35:$N$46,$B7863),0)","v":0},null,15.94618981215651,0,0,0]
[7856,11,24,7,328,47,"2014-11-24",2,"h",null,{"$f":"IF(I7866=\"h\",INDEX(ID!$K$8:$K$31,FBR!$D7866+1)*INDEX(ID!$K$35:$K$46,$B7866),0)","v":32},{"$f":"IF(I7866=\"w\",INDEX(ID!$L$8:$L$31,FBR!$D7866+1)*INDEX(ID!$L$35:$L$46,$B7866),0)","v":0},{"$f":"IF(I7866=\"h\",INDEX(ID!$M$8:$M$31,FBR!$D7866+1)*INDEX(ID!$M$35:$M$46,$B7866),0)","v":32},{"$f":"IF(I7866=\"w\",INDEX(ID!$N$8:$N$31,FBR!$D7866+1)*INDEX(ID!$N$35:$N$46,$B7866),0)","v":0},null,18.899187925518824,0,0,0]
[7859,11,24,10,328,47,"2014-11-24",2,"h",null,{"$f":"IF(I7869=\"h\",INDEX(ID!$K$8:$K$31,FBR!$D7869+1)*INDEX(ID!$K$35:$K$46,$B7869),0)","v":40},{"$f":"IF(I7869=\"w\",INDEX(ID!$L$8:$L$31,FBR!$D7869+1)*INDEX(ID!$L$35:$L$46,$B7869),0)","v":0},{"$f":"IF(I7869=\"h\",INDEX(ID!$M$8:$M$31,FBR!$D7869+1)*INDEX(ID!$M$35:$M$46,$B7869),0)","v":40},{"$f":"IF(I7869=\"w\",INDEX(ID!$N$8:$N$31,FBR!$D7869+1)*INDEX(ID!$N$35:$N$46,$B7869),0)","v":0},null,23.623984906898531,0,0,0]
[7864,11,24,15,328,47,"2014-11-24",2,"h",null,{"$f":"IF(I7874=\"h\",INDEX(ID!$K$8:$K$31,FBR!$D7874+1)*INDEX(ID!$K$35:$K$46,$B7874),0)","v":50},{"$f":"IF(I7874=\"w\",INDEX(ID!$L$8:$L$31,FBR!$D7874+1)*INDEX(ID!$L$35:$L$46,$B7874),0)","v":0},{"$f":"IF(I7874=\"h\",INDEX(ID!$M$8:$M$31,FBR!$D7874+1)*INDEX(ID!$M$35:$M$46,$B7874),0)","v":50},{"$f":"IF(I7874=\"w\",INDEX(ID!$N$8:$N$31,FBR!$D7874+1)*INDEX(ID!$N$35:$N$46,$B7874),0)","v":0},null,29.529981133623163,0,0,0]
[7867,11,24,18,328,47,"2014-11-24",2,"h",null,{"$f":"IF(I7877=\"h\",INDEX(ID!$K$8:$K$31,FBR!$D7877+1)*INDEX(ID!$K$35:$K$46,$B7877),0)","v":65},{"$f":"IF(I7877=\"w\",INDEX(ID!$L$8:$L$31,FBR!$D7877+1)*INDEX(ID!$L$35:$L$46,$B7877),0)","v":0},{"$f":"IF(I7877=\"h\",INDEX(ID!$M$8:$M$31,FBR!$D7877+1)*INDEX(ID!$M$35:$M$46,$B7877),0)","v":65},{"$f":"IF(I7877=\"w\",INDEX(ID!$N$8:$N$31,FBR!$D7877+1)*INDEX(ID!$N$35:$N$46,$B7877),0)","v":0},null,38.388975473710111,0,0,0]
[7868,11,24,19,328,47,"2014-11-24",2,"h",null,{"$f":"IF(I7878=\"h\",INDEX(ID!$K$8:$K$31,FBR!$D7878+1)*INDEX(ID!$K$35:$K$46,$B7878),0)","v":60},{"$f":"IF(I7878=\"w\",INDEX(ID!$L$8:$L$31,FBR!$D7878+1)*INDEX(ID!$L$35:$L$46,$B7878),0)","v":0},{"$f":"IF(I7878=\"h\",INDEX(ID!$M$8:$M$31,FBR!$D7878+1)*INDEX(ID!$M$35:$M$46,$B7878),0)","v":60},{"$f":"IF(I7878=\"w\",INDEX(ID!$N$8:$N$31,FBR!$D7878+1)*INDEX(ID!$N$35:$N$46,$B7878),0)","v":0},null,35.435977360347799,0,0,0]
[7871,11,24,22,328,47,"2014-11-24",2,"h",null,{"$f":"IF(I7881=\"h\",INDEX(ID!$K$8:$K$31,FBR!$D7881+1)*INDEX(ID!$K$35:$K$46,$B7881),0)","v":45},{"$f":"IF(I7881=\"w\",INDEX(ID!$L$8:$L$31,FBR!$D7881+1)*INDEX(ID!$L$35:$L$46,$B7881),0)","v":0},{"$f":"IF(I7881=\"h\",INDEX(ID!$M$8:$M$31,FBR!$D7881+1)*INDEX(ID!$M$35:$M$46,$B7881),0)","v":45},{"$f":"IF(I7881=\"w\",INDEX(ID!$N$8:$N$31,FBR!$D7881+1)*INDEX(ID!$N$35:$N$46,$B7881),0)","v":0},null,26.576983020260847,0,0,0]
[{"$f":"A7883+1","v":7874},11,25,1,329,47,{"$f":"DATE(2014,B7884,C7884)","v":"2014-11-25"},3,"h",null,{"$f":"IF(I7884=\"h\",INDEX(ID!$K$8:$K$31,FBR!$D7884+1)*INDEX(ID!$K$35:$K$46,$B7884),0)","v":30},{"$f":"IF(I7884=\"w\",INDEX(ID!$L$8:$L$31,FBR!$D7884+1)*INDEX(ID!$L$35:$L$46,$B7884),0)","v":0},{"$f":"IF(I7884=\"h\",INDEX(ID!$M$8:$M$31,FBR!$D7884+1)*INDEX(ID!$M$35:$M$46,$B7884),0)","v":30},{"$f":"IF(I7884=\"w\",INDEX(ID!$N$8:$N$31,FBR!$D7884+1)*INDEX(ID!$N$35:$N$46,$B7884),0)","v":0},null,17.717988680173899,0,0,0]
[7878,11,25,5,329,47,"2014-11-25",3,"h",null,{"$f":"IF(I7888=\"h\",INDEX(ID!$K$8:$K$31,FBR!$D7888+1)*INDEX(ID!$K$35:$K$46,$B7888),0)","v":27},{"$f":"IF(I7888=\"w\",INDEX(ID!$L$8:$L$31,FBR!$D7888+1)*INDEX(ID!$L$35:$L$46,$B7888),0)","v":0},{"$f":"IF(I7888=\"h\",INDEX(ID!$M$8:$M$31,FBR!$D7888+1)*INDEX(ID!$M$35:$M$46,$B7888),0)","v":27},{"$f":"IF(I7888=\"w\",INDEX(ID!$N$8:$N$31,FBR!$D7888+1)*INDEX(ID!$N$35:$N$46,$B7888),0)","v":0},null,15.94618981215651,0,0,0]
[7880,11,25,7,329,47,"2014-11-25",3,"h",null,{"$f":"IF(I7890=\"h\",INDEX(ID!$K$8:$K$31,FBR!$D7890+1)*INDEX(ID!$K$35:$K$46,$B7890),0)","v":32},{"$f":"IF(I7890=\"w\",INDEX(ID!$L$8:$L$31,FBR!$D7890+1)*INDEX(ID!$L$35:$L$46,$B7890),0)","v":0},{"$f":"IF(I7890=\"h\",INDEX(ID!$M$8:$M$31,FBR!$D7890+1)*INDEX(ID!$M$35:$M$46,$B7890),0)","v":32},{"$f":"IF(I7890=\"w\",INDEX(ID!$N$8:$N$31,FBR!$D7890+1)*INDEX(ID!$N$35:$N$46,$B7890),0)","v":0},null,18.899187925518824,0,0,0]
[7886,11,25,13,329,47,"2014-11-25",3,"h",null,{"$f":"IF(I7896=\"h\",INDEX(ID!$K$8:$K$31,FBR!$D7896+1)*INDEX(ID!$K$35:$K$46,$B7896),0)","v":44},{"$f":"IF(I7896=\"w\",INDEX(ID!$L$8:$L$31,FBR!$D7896+1)*INDEX(ID!$L$35:$L$46,$B7896),0)","v":0},{"$f":"IF(I7896=\"h\",INDEX(ID!$M$8:$M$31,FBR!$D7896+1)*INDEX(ID!$M$35:$M$46,$B7896),0)","v":44},{"$f":"IF(I7896=\"w\",INDEX(ID!$N$8:$N$31,FBR!$D7896+1)*INDEX(ID!$N$35:$N$46,$B7896),0)","v":0},null,25.986383397588384,0,0,0]
[7889,11,25,16,329,47,"2014-11-25",3,"h",null,{"$f":"IF(I7899=\"h\",INDEX(ID!$K$8:$K$31,FBR!$D7899+1)*INDEX(ID!$K$35:$K$46,$B7899),0)","v":53},{"$f":"IF(I7899=\"w\",INDEX(ID!$L$8:$L$31,FBR!$D7899+1)*INDEX(ID!$L$35:$L$46,$B7899),0)","v":0},{"$f":"IF(I7899=\"h\",INDEX(ID!$M$8:$M$31,FBR!$D7899+1)*INDEX(ID!$M$35:$M$46,$B7899),0)","v":53},{"$f":"IF(I7899=\"w\",INDEX(ID!$N$8:$N$31,FBR!$D7899+1)*INDEX(ID!$N$35:$N$46,$B7899),0)","v":0},null,31.301780001640555,0,0,0]
[7892,11,25,19,329,47,"2014-11-25",3,"h",null,{"$f":"IF(I7902=\"h\",INDEX(ID!$K$8:$K$31,FBR!$D7902+1)*INDEX(ID!$K$35:$K$46,$B7902),0)","v":60},{"$f":"IF(I7902=\"w\",INDEX(ID!$L$8:$L$31,FBR!$D7902+1)*INDEX(ID!$L$35:$L$46,$B7902),0)","v":0},{"$f":"IF(I7902=\"h\",INDEX(ID!$M$8:$M$31,FBR!$D7902+1)*INDEX(ID!$M$35:$M$46,$B7902),0)","v":60},{"$f":"IF(I7902=\"w\",INDEX(ID!$N$8:$N$31,FBR!$D7902+1)*INDEX(ID!$N$35:$N$46,$B7902),0)","v":0},null,35.435977360347799,0,0,0]
[7893,11,25,20,329,47,"2014-11-25",3,"h",null,{"$f":"IF(I7903=\"h\",INDEX(ID!$K$8:$K$31,FBR!$D7903+1)*INDEX(ID!$K$35:$K$46,$B7903),0)","v":53},{"$f":"IF(I7903=\"w\",INDEX(ID!$L$8:$L$31,FBR!$D7903+1)*INDEX(ID!$L$35:$L$46,$B7903),0)","v":0},{"$f":"IF(I7903=\"h\",INDEX(ID!$M$8:$M$31,FBR!$D7903+1)*INDEX(ID!$M$35:$M$46,$B7903),0)","v":53},{"$f":"IF(I7903=\"w\",INDEX(ID!$N$8:$N$31,FBR!$D7903+1)*INDEX(ID!$N$35:$N$46,$B7903),0)","v":0},null,31.301780001640555,0,0,0]
[7896,11,25,23,329,47,"2014-11-25",3,"h",null,{"$f":"IF(I7906=\"h\",INDEX(ID!$K$8:$K$31,FBR!$D7906+1)*INDEX(ID!$K$35:$K$46,$B7906),0)","v":40},{"$f":"IF(I7906=\"w\",INDEX(ID!$L$8:$L$31,FBR!$D7906+1)*INDEX(ID!$L$35:$L$46,$B7906),0)","v":0},{"$f":"IF(I7906=\"h\",INDEX(ID!$M$8:$M$31,FBR!$D7906+1)*INDEX(ID!$M$35:$M$46,$B7906),0)","v":40},{"$f":"IF(I7906=\"w\",INDEX(ID!$N$8:$N$31,FBR!$D7906+1)*INDEX(ID!$N$35:$N$46,$B7906),0)","v":0},null,23.623984906898531,0,0,0]
[7899,11,26,2,330,48,"2014-11-26",4,"h",null,{"$f":"IF(I7909=\"h\",INDEX(ID!$K$8:$K$31,FBR!$D7909+1)*INDEX(ID!$K$35:$K$46,$B7909),0)","v":28},{"$f":"IF(I7909=\"w\",INDEX(ID!$L$8:$L$31,FBR!$D7909+1)*INDEX(ID!$L$35:$L$46,$B7909),0)","v":0},{"$f":"IF(I7909=\"h\",INDEX(ID!$M$8:$M$31,FBR!$D7909+1)*INDEX(ID!$M$35:$M$46,$B7909),0)","v":28},{"$f":"IF(I7909=\"w\",INDEX(ID!$N$8:$N$31,FBR!$D7909+1)*INDEX(ID!$N$35:$N$46,$B7909),0)","v":0},null,16.536789434828972,0,0,0]
[7905,11,26,8,330,48,"2014-11-26",4,"h",null,{"$f":"IF(I7915=\"h\",INDEX(ID!$K$8:$K$31,FBR!$D7915+1)*INDEX(ID!$K$35:$K$46,$B7915),0)","v":35},{"$f":"IF(I7915=\"w\",INDEX(ID!$L$8:$L$31,FBR!$D7915+1)*INDEX(ID!$L$35:$L$46,$B7915),0)","v":0},{"$f":"IF(I7915=\"h\",INDEX(ID!$M$8:$M$31,FBR!$D7915+1)*INDEX(ID!$M$35:$M$46,$B7915),0)","v":35},{"$f":"IF(I7915=\"w\",INDEX(ID!$N$8:$N$31,FBR!$D7915+1)*INDEX(ID!$N$35:$N$46,$B7915),0)","v":0},null,20.670986793536215,0,0,0]
[7907,11,26,10,330,48,"2014-11-26",4,"h",null,{"$f":"IF(I7917=\"h\",INDEX(ID!$K$8:$K$31,FBR!$D7917+1)*INDEX(ID!$K$35:$K$46,$B7917),0)","v":40},{"$f":"IF(I7917=\"w\",INDEX(ID!$L$8:$L$31,FBR!$D7917+1)*INDEX(ID!$L$35:$L$46,$B7917),0)","v":0},{"$f":"IF(I7917=\"h\",INDEX(ID!$M$8:$M$31,FBR!$D7917+1)*INDEX(ID!$M$35:$M$46,$B7917),0)","v":40},{"$f":"IF(I7917=\"w\",INDEX(ID!$N$8:$N$31,FBR!$D7917+1)*INDEX(ID!$N$35:$N$46,$B7917),0)","v":0},null,23.623984906898531,0,0,0]
[7911,11,26,14,330,48,"2014-11-26",4,"h",null,{"$f":"IF(I7921=\"h\",INDEX(ID!$K$8:$K$31,FBR!$D7921+1)*INDEX(ID!$K$35:$K$46,$B7921),0)","v":47},{"$f":"IF(I7921=\"w\",INDEX(ID!$L$8:$L$31,FBR!$D7921+1)*INDEX(ID!$L$35:$L$46,$B7921),0)","v":0},{"$f":"IF(I7921=\"h\",INDEX(ID!$M$8:$M$31,FBR!$D7921+1)*INDEX(ID!$M$35:$M$46,$B7921),0)","v":47},{"$f":"IF(I7921=\"w\",INDEX(ID!$N$8:$N$31,FBR!$D7921+1)*INDEX(ID!$N$35:$N$46,$B7921),0)","v":0},null,27.758182265605775,0,0,0]
[7914,11,26,17,330,{"$f":"F7756+1","v":48},"2014-11-26",4,"h",null,{"$f":"IF(I7924=\"h\",INDEX(ID!$K$8:$K$31,FBR!$D7924+1)*INDEX(ID!$K$35:$K$46,$B7924),0)","v":62},{"$f":"IF(I7924=\"w\",INDEX(ID!$L$8:$L$31,FBR!$D7924+1)*INDEX(ID!$L$35:$L$46,$B7924),0)","v":0},{"$f":"IF(I7924=\"h\",INDEX(ID!$M$8:$M$31,FBR!$D7924+1)*INDEX(ID!$M$35:$M$46,$B7924),0)","v":62},{"$f":"IF(I7924=\"w\",INDEX(ID!$N$8:$N$31,FBR!$D7924+1)*INDEX(ID!$N$35:$N$46,$B7924),0)","v":0},null,36.617176605692727,0,0,0]
[7917,11,26,20,330,48,"2014-11-26",4,"h",null,{"$f":"IF(I7927=\"h\",INDEX(ID!$K$8:$K$31,FBR!$D7927+1)*INDEX(ID!$K$35:$K$46,$B7927),0)","v":53},{"$f":"IF(I7927=\"w\",INDEX(ID!$L$8:$L$31,FBR!$D7927+1)*INDEX(ID!$L$35:$L$46,$B7927),0)","v":0},{"$f":"IF(I7927=\"h\",INDEX(ID!$M$8:$M$31,FBR!$D7927+1)*INDEX(ID!$M$35:$M$46,$B7927),0)","v":53},{"$f":"IF(I7927=\"w\",INDEX(ID!$N$8:$N$31,FBR!$D7927+1)*INDEX(ID!$N$35:$N$46,$B7927),0)","v":0},null,31.301780001640555,0,0,0]
[7918,11,26,21,330,48,"2014-11-26",4,"h",null,{"$f":"IF(I7928=\"h\",INDEX(ID!$K$8:$K$31,FBR!$D7928+1)*INDEX(ID!$K$35:$K$46,$B7928),0)","v":50},{"$f":"IF(I7928=\"w\",INDEX(ID!$L$8:$L$31,FBR!$D7928+1)*INDEX(ID!$L$35:$L$46,$B7928),0)","v":0},{"$f":"IF(I7928=\"h\",INDEX(ID!$M$8:$M$31,FBR!$D7928+1)*INDEX(ID!$M$35:$M$46,$B7928),0)","v":50},{"$f":"IF(I7928=\"w\",INDEX(ID!$N$8:$N$31,FBR!$D7928+1)*INDEX(ID!$N$35:$N$46,$B7928),0)","v":0},null,29.529981133623163,0,0,0]
[7921,11,27,0,331,48,"2014-11-27",5,"h",null,{"$f":"IF(I7931=\"h\",INDEX(ID!$K$8:$K$31,FBR!$D7931+1)*INDEX(ID!$K$35:$K$46,$B7931),0)","v":35},{"$f":"IF(I7931=\"w\",INDEX(ID!$L$8:$L$31,FBR!$D7931+1)*INDEX(ID!$L$35:$L$46,$B7931),0)","v":0},{"$f":"IF(I7931=\"h\",INDEX(ID!$M$8:$M$31,FBR!$D7931+1)*INDEX(ID!$M$35:$M$46,$B7931),0)","v":35},{"$f":"IF(I7931=\"w\",INDEX(ID!$N$8:$N$31,FBR!$D7931+1)*INDEX(ID!$N$35:$N$46,$B7931),0)","v":0},null,20.670986793536215,0,0,0]
[7926,11,27,5,331,48,"2014-11-27",5,"h",null,{"$f":"IF(I7936=\"h\",INDEX(ID!$K$8:$K$31,FBR!$D7936+1)*INDEX(ID!$K$35:$K$46,$B7936),0)","v":27},{"$f":"IF(I7936=\"w\",INDEX(ID!$L$8:$L$31,FBR!$D7936+1)*INDEX(ID!$L$35:$L$46,$B7936),0)","v":0},{"$f":"IF(I7936=\"h\",INDEX(ID!$M$8:$M$31,FBR!$D7936+1)*INDEX(ID!$M$35:$M$46,$B7936),0)","v":27},{"$f":"IF(I7936=\"w\",INDEX(ID!$N$8:$N$31,FBR!$D7936+1)*INDEX(ID!$N$35:$N$46,$B7936),0)","v":0},null,15.94618981215651,0,0,0]
[7929,11,27,8,331,48,"2014-11-27",5,"h",null,{"$f":"IF(I7939=\"h\",INDEX(ID!$K$8:$K$31,FBR!$D7939+1)*INDEX(ID!$K$35:$K$46,$B7939),0)","v":35},{"$f":"IF(I7939=\"w\",INDEX(ID!$L$8:$L$31,FBR!$D7939+1)*INDEX(ID!$L$35:$L$46,$B7939),0)","v":0},{"$f":"IF(I7939=\"h\",INDEX(ID!$M$8:$M$31,FBR!$D7939+1)*INDEX(ID!$M$35:$M$46,$B7939),0)","v":35},{"$f":"IF(I7939=\"w\",INDEX(ID!$N$8:$N$31,FBR!$D7939+1)*INDEX(ID!$N$35:$N$46,$B7939),0)","v":0},null,20.670986793536215,0,0,0]
[7932,11,27,11,331,48,"2014-11-27",5,"h",null,{"$f":"IF(I7942=\"h\",INDEX(ID!$K$8:$K$31,FBR!$D7942+1)*INDEX(ID!$K$35:$K$46,$B7942),0)","v":42},{"$f":"IF(I7942=\"w\",INDEX(ID!$L$8:$L$31,FBR!$D7942+1)*INDEX(ID!$L$35:$L$46,$B7942),0)","v":0},{"$f":"IF(I7942=\"h\",INDEX(ID!$M$8:$M$31,FBR!$D7942+1)*INDEX(ID!$M$35:$M$46,$B7942),0)","v":42},{"$f":"IF(I7942=\"w\",INDEX(ID!$N$8:$N$31,FBR!$D7942+1)*INDEX(ID!$N$35:$N$46,$B7942),0)","v":0},null,24.805184152243459,0,0,0]
[7936,11,27,15,331,48,"2014-11-27",5,"h",null,{"$f":"IF(I7946=\"h\",INDEX(ID!$K$8:$K$31,FBR!$D7946+1)*INDEX(ID!$K$35:$K$46,$B7946),0)","v":50},{"$f":"IF(I7946=\"w\",INDEX(ID!$L$8:$L$31,FBR!$D7946+1)*INDEX(ID!$L$35:$L$46,$B7946),0)","v":0},{"$f":"IF(I7946=\"h\",INDEX(ID!$M$8:$M$31,FBR!$D7946+1)*INDEX(ID!$M$35:$M$46,$B7946),0)","v":50},{"$f":"IF(I7946=\"w\",INDEX(ID!$N$8:$N$31,FBR!$D7946+1)*INDEX(ID!$N$35:$N$46,$B7946),0)","v":0},null,29.529981133623163,0,0,0]
[7939,11,27,18,331,48,"2014-11-27",5,"h",null,{"$f":"IF(I7949=\"h\",INDEX(ID!$K$8:$K$31,FBR!$D7949+1)*INDEX(ID!$K$35:$K$46,$B7949),0)","v":65},{"$f":"IF(I7949=\"w\",INDEX(ID!$L$8:$L$31,FBR!$D7949+1)*INDEX(ID!$L$35:$L$46,$B7949),0)","v":0},{"$f":"IF(I7949=\"h\",INDEX(ID!$M$8:$M$31,FBR!$D7949+1)*INDEX(ID!$M$35:$M$46,$B7949),0)","v":65},{"$f":"IF(I7949=\"w\",INDEX(ID!$N$8:$N$31,FBR!$D7949+1)*INDEX(ID!$N$35:$N$46,$B7949),0)","v":0},null,38.388975473710111,0,0,0]
[7942,11,27,21,331,48,"2014-11-27",5,"h",null,{"$f":"IF(I7952=\"h\",INDEX(ID!$K$8:$K$31,FBR!$D7952+1)*INDEX(ID!$K$35:$K$46,$B7952),0)","v":50},{"$f":"IF(I7952=\"w\",INDEX(ID!$L$8:$L$31,FBR!$D7952+1)*INDEX(ID!$L$35:$L$46,$B7952),0)","v":0},{"$f":"IF(I7952=\"h\",INDEX(ID!$M$8:$M$31,FBR!$D7952+1)*INDEX(ID!$M$35:$M$46,$B7952),0)","v":50},{"$f":"IF(I7952=\"w\",INDEX(ID!$N$8:$N$31,FBR!$D7952+1)*INDEX(ID!$N$35:$N$46,$B7952),0)","v":0},null,29.529981133623163,0,0,0]
[7943,11,27,22,331,48,"2014-11-27",5,"h",null,{"$f":"IF(I7953=\"h\",INDEX(ID!$K$8:$K$31,FBR!$D7953+1)*INDEX(ID!$K$35:$K$46,$B7953),0)","v":45},{"$f":"IF(I7953=\"w\",INDEX(ID!$L$8:$L$31,FBR!$D7953+1)*INDEX(ID!$L$35:$L$46,$B7953),0)","v":0},{"$f":"IF(I7953=\"h\",INDEX(ID!$M$8:$M$31,FBR!$D7953+1)*INDEX(ID!$M$35:$M$46,$B7953),0)","v":45},{"$f":"IF(I7953=\"w\",INDEX(ID!$N$8:$N$31,FBR!$D7953+1)*INDEX(ID!$N$35:$N$46,$B7953),0)","v":0},null,26.576983020260847,0,0,0]
[7947,11,28,2,332,48,"2014-11-28",6,"w",null,{"$f":"IF(I7957=\"h\",INDEX(ID!$K$8:$K$31,FBR!$D7957+1)*INDEX(ID!$K$35:$K$46,$B7957),0)","v":0},{"$f":"IF(I7957=\"w\",INDEX(ID!$L$8:$L$31,FBR!$D7957+1)*INDEX(ID!$L$35:$L$46,$B7957),0)","v":28},{"$f":"IF(I7957=\"h\",INDEX(ID!$M$8:$M$31,FBR!$D7957+1)*INDEX(ID!$M$35:$M$46,$B7957),0)","v":0},{"$f":"IF(I7957=\"w\",INDEX(ID!$N$8:$N$31,FBR!$D7957+1)*INDEX(ID!$N$35:$N$46,$B7957),0)","v":28},null,0,16.536789434828972,0,0]
[7951,11,28,6,332,48,"2014-11-28",6,"w",null,{"$f":"IF(I7961=\"h\",INDEX(ID!$K$8:$K$31,FBR!$D7961+1)*INDEX(ID!$K$35:$K$46,$B7961),0)","v":0},{"$f":"IF(I7961=\"w\",INDEX(ID!$L$8:$L$31,FBR!$D7961+1)*INDEX(ID!$L$35:$L$46,$B7961),0)","v":29},{"$f":"IF(I7961=\"h\",INDEX(ID!$M$8:$M$31,FBR!$D7961+1)*INDEX(ID!$M$35:$M$46,$B7961),0)","v":0},{"$f":"IF(I7961=\"w\",INDEX(ID!$N$8:$N$31,FBR!$D7961+1)*INDEX(ID!$N$35:$N$46,$B7961),0)","v":29},null,0,17.127389057501436,0,0]
[7954,11,28,9,332,48,"2014-11-28",6,"w",null,{"$f":"IF(I7964=\"h\",INDEX(ID!$K$8:$K$31,FBR!$D7964+1)*INDEX(ID!$K$35:$K$46,$B7964),0)","v":0},{"$f":"IF(I7964=\"w\",INDEX(ID!$L$8:$L$31,FBR!$D7964+1)*INDEX(ID!$L$35:$L$46,$B7964),0)","v":38},{"$f":"IF(I7964=\"h\",INDEX(ID!$M$8:$M$31,FBR!$D7964+1)*INDEX(ID!$M$35:$M$46,$B7964),0)","v":0},{"$f":"IF(I7964=\"w\",INDEX(ID!$N$8:$N$31,FBR!$D7964+1)*INDEX(ID!$N$35:$N$46,$B7964),0)","v":38},null,0,22.442785661553604,0,0]
[7957,11,28,12,332,48,"2014-11-28",6,"w",null,{"$f":"IF(I7967=\"h\",INDEX(ID!$K$8:$K$31,FBR!$D7967+1)*INDEX(ID!$K$35:$K$46,$B7967),0)","v":0},{"$f":"IF(I7967=\"w\",INDEX(ID!$L$8:$L$31,FBR!$D7967+1)*INDEX(ID!$L$35:$L$46,$B7967),0)","v":43},{"$f":"IF(I7967=\"h\",INDEX(ID!$M$8:$M$31,FBR!$D7967+1)*INDEX(ID!$M$35:$M$46,$B7967),0)","v":0},{"$f":"IF(I7967=\"w\",INDEX(ID!$N$8:$N$31,FBR!$D7967+1)*INDEX(ID!$N$35:$N$46,$B7967),0)","v":43},null,0,25.395783774915923,0,0]
[7961,11,28,16,332,48,"2014-11-28",6,"w",null,{"$f":"IF(I7971=\"h\",INDEX(ID!$K$8:$K$31,FBR!$D7971+1)*INDEX(ID!$K$35:$K$46,$B7971),0)","v":0},{"$f":"IF(I7971=\"w\",INDEX(ID!$L$8:$L$31,FBR!$D7971+1)*INDEX(ID!$L$35:$L$46,$B7971),0)","v":53},{"$f":"IF(I7971=\"h\",INDEX(ID!$M$8:$M$31,FBR!$D7971+1)*INDEX(ID!$M$35:$M$46,$B7971),0)","v":0},{"$f":"IF(I7971=\"w\",INDEX(ID!$N$8:$N$31,FBR!$D7971+1)*INDEX(ID!$N$35:$N$46,$B7971),0)","v":53},null,0,31.301780001640555,0,0]
[7964,11,28,19,332,48,"2014-11-28",6,"w",null,{"$f":"IF(I7974=\"h\",INDEX(ID!$K$8:$K$31,FBR!$D7974+1)*INDEX(ID!$K$35:$K$46,$B7974),0)","v":0},{"$f":"IF(I7974=\"w\",INDEX(ID!$L$8:$L$31,FBR!$D7974+1)*INDEX(ID!$L$35:$L$46,$B7974),0)","v":60},{"$f":"IF(I7974=\"h\",INDEX(ID!$M$8:$M$31,FBR!$D7974+1)*INDEX(ID!$M$35:$M$46,$B7974),0)","v":0},{"$f":"IF(I7974=\"w\",INDEX(ID!$N$8:$N$31,FBR!$D7974+1)*INDEX(ID!$N$35:$N$46,$B7974),0)","v":60},null,0,35.435977360347799,0,0]
[7968,11,28,23,332,48,"2014-11-28",6,"w",null,{"$f":"IF(I7978=\"h\",INDEX(ID!$K$8:$K$31,FBR!$D7978+1)*INDEX(ID!$K$35:$K$46,$B7978),0)","v":0},{"$f":"IF(I7978=\"w\",INDEX(ID!$L$8:$L$31,FBR!$D7978+1)*INDEX(ID!$L$35:$L$46,$B7978),0)","v":40},{"$f":"IF(I7978=\"h\",INDEX(ID!$M$8:$M$31,FBR!$D7978+1)*INDEX(ID!$M$35:$M$46,$B7978),0)","v":0},{"$f":"IF(I7978=\"w\",INDEX(ID!$N$8:$N$31,FBR!$D7978+1)*INDEX(ID!$N$35:$N$46,$B7978),0)","v":40},null,0,23.623984906898531,0,0]
[7969,11,29,0,333,48,"2014-11-29",7,"w",null,{"$f":"IF(I7979=\"h\",INDEX(ID!$K$8:$K$31,FBR!$D7979+1)*INDEX(ID!$K$35:$K$46,$B7979),0)","v":0},{"$f":"IF(I7979=\"w\",INDEX(ID!$L$8:$L$31,FBR!$D7979+1)*INDEX(ID!$L$35:$L$46,$B7979),0)","v":35},{"$f":"IF(I7979=\"h\",INDEX(ID!$M$8:$M$31,FBR!$D7979+1)*INDEX(ID!$M$35:$M$46,$B7979),0)","v":0},{"$f":"IF(I7979=\"w\",INDEX(ID!$N$8:$N$31,FBR!$D7979+1)*INDEX(ID!$N$35:$N$46,$B7979),0)","v":35},null,0,20.670986793536215,0,0]
[7972,11,29,3,333,48,"2014-11-29",7,"w",null,{"$f":"IF(I7982=\"h\",INDEX(ID!$K$8:$K$31,FBR!$D7982+1)*INDEX(ID!$K$35:$K$46,$B7982),0)","v":0},{"$f":"IF(I7982=\"w\",INDEX(ID!$L$8:$L$31,FBR!$D7982+1)*INDEX(ID!$L$35:$L$46,$B7982),0)","v":27},{"$f":"IF(I7982=\"h\",INDEX(ID!$M$8:$M$31,FBR!$D7982+1)*INDEX(ID!$M$35:$M$46,$B7982),0)","v":0},{"$f":"IF(I7982=\"w\",INDEX(ID!$N$8:$N$31,FBR!$D7982+1)*INDEX(ID!$N$35:$N$46,$B7982),0)","v":27},null,0,15.94618981215651,0,0]
[7976,11,29,7,333,48,"2014-11-29",7,"w",null,{"$f":"IF(I7986=\"h\",INDEX(ID!$K$8:$K$31,FBR!$D7986+1)*INDEX(ID!$K$35:$K$46,$B7986),0)","v":0},{"$f":"IF(I7986=\"w\",INDEX(ID!$L$8:$L$31,FBR!$D7986+1)*INDEX(ID!$L$35:$L$46,$B7986),0)","v":32},{"$f":"IF(I7986=\"h\",INDEX(ID!$M$8:$M$31,FBR!$D7986+1)*INDEX(ID!$M$35:$M$46,$B7986),0)","v":0},{"$f":"IF(I7986=\"w\",INDEX(ID!$N$8:$N$31,FBR!$D7986+1)*INDEX(ID!$N$35:$N$46,$B7986),0)","v":32},null,0,18.899187925518824,0,0]
[7979,11,29,10,333,48,"2014-11-29",7,"w",null,{"$f":"IF(I7989=\"h\",INDEX(ID!$K$8:$K$31,FBR!$D7989+1)*INDEX(ID!$K$35:$K$46,$B7989),0)","v":0},{"$f":"IF(I7989=\"w\",INDEX(ID!$L$8:$L$31,FBR!$D7989+1)*INDEX(ID!$L$35:$L$46,$B7989),0)","v":40},{"$f":"IF(I7989=\"h\",INDEX(ID!$M$8:$M$31,FBR!$D7989+1)*INDEX(ID!$M$35:$M$46,$B7989),0)","v":0},{"$f":"IF(I7989=\"w\",INDEX(ID!$N$8:$N$31,FBR!$D7989+1)*INDEX(ID!$N$35:$N$46,$B7989),0)","v":40},null,0,23.623984906898531,0,0]
[7982,11,29,13,333,48,"2014-11-29",7,"w",null,{"$f":"IF(I7992=\"h\",INDEX(ID!$K$8:$K$31,FBR!$D7992+1)*INDEX(ID!$K$35:$K$46,$B7992),0)","v":0},{"$f":"IF(I7992=\"w\",INDEX(ID!$L$8:$L$31,FBR!$D7992+1)*INDEX(ID!$L$35:$L$46,$B7992),0)","v":44},{"$f":"IF(I7992=\"h\",INDEX(ID!$M$8:$M$31,FBR!$D7992+1)*INDEX(ID!$M$35:$M$46,$B7992),0)","v":0},{"$f":"IF(I7992=\"w\",INDEX(ID!$N$8:$N$31,FBR!$D7992+1)*INDEX(ID!$N$35:$N$46,$B7992),0)","v":44},null,0,25.986383397588384,0,0]
[7986,11,29,17,333,48,"2014-11-29",7,"w",null,{"$f":"IF(I7996=\"h\",INDEX(ID!$K$8:$K$31,FBR!$D7996+1)*INDEX(ID!$K$35:$K$46,$B7996),0)","v":0},{"$f":"IF(I7996=\"w\",INDEX(ID!$L$8:$L$31,FBR!$D7996+1)*INDEX(ID!$L$35:$L$46,$B7996),0)","v":62},{"$f":"IF(I7996=\"h\",INDEX(ID!$M$8:$M$31,FBR!$D7996+1)*INDEX(ID!$M$35:$M$46,$B7996),0)","v":0},{"$f":"IF(I7996=\"w\",INDEX(ID!$N$8:$N$31,FBR!$D7996+1)*INDEX(ID!$N$35:$N$46,$B7996),0)","v":62},null,0,36.617176605692727,0,0]
[7989,11,29,20,333,48,"2014-11-29",7,"w",null,{"$f":"IF(I7999=\"h\",INDEX(ID!$K$8:$K$31,FBR!$D7999+1)*INDEX(ID!$K$35:$K$46,$B7999),0)","v":0},{"$f":"IF(I7999=\"w\",INDEX(ID!$L$8:$L$31,FBR!$D7999+1)*INDEX(ID!$L$35:$L$46,$B7999),0)","v":53},{"$f":"IF(I7999=\"h\",INDEX(ID!$M$8:$M$31,FBR!$D7999+1)*INDEX(ID!$M$35:$M$46,$B7999),0)","v":0},{"$f":"IF(I7999=\"w\",INDEX(ID!$N$8:$N$31,FBR!$D7999+1)*INDEX(ID!$N$35:$N$46,$B7999),0)","v":53},null,0,31.301780001640555,0,0]
[7991,11,29,22,333,48,"2014-11-29",7,"w",null,{"$f":"IF(I8001=\"h\",INDEX(ID!$K$8:$K$31,FBR!$D8001+1)*INDEX(ID!$K$35:$K$46,$B8001),0)","v":0},{"$f":"IF(I8001=\"w\",INDEX(ID!$L$8:$L$31,FBR!$D8001+1)*INDEX(ID!$L$35:$L$46,$B8001),0)","v":45},{"$f":"IF(I8001=\"h\",INDEX(ID!$M$8:$M$31,FBR!$D8001+1)*INDEX(ID!$M$35:$M$46,$B8001),0)","v":0},{"$f":"IF(I8001=\"w\",INDEX(ID!$N$8:$N$31,FBR!$D8001+1)*INDEX(ID!$N$35:$N$46,$B8001),0)","v":45},null,0,26.576983020260847,0,0]
[7994,11,30,1,334,48,"2014-11-30",1,"h",null,{"$f":"IF(I8004=\"h\",INDEX(ID!$K$8:$K$31,FBR!$D8004+1)*INDEX(ID!$K$35:$K$46,$B8004),0)","v":30},{"$f":"IF(I8004=\"w\",INDEX(ID!$L$8:$L$31,FBR!$D8004+1)*INDEX(ID!$L$35:$L$46,$B8004),0)","v":0},{"$f":"IF(I8004=\"h\",INDEX(ID!$M$8:$M$31,FBR!$D8004+1)*INDEX(ID!$M$35:$M$46,$B8004),0)","v":30},{"$f":"IF(I8004=\"w\",INDEX(ID!$N$8:$N$31,FBR!$D8004+1)*INDEX(ID!$N$35:$N$46,$B8004),0)","v":0},null,17.717988680173899,0,0,0]
[7997,11,30,4,334,48,"2014-11-30",1,"h",null,{"$f":"IF(I8007=\"h\",INDEX(ID!$K$8:$K$31,FBR!$D8007+1)*INDEX(ID!$K$35:$K$46,$B8007),0)","v":27},{"$f":"IF(I8007=\"w\",INDEX(ID!$L$8:$L$31,FBR!$D8007+1)*INDEX(ID!$L$35:$L$46,$B8007),0)","v":0},{"$f":"IF(I8007=\"h\",INDEX(ID!$M$8:$M$31,FBR!$D8007+1)*INDEX(ID!$M$35:$M$46,$B8007),0)","v":27},{"$f":"IF(I8007=\"w\",INDEX(ID!$N$8:$N$31,FBR!$D8007+1)*INDEX(ID!$N$35:$N$46,$B8007),0)","v":0},null,15.94618981215651,0,0,0]
[8001,11,30,8,334,48,"2014-11-30",{"$f":"WEEKDAY(G8011)","v":1},{"$f":"IF(OR(H8011=6,H8011=7),\"w\",\"h\")","v":"h"},null,{"$f":"IF(I8011=\"h\",INDEX(ID!$K$8:$K$31,FBR!$D8011+1)*INDEX(ID!$K$35:$K$46,$B8011),0)","v":35},{"$f":"IF(I8011=\"w\",INDEX(ID!$L$8:$L$31,FBR!$D8011+1)*INDEX(ID!$L$35:$L$46,$B8011),0)","v":0},{"$f":"IF(I8011=\"h\",INDEX(ID!$M$8:$M$31,FBR!$D8011+1)*INDEX(ID!$M$35:$M$46,$B8011),0)","v":35},{"$f":"IF(I8011=\"w\",INDEX(ID!$N$8:$N$31,FBR!$D8011+1)*INDEX(ID!$N$35:$N$46,$B8011),0)","v":0},null,{"$f":"K8011*(indvforbrug*antalbrugere)/($K$8789+$L$8789)","v":20.670986793536215},{"$f":"L8011*indvforbrug*antalbrugere/($K$8789+$L$8789)","v":0},{"$f":"M8011*fællesforbrug/($M$8789+$N$8789)","v":0},{"$f":"N8011*fællesforbrug/($M$8789+$N$8789)","v":0}]
[8004,11,30,11,334,48,"2014-11-30",1,"h",null,{"$f":"IF(I8014=\"h\",INDEX(ID!$K$8:$K$31,FBR!$D8014+1)*INDEX(ID!$K$35:$K$46,$B8014),0)","v":42},{"$f":"IF(I8014=\"w\",INDEX(ID!$L$8:$L$31,FBR!$D8014+1)*INDEX(ID!$L$35:$L$46,$B8014),0)","v":0},{"$f":"IF(I8014=\"h\",INDEX(ID!$M$8:$M$31,FBR!$D8014+1)*INDEX(ID!$M$35:$M$46,$B8014),0)","v":42},{"$f":"IF(I8014=\"w\",INDEX(ID!$N$8:$N$31,FBR!$D8014+1)*INDEX(ID!$N$35:$N$46,$B8014),0)","v":0},null,24.805184152243459,0,0,0]
[8007,11,30,14,334,48,"2014-11-30",1,"h",null,{"$f":"IF(I8017=\"h\",INDEX(ID!$K$8:$K$31,FBR!$D8017+1)*INDEX(ID!$K$35:$K$46,$B8017),0)","v":47},{"$f":"IF(I8017=\"w\",INDEX(ID!$L$8:$L$31,FBR!$D8017+1)*INDEX(ID!$L$35:$L$46,$B8017),0)","v":0},{"$f":"IF(I8017=\"h\",INDEX(ID!$M$8:$M$31,FBR!$D8017+1)*INDEX(ID!$M$35:$M$46,$B8017),0)","v":47},{"$f":"IF(I8017=\"w\",INDEX(ID!$N$8:$N$31,FBR!$D8017+1)*INDEX(ID!$N$35:$N$46,$B8017),0)","v":0},null,27.758182265605775,0,0,0]
[8010,11,30,17,334,48,"2014-11-30",1,"h",null,{"$f":"IF(I8020=\"h\",INDEX(ID!$K$8:$K$31,FBR!$D8020+1)*INDEX(ID!$K$35:$K$46,$B8020),0)","v":62},{"$f":"IF(I8020=\"w\",INDEX(ID!$L$8:$L$31,FBR!$D8020+1)*INDEX(ID!$L$35:$L$46,$B8020),0)","v":0},{"$f":"IF(I8020=\"h\",INDEX(ID!$M$8:$M$31,FBR!$D8020+1)*INDEX(ID!$M$35:$M$46,$B8020),0)","v":62},{"$f":"IF(I8020=\"w\",INDEX(ID!$N$8:$N$31,FBR!$D8020+1)*INDEX(ID!$N$35:$N$46,$B8020),0)","v":0},null,36.617176605692727,0,0,0]
[8015,11,30,22,334,48,"2014-11-30",1,"h",null,{"$f":"IF(I8025=\"h\",INDEX(ID!$K$8:$K$31,FBR!$D8025+1)*INDEX(ID!$K$35:$K$46,$B8025),0)","v":45},{"$f":"IF(I8025=\"w\",INDEX(ID!$L$8:$L$31,FBR!$D8025+1)*INDEX(ID!$L$35:$L$46,$B8025),0)","v":0},{"$f":"IF(I8025=\"h\",INDEX(ID!$M$8:$M$31,FBR!$D8025+1)*INDEX(ID!$M$35:$M$46,$B8025),0)","v":45},{"$f":"IF(I8025=\"w\",INDEX(ID!$N$8:$N$31,FBR!$D8025+1)*INDEX(ID!$N$35:$N$46,$B8025),0)","v":0},null,26.576983020260847,0,0,0]
[8016,11,30,23,334,48,"2014-11-30",1,"h",null,{"$f":"IF(I8026=\"h\",INDEX(ID!$K$8:$K$31,FBR!$D8026+1)*INDEX(ID!$K$35:$K$46,$B8026),0)","v":40},{"$f":"IF(I8026=\"w\",INDEX(ID!$L$8:$L$31,FBR!$D8026+1)*INDEX(ID!$L$35:$L$46,$B8026),0)","v":0},{"$f":"IF(I8026=\"h\",INDEX(ID!$M$8:$M$31,FBR!$D8026+1)*INDEX(ID!$M$35:$M$46,$B8026),0)","v":40},{"$f":"IF(I8026=\"w\",INDEX(ID!$N$8:$N$31,FBR!$D8026+1)*INDEX(ID!$N$35:$N$46,$B8026),0)","v":0},null,23.623984906898531,0,0,0]
[8019,12,1,2,335,48,"2014-12-01",2,"h",null,{"$f":"IF(I8029=\"h\",INDEX(ID!$K$8:$K$31,FBR!$D8029+1)*INDEX(ID!$K$35:$K$46,$B8029),0)","v":28},{"$f":"IF(I8029=\"w\",INDEX(ID!$L$8:$L$31,FBR!$D8029+1)*INDEX(ID!$L$35:$L$46,$B8029),0)","v":0},{"$f":"IF(I8029=\"h\",INDEX(ID!$M$8:$M$31,FBR!$D8029+1)*INDEX(ID!$M$35:$M$46,$B8029),0)","v":28},{"$f":"IF(I8029=\"w\",INDEX(ID!$N$8:$N$31,FBR!$D8029+1)*INDEX(ID!$N$35:$N$46,$B8029),0)","v":0},null,16.536789434828972,0,0,0]
[8022,12,1,5,335,48,"2014-12-01",2,"h",null,{"$f":"IF(I8032=\"h\",INDEX(ID!$K$8:$K$31,FBR!$D8032+1)*INDEX(ID!$K$35:$K$46,$B8032),0)","v":27},{"$f":"IF(I8032=\"w\",INDEX(ID!$L$8:$L$31,FBR!$D8032+1)*INDEX(ID!$L$35:$L$46,$B8032),0)","v":0},{"$f":"IF(I8032=\"h\",INDEX(ID!$M$8:$M$31,FBR!$D8032+1)*INDEX(ID!$M$35:$M$46,$B8032),0)","v":27},{"$f":"IF(I8032=\"w\",INDEX(ID!$N$8:$N$31,FBR!$D8032+1)*INDEX(ID!$N$35:$N$46,$B8032),0)","v":0},null,15.94618981215651,0,0,0]
[8026,12,1,9,{"$f":"E8012+1","v":335},48,"2014-12-01",2,"h",null,{"$f":"IF(I8036=\"h\",INDEX(ID!$K$8:$K$31,FBR!$D8036+1)*INDEX(ID!$K$35:$K$46,$B8036),0)","v":38},{"$f":"IF(I8036=\"w\",INDEX(ID!$L$8:$L$31,FBR!$D8036+1)*INDEX(ID!$L$35:$L$46,$B8036),0)","v":0},{"$f":"IF(I8036=\"h\",INDEX(ID!$M$8:$M$31,FBR!$D8036+1)*INDEX(ID!$M$35:$M$46,$B8036),0)","v":38},{"$f":"IF(I8036=\"w\",INDEX(ID!$N$8:$N$31,FBR!$D8036+1)*INDEX(ID!$N$35:$N$46,$B8036),0)","v":0},null,22.442785661553604,0,0,0]
[8031,12,1,14,335,48,"2014-12-01",2,"h",null,{"$f":"IF(I8041=\"h\",INDEX(ID!$K$8:$K$31,FBR!$D8041+1)*INDEX(ID!$K$35:$K$46,$B8041),0)","v":47},{"$f":"IF(I8041=\"w\",INDEX(ID!$L$8:$L$31,FBR!$D8041+1)*INDEX(ID!$L$35:$L$46,$B8041),0)","v":0},{"$f":"IF(I8041=\"h\",INDEX(ID!$M$8:$M$31,FBR!$D8041+1)*INDEX(ID!$M$35:$M$46,$B8041),0)","v":47},{"$f":"IF(I8041=\"w\",INDEX(ID!$N$8:$N$31,FBR!$D8041+1)*INDEX(ID!$N$35:$N$46,$B8041),0)","v":0},null,27.758182265605775,0,0,0]
[8033,12,1,16,335,48,"2014-12-01",2,"h",null,{"$f":"IF(I8043=\"h\",INDEX(ID!$K$8:$K$31,FBR!$D8043+1)*INDEX(ID!$K$35:$K$46,$B8043),0)","v":53},{"$f":"IF(I8043=\"w\",INDEX(ID!$L$8:$L$31,FBR!$D8043+1)*INDEX(ID!$L$35:$L$46,$B8043),0)","v":0},{"$f":"IF(I8043=\"h\",INDEX(ID!$M$8:$M$31,FBR!$D8043+1)*INDEX(ID!$M$35:$M$46,$B8043),0)","v":53},{"$f":"IF(I8043=\"w\",INDEX(ID!$N$8:$N$31,FBR!$D8043+1)*INDEX(ID!$N$35:$N$46,$B8043),0)","v":0},null,31.301780001640555,0,0,0]
[8037,12,1,20,335,48,"2014-12-01",2,"h",null,{"$f":"IF(I8047=\"h\",INDEX(ID!$K$8:$K$31,FBR!$D8047+1)*INDEX(ID!$K$35:$K$46,$B8047),0)","v":53},{"$f":"IF(I8047=\"w\",INDEX(ID!$L$8:$L$31,FBR!$D8047+1)*INDEX(ID!$L$35:$L$46,$B8047),0)","v":0},{"$f":"IF(I8047=\"h\",INDEX(ID!$M$8:$M$31,FBR!$D8047+1)*INDEX(ID!$M$35:$M$46,$B8047),0)","v":53},{"$f":"IF(I8047=\"w\",INDEX(ID!$N$8:$N$31,FBR!$D8047+1)*INDEX(ID!$N$35:$N$46,$B8047),0)","v":0},null,31.301780001640555,0,0,0]
[8040,12,1,23,335,48,"2014-12-01",2,"h",null,{"$f":"IF(I8050=\"h\",INDEX(ID!$K$8:$K$31,FBR!$D8050+1)*INDEX(ID!$K$35:$K$46,$B8050),0)","v":40},{"$f":"IF(I8050=\"w\",INDEX(ID!$L$8:$L$31,FBR!$D8050+1)*INDEX(ID!$L$35:$L$46,$B8050),0)","v":0},{"$f":"IF(I8050=\"h\",INDEX(ID!$M$8:$M$31,FBR!$D8050+1)*INDEX(ID!$M$35:$M$46,$B8050),0)","v":40},{"$f":"IF(I8050=\"w\",INDEX(ID!$N$8:$N$31,FBR!$D8050+1)*INDEX(ID!$N$35:$N$46,$B8050),0)","v":0},null,23.623984906898531,0,0,0]
[8041,12,2,0,336,48,"2014-12-02",3,"h",null,{"$f":"IF(I8051=\"h\",INDEX(ID!$K$8:$K$31,FBR!$D8051+1)*INDEX(ID!$K$35:$K$46,$B8051),0)","v":35},{"$f":"IF(I8051=\"w\",INDEX(ID!$L$8:$L$31,FBR!$D8051+1)*INDEX(ID!$L$35:$L$46,$B8051),0)","v":0},{"$f":"IF(I8051=\"h\",INDEX(ID!$M$8:$M$31,FBR!$D8051+1)*INDEX(ID!$M$35:$M$46,$B8051),0)","v":35},{"$f":"IF(I8051=\"w\",INDEX(ID!$N$8:$N$31,FBR!$D8051+1)*INDEX(ID!$N$35:$N$46,$B8051),0)","v":0},null,20.670986793536215,0,0,0]
[8044,12,2,3,336,48,"2014-12-02",3,"h",null,{"$f":"IF(I8054=\"h\",INDEX(ID!$K$8:$K$31,FBR!$D8054+1)*INDEX(ID!$K$35:$K$46,$B8054),0)","v":27},{"$f":"IF(I8054=\"w\",INDEX(ID!$L$8:$L$31,FBR!$D8054+1)*INDEX(ID!$L$35:$L$46,$B8054),0)","v":0},{"$f":"IF(I8054=\"h\",INDEX(ID!$M$8:$M$31,FBR!$D8054+1)*INDEX(ID!$M$35:$M$46,$B8054),0)","v":27},{"$f":"IF(I8054=\"w\",INDEX(ID!$N$8:$N$31,FBR!$D8054+1)*INDEX(ID!$N$35:$N$46,$B8054),0)","v":0},null,15.94618981215651,0,0,0]
[8047,12,2,6,336,48,"2014-12-02",3,"h",null,{"$f":"IF(I8057=\"h\",INDEX(ID!$K$8:$K$31,FBR!$D8057+1)*INDEX(ID!$K$35:$K$46,$B8057),0)","v":29},{"$f":"IF(I8057=\"w\",INDEX(ID!$L$8:$L$31,FBR!$D8057+1)*INDEX(ID!$L$35:$L$46,$B8057),0)","v":0},{"$f":"IF(I8057=\"h\",INDEX(ID!$M$8:$M$31,FBR!$D8057+1)*INDEX(ID!$M$35:$M$46,$B8057),0)","v":29},{"$f":"IF(I8057=\"w\",INDEX(ID!$N$8:$N$31,FBR!$D8057+1)*INDEX(ID!$N$35:$N$46,$B8057),0)","v":0},null,17.127389057501436,0,0,0]
[8052,12,2,11,336,48,"2014-12-02",3,"h",null,{"$f":"IF(I8062=\"h\",INDEX(ID!$K$8:$K$31,FBR!$D8062+1)*INDEX(ID!$K$35:$K$46,$B8062),0)","v":42},{"$f":"IF(I8062=\"w\",INDEX(ID!$L$8:$L$31,FBR!$D8062+1)*INDEX(ID!$L$35:$L$46,$B8062),0)","v":0},{"$f":"IF(I8062=\"h\",INDEX(ID!$M$8:$M$31,FBR!$D8062+1)*INDEX(ID!$M$35:$M$46,$B8062),0)","v":42},{"$f":"IF(I8062=\"w\",INDEX(ID!$N$8:$N$31,FBR!$D8062+1)*INDEX(ID!$N$35:$N$46,$B8062),0)","v":0},null,24.805184152243459,0,0,0]
[8055,12,2,14,336,48,"2014-12-02",3,"h",null,{"$f":"IF(I8065=\"h\",INDEX(ID!$K$8:$K$31,FBR!$D8065+1)*INDEX(ID!$K$35:$K$46,$B8065),0)","v":47},{"$f":"IF(I8065=\"w\",INDEX(ID!$L$8:$L$31,FBR!$D8065+1)*INDEX(ID!$L$35:$L$46,$B8065),0)","v":0},{"$f":"IF(I8065=\"h\",INDEX(ID!$M$8:$M$31,FBR!$D8065+1)*INDEX(ID!$M$35:$M$46,$B8065),0)","v":47},{"$f":"IF(I8065=\"w\",INDEX(ID!$N$8:$N$31,FBR!$D8065+1)*INDEX(ID!$N$35:$N$46,$B8065),0)","v":0},null,27.758182265605775,0,0,0]
[8059,12,2,18,336,48,"2014-12-02",3,"h",null,{"$f":"IF(I8069=\"h\",INDEX(ID!$K$8:$K$31,FBR!$D8069+1)*INDEX(ID!$K$35:$K$46,$B8069),0)","v":65},{"$f":"IF(I8069=\"w\",INDEX(ID!$L$8:$L$31,FBR!$D8069+1)*INDEX(ID!$L$35:$L$46,$B8069),0)","v":0},{"$f":"IF(I8069=\"h\",INDEX(ID!$M$8:$M$31,FBR!$D8069+1)*INDEX(ID!$M$35:$M$46,$B8069),0)","v":65},{"$f":"IF(I8069=\"w\",INDEX(ID!$N$8:$N$31,FBR!$D8069+1)*INDEX(ID!$N$35:$N$46,$B8069),0)","v":0},null,38.388975473710111,0,0,0]
[8062,12,2,21,336,48,"2014-12-02",3,"h",null,{"$f":"IF(I8072=\"h\",INDEX(ID!$K$8:$K$31,FBR!$D8072+1)*INDEX(ID!$K$35:$K$46,$B8072),0)","v":50},{"$f":"IF(I8072=\"w\",INDEX(ID!$L$8:$L$31,FBR!$D8072+1)*INDEX(ID!$L$35:$L$46,$B8072),0)","v":0},{"$f":"IF(I8072=\"h\",INDEX(ID!$M$8:$M$31,FBR!$D8072+1)*INDEX(ID!$M$35:$M$46,$B8072),0)","v":50},{"$f":"IF(I8072=\"w\",INDEX(ID!$N$8:$N$31,FBR!$D8072+1)*INDEX(ID!$N$35:$N$46,$B8072),0)","v":0},null,29.529981133623163,0,0,0]
[8065,12,3,0,337,49,"2014-12-03",{"$f":"WEEKDAY(G8075)","v":4},{"$f":"IF(OR(H8075=6,H8075=7),\"w\",\"h\")","v":"h"},null,{"$f":"IF(I8075=\"h\",INDEX(ID!$K$8:$K$31,FBR!$D8075+1)*INDEX(ID!$K$35:$K$46,$B8075),0)","v":35},{"$f":"IF(I8075=\"w\",INDEX(ID!$L$8:$L$31,FBR!$D8075+1)*INDEX(ID!$L$35:$L$46,$B8075),0)","v":0},{"$f":"IF(I8075=\"h\",INDEX(ID!$M$8:$M$31,FBR!$D8075+1)*INDEX(ID!$M$35:$M$46,$B8075),0)","v":35},{"$f":"IF(I8075=\"w\",INDEX(ID!$N$8:$N$31,FBR!$D8075+1)*INDEX(ID!$N$35:$N$46,$B8075),0)","v":0},null,{"$f":"K8075*(indvforbrug*antalbrugere)/($K$8789+$L$8789)","v":20.670986793536215},{"$f":"L8075*indvforbrug*antalbrugere/($K$8789+$L$8789)","v":0},{"$f":"M8075*fællesforbrug/($M$8789+$N$8789)","v":0},{"$f":"N8075*fællesforbrug/($M$8789+$N$8789)","v":0}]
[{"$f":"A8075+1","v":8066},12,3,1,337,49,{"$f":"DATE(2014,B8076,C8076)","v":"2014-12-03"},4,"h",null,{"$f":"IF(I8076=\"h\",INDEX(ID!$K$8:$K$31,FBR!$D8076+1)*INDEX(ID!$K$35:$K$46,$B8076),0)","v":30},{"$f":"IF(I8076=\"w\",INDEX(ID!$L$8:$L$31,FBR!$D8076+1)*INDEX(ID!$L$35:$L$46,$B8076),0)","v":0},{"$f":"IF(I8076=\"h\",INDEX(ID!$M$8:$M$31,FBR!$D8076+1)*INDEX(ID!$M$35:$M$46,$B8076),0)","v":30},{"$f":"IF(I8076=\"w\",INDEX(ID!$N$8:$N$31,FBR!$D8076+1)*INDEX(ID!$N$35:$N$46,$B8076),0)","v":0},null,17.717988680173899,0,0,0]
[8069,12,3,4,337,49,"2014-12-03",4,"h",null,{"$f":"IF(I8079=\"h\",INDEX(ID!$K$8:$K$31,FBR!$D8079+1)*INDEX(ID!$K$35:$K$46,$B8079),0)","v":27},{"$f":"IF(I8079=\"w\",INDEX(ID!$L$8:$L$31,FBR!$D8079+1)*INDEX(ID!$L$35:$L$46,$B8079),0)","v":0},{"$f":"IF(I8079=\"h\",INDEX(ID!$M$8:$M$31,FBR!$D8079+1)*INDEX(ID!$M$35:$M$46,$B8079),0)","v":27},{"$f":"IF(I8079=\"w\",INDEX(ID!$N$8:$N$31,FBR!$D8079+1)*INDEX(ID!$N$35:$N$46,$B8079),0)","v":0},null,15.94618981215651,0,0,0]
[8073,12,3,8,337,49,"2014-12-03",4,"h",null,{"$f":"IF(I8083=\"h\",INDEX(ID!$K$8:$K$31,FBR!$D8083+1)*INDEX(ID!$K$35:$K$46,$B8083),0)","v":35},{"$f":"IF(I8083=\"w\",INDEX(ID!$L$8:$L$31,FBR!$D8083+1)*INDEX(ID!$L$35:$L$46,$B8083),0)","v":0},{"$f":"IF(I8083=\"h\",INDEX(ID!$M$8:$M$31,FBR!$D8083+1)*INDEX(ID!$M$35:$M$46,$B8083),0)","v":35},{"$f":"IF(I8083=\"w\",INDEX(ID!$N$8:$N$31,FBR!$D8083+1)*INDEX(ID!$N$35:$N$46,$B8083),0)","v":0},null,20.670986793536215,0,0,0]
[8077,12,3,12,337,49,"2014-12-03",4,"h",null,{"$f":"IF(I8087=\"h\",INDEX(ID!$K$8:$K$31,FBR!$D8087+1)*INDEX(ID!$K$35:$K$46,$B8087),0)","v":43},{"$f":"IF(I8087=\"w\",INDEX(ID!$L$8:$L$31,FBR!$D8087+1)*INDEX(ID!$L$35:$L$46,$B8087),0)","v":0},{"$f":"IF(I8087=\"h\",INDEX(ID!$M$8:$M$31,FBR!$D8087+1)*INDEX(ID!$M$35:$M$46,$B8087),0)","v":43},{"$f":"IF(I8087=\"w\",INDEX(ID!$N$8:$N$31,FBR!$D8087+1)*INDEX(ID!$N$35:$N$46,$B8087),0)","v":0},null,25.395783774915923,0,0,0]
[8080,12,3,15,337,49,"2014-12-03",4,"h",null,{"$f":"IF(I8090=\"h\",INDEX(ID!$K$8:$K$31,FBR!$D8090+1)*INDEX(ID!$K$35:$K$46,$B8090),0)","v":50},{"$f":"IF(I8090=\"w\",INDEX(ID!$L$8:$L$31,FBR!$D8090+1)*INDEX(ID!$L$35:$L$46,$B8090),0)","v":0},{"$f":"IF(I8090=\"h\",INDEX(ID!$M$8:$M$31,FBR!$D8090+1)*INDEX(ID!$M$35:$M$46,$B8090),0)","v":50},{"$f":"IF(I8090=\"w\",INDEX(ID!$N$8:$N$31,FBR!$D8090+1)*INDEX(ID!$N$35:$N$46,$B8090),0)","v":0},null,29.529981133623163,0,0,0]
[8084,12,3,19,337,49,"2014-12-03",4,"h",null,{"$f":"IF(I8094=\"h\",INDEX(ID!$K$8:$K$31,FBR!$D8094+1)*INDEX(ID!$K$35:$K$46,$B8094),0)","v":60},{"$f":"IF(I8094=\"w\",INDEX(ID!$L$8:$L$31,FBR!$D8094+1)*INDEX(ID!$L$35:$L$46,$B8094),0)","v":0},{"$f":"IF(I8094=\"h\",INDEX(ID!$M$8:$M$31,FBR!$D8094+1)*INDEX(ID!$M$35:$M$46,$B8094),0)","v":60},{"$f":"IF(I8094=\"w\",INDEX(ID!$N$8:$N$31,FBR!$D8094+1)*INDEX(ID!$N$35:$N$46,$B8094),0)","v":0},null,35.435977360347799,0,0,0]
[8087,12,3,22,337,49,"2014-12-03",4,"h",null,{"$f":"IF(I8097=\"h\",INDEX(ID!$K$8:$K$31,FBR!$D8097+1)*INDEX(ID!$K$35:$K$46,$B8097),0)","v":45},{"$f":"IF(I8097=\"w\",INDEX(ID!$L$8:$L$31,FBR!$D8097+1)*INDEX(ID!$L$35:$L$46,$B8097),0)","v":0},{"$f":"IF(I8097=\"h\",INDEX(ID!$M$8:$M$31,FBR!$D8097+1)*INDEX(ID!$M$35:$M$46,$B8097),0)","v":45},{"$f":"IF(I8097=\"w\",INDEX(ID!$N$8:$N$31,FBR!$D8097+1)*INDEX(ID!$N$35:$N$46,$B8097),0)","v":0},null,26.576983020260847,0,0,0]
[8090,12,4,1,{"$f":"E8076+1","v":338},49,"2014-12-04",5,"h",null,{"$f":"IF(I8100=\"h\",INDEX(ID!$K$8:$K$31,FBR!$D8100+1)*INDEX(ID!$K$35:$K$46,$B8100),0)","v":30},{"$f":"IF(I8100=\"w\",INDEX(ID!$L$8:$L$31,FBR!$D8100+1)*INDEX(ID!$L$35:$L$46,$B8100),0)","v":0},{"$f":"IF(I8100=\"h\",INDEX(ID!$M$8:$M$31,FBR!$D8100+1)*INDEX(ID!$M$35:$M$46,$B8100),0)","v":30},{"$f":"IF(I8100=\"w\",INDEX(ID!$N$8:$N$31,FBR!$D8100+1)*INDEX(ID!$N$35:$N$46,$B8100),0)","v":0},null,17.717988680173899,0,0,0]
[8091,12,4,2,338,49,"2014-12-04",5,"h",null,{"$f":"IF(I8101=\"h\",INDEX(ID!$K$8:$K$31,FBR!$D8101+1)*INDEX(ID!$K$35:$K$46,$B8101),0)","v":28},{"$f":"IF(I8101=\"w\",INDEX(ID!$L$8:$L$31,FBR!$D8101+1)*INDEX(ID!$L$35:$L$46,$B8101),0)","v":0},{"$f":"IF(I8101=\"h\",INDEX(ID!$M$8:$M$31,FBR!$D8101+1)*INDEX(ID!$M$35:$M$46,$B8101),0)","v":28},{"$f":"IF(I8101=\"w\",INDEX(ID!$N$8:$N$31,FBR!$D8101+1)*INDEX(ID!$N$35:$N$46,$B8101),0)","v":0},null,16.536789434828972,0,0,0]
[8094,12,4,5,338,49,"2014-12-04",5,"h",null,{"$f":"IF(I8104=\"h\",INDEX(ID!$K$8:$K$31,FBR!$D8104+1)*INDEX(ID!$K$35:$K$46,$B8104),0)","v":27},{"$f":"IF(I8104=\"w\",INDEX(ID!$L$8:$L$31,FBR!$D8104+1)*INDEX(ID!$L$35:$L$46,$B8104),0)","v":0},{"$f":"IF(I8104=\"h\",INDEX(ID!$M$8:$M$31,FBR!$D8104+1)*INDEX(ID!$M$35:$M$46,$B8104),0)","v":27},{"$f":"IF(I8104=\"w\",INDEX(ID!$N$8:$N$31,FBR!$D8104+1)*INDEX(ID!$N$35:$N$46,$B8104),0)","v":0},null,15.94618981215651,0,0,0]
[8099,12,4,10,338,49,"2014-12-04",5,"h",null,{"$f":"IF(I8109=\"h\",INDEX(ID!$K$8:$K$31,FBR!$D8109+1)*INDEX(ID!$K$35:$K$46,$B8109),0)","v":40},{"$f":"IF(I8109=\"w\",INDEX(ID!$L$8:$L$31,FBR!$D8109+1)*INDEX(ID!$L$35:$L$46,$B8109),0)","v":0},{"$f":"IF(I8109=\"h\",INDEX(ID!$M$8:$M$31,FBR!$D8109+1)*INDEX(ID!$M$35:$M$46,$B8109),0)","v":40},{"$f":"IF(I8109=\"w\",INDEX(ID!$N$8:$N$31,FBR!$D8109+1)*INDEX(ID!$N$35:$N$46,$B8109),0)","v":0},null,23.623984906898531,0,0,0]
[8102,12,4,13,338,49,"2014-12-04",5,"h",null,{"$f":"IF(I8112=\"h\",INDEX(ID!$K$8:$K$31,FBR!$D8112+1)*INDEX(ID!$K$35:$K$46,$B8112),0)","v":44},{"$f":"IF(I8112=\"w\",INDEX(ID!$L$8:$L$31,FBR!$D8112+1)*INDEX(ID!$L$35:$L$46,$B8112),0)","v":0},{"$f":"IF(I8112=\"h\",INDEX(ID!$M$8:$M$31,FBR!$D8112+1)*INDEX(ID!$M$35:$M$46,$B8112),0)","v":44},{"$f":"IF(I8112=\"w\",INDEX(ID!$N$8:$N$31,FBR!$D8112+1)*INDEX(ID!$N$35:$N$46,$B8112),0)","v":0},null,25.986383397588384,0,0,0]
[8105,12,4,16,338,49,"2014-12-04",5,"h",null,{"$f":"IF(I8115=\"h\",INDEX(ID!$K$8:$K$31,FBR!$D8115+1)*INDEX(ID!$K$35:$K$46,$B8115),0)","v":53},{"$f":"IF(I8115=\"w\",INDEX(ID!$L$8:$L$31,FBR!$D8115+1)*INDEX(ID!$L$35:$L$46,$B8115),0)","v":0},{"$f":"IF(I8115=\"h\",INDEX(ID!$M$8:$M$31,FBR!$D8115+1)*INDEX(ID!$M$35:$M$46,$B8115),0)","v":53},{"$f":"IF(I8115=\"w\",INDEX(ID!$N$8:$N$31,FBR!$D8115+1)*INDEX(ID!$N$35:$N$46,$B8115),0)","v":0},null,31.301780001640555,0,0,0]
[8109,12,4,20,338,49,"2014-12-04",5,"h",null,{"$f":"IF(I8119=\"h\",INDEX(ID!$K$8:$K$31,FBR!$D8119+1)*INDEX(ID!$K$35:$K$46,$B8119),0)","v":53},{"$f":"IF(I8119=\"w\",INDEX(ID!$L$8:$L$31,FBR!$D8119+1)*INDEX(ID!$L$35:$L$46,$B8119),0)","v":0},{"$f":"IF(I8119=\"h\",INDEX(ID!$M$8:$M$31,FBR!$D8119+1)*INDEX(ID!$M$35:$M$46,$B8119),0)","v":53},{"$f":"IF(I8119=\"w\",INDEX(ID!$N$8:$N$31,FBR!$D8119+1)*INDEX(ID!$N$35:$N$46,$B8119),0)","v":0},null,31.301780001640555,0,0,0]
[8112,12,4,23,338,49,"2014-12-04",5,"h",null,{"$f":"IF(I8122=\"h\",INDEX(ID!$K$8:$K$31,FBR!$D8122+1)*INDEX(ID!$K$35:$K$46,$B8122),0)","v":40},{"$f":"IF(I8122=\"w\",INDEX(ID!$L$8:$L$31,FBR!$D8122+1)*INDEX(ID!$L$35:$L$46,$B8122),0)","v":0},{"$f":"IF(I8122=\"h\",INDEX(ID!$M$8:$M$31,FBR!$D8122+1)*INDEX(ID!$M$35:$M$46,$B8122),0)","v":40},{"$f":"IF(I8122=\"w\",INDEX(ID!$N$8:$N$31,FBR!$D8122+1)*INDEX(ID!$N$35:$N$46,$B8122),0)","v":0},null,23.623984906898531,0,0,0]
[8115,12,5,2,339,49,"2014-12-05",6,"w",null,{"$f":"IF(I8125=\"h\",INDEX(ID!$K$8:$K$31,FBR!$D8125+1)*INDEX(ID!$K$35:$K$46,$B8125),0)","v":0},{"$f":"IF(I8125=\"w\",INDEX(ID!$L$8:$L$31,FBR!$D8125+1)*INDEX(ID!$L$35:$L$46,$B8125),0)","v":28},{"$f":"IF(I8125=\"h\",INDEX(ID!$M$8:$M$31,FBR!$D8125+1)*INDEX(ID!$M$35:$M$46,$B8125),0)","v":0},{"$f":"IF(I8125=\"w\",INDEX(ID!$N$8:$N$31,FBR!$D8125+1)*INDEX(ID!$N$35:$N$46,$B8125),0)","v":28},null,0,16.536789434828972,0,0]
[8117,12,5,4,339,49,"2014-12-05",6,"w",null,{"$f":"IF(I8127=\"h\",INDEX(ID!$K$8:$K$31,FBR!$D8127+1)*INDEX(ID!$K$35:$K$46,$B8127),0)","v":0},{"$f":"IF(I8127=\"w\",INDEX(ID!$L$8:$L$31,FBR!$D8127+1)*INDEX(ID!$L$35:$L$46,$B8127),0)","v":27},{"$f":"IF(I8127=\"h\",INDEX(ID!$M$8:$M$31,FBR!$D8127+1)*INDEX(ID!$M$35:$M$46,$B8127),0)","v":0},{"$f":"IF(I8127=\"w\",INDEX(ID!$N$8:$N$31,FBR!$D8127+1)*INDEX(ID!$N$35:$N$46,$B8127),0)","v":27},null,0,15.94618981215651,0,0]
[8120,12,5,7,339,49,"2014-12-05",6,"w",null,{"$f":"IF(I8130=\"h\",INDEX(ID!$K$8:$K$31,FBR!$D8130+1)*INDEX(ID!$K$35:$K$46,$B8130),0)","v":0},{"$f":"IF(I8130=\"w\",INDEX(ID!$L$8:$L$31,FBR!$D8130+1)*INDEX(ID!$L$35:$L$46,$B8130),0)","v":32},{"$f":"IF(I8130=\"h\",INDEX(ID!$M$8:$M$31,FBR!$D8130+1)*INDEX(ID!$M$35:$M$46,$B8130),0)","v":0},{"$f":"IF(I8130=\"w\",INDEX(ID!$N$8:$N$31,FBR!$D8130+1)*INDEX(ID!$N$35:$N$46,$B8130),0)","v":32},null,0,18.899187925518824,0,0]
[8124,12,5,11,339,49,"2014-12-05",6,"w",null,{"$f":"IF(I8134=\"h\",INDEX(ID!$K$8:$K$31,FBR!$D8134+1)*INDEX(ID!$K$35:$K$46,$B8134),0)","v":0},{"$f":"IF(I8134=\"w\",INDEX(ID!$L$8:$L$31,FBR!$D8134+1)*INDEX(ID!$L$35:$L$46,$B8134),0)","v":42},{"$f":"IF(I8134=\"h\",INDEX(ID!$M$8:$M$31,FBR!$D8134+1)*INDEX(ID!$M$35:$M$46,$B8134),0)","v":0},{"$f":"IF(I8134=\"w\",INDEX(ID!$N$8:$N$31,FBR!$D8134+1)*INDEX(ID!$N$35:$N$46,$B8134),0)","v":42},null,0,24.805184152243459,0,0]
[8127,12,5,14,339,49,"2014-12-05",6,"w",null,{"$f":"IF(I8137=\"h\",INDEX(ID!$K$8:$K$31,FBR!$D8137+1)*INDEX(ID!$K$35:$K$46,$B8137),0)","v":0},{"$f":"IF(I8137=\"w\",INDEX(ID!$L$8:$L$31,FBR!$D8137+1)*INDEX(ID!$L$35:$L$46,$B8137),0)","v":47},{"$f":"IF(I8137=\"h\",INDEX(ID!$M$8:$M$31,FBR!$D8137+1)*INDEX(ID!$M$35:$M$46,$B8137),0)","v":0},{"$f":"IF(I8137=\"w\",INDEX(ID!$N$8:$N$31,FBR!$D8137+1)*INDEX(ID!$N$35:$N$46,$B8137),0)","v":47},null,0,27.758182265605775,0,0]
[{"$f":"A8139+1","v":8130},12,5,17,339,49,{"$f":"DATE(2014,B8140,C8140)","v":"2014-12-05"},6,"w",null,{"$f":"IF(I8140=\"h\",INDEX(ID!$K$8:$K$31,FBR!$D8140+1)*INDEX(ID!$K$35:$K$46,$B8140),0)","v":0},{"$f":"IF(I8140=\"w\",INDEX(ID!$L$8:$L$31,FBR!$D8140+1)*INDEX(ID!$L$35:$L$46,$B8140),0)","v":62},{"$f":"IF(I8140=\"h\",INDEX(ID!$M$8:$M$31,FBR!$D8140+1)*INDEX(ID!$M$35:$M$46,$B8140),0)","v":0},{"$f":"IF(I8140=\"w\",INDEX(ID!$N$8:$N$31,FBR!$D8140+1)*INDEX(ID!$N$35:$N$46,$B8140),0)","v":62},null,0,36.617176605692727,0,0]
[8134,12,5,21,339,49,"2014-12-05",6,"w",null,{"$f":"IF(I8144=\"h\",INDEX(ID!$K$8:$K$31,FBR!$D8144+1)*INDEX(ID!$K$35:$K$46,$B8144),0)","v":0},{"$f":"IF(I8144=\"w\",INDEX(ID!$L$8:$L$31,FBR!$D8144+1)*INDEX(ID!$L$35:$L$46,$B8144),0)","v":50},{"$f":"IF(I8144=\"h\",INDEX(ID!$M$8:$M$31,FBR!$D8144+1)*INDEX(ID!$M$35:$M$46,$B8144),0)","v":0},{"$f":"IF(I8144=\"w\",INDEX(ID!$N$8:$N$31,FBR!$D8144+1)*INDEX(ID!$N$35:$N$46,$B8144),0)","v":50},null,0,29.529981133623163,0,0]
[8136,12,5,23,339,49,"2014-12-05",6,"w",null,{"$f":"IF(I8146=\"h\",INDEX(ID!$K$8:$K$31,FBR!$D8146+1)*INDEX(ID!$K$35:$K$46,$B8146),0)","v":0},{"$f":"IF(I8146=\"w\",INDEX(ID!$L$8:$L$31,FBR!$D8146+1)*INDEX(ID!$L$35:$L$46,$B8146),0)","v":40},{"$f":"IF(I8146=\"h\",INDEX(ID!$M$8:$M$31,FBR!$D8146+1)*INDEX(ID!$M$35:$M$46,$B8146),0)","v":0},{"$f":"IF(I8146=\"w\",INDEX(ID!$N$8:$N$31,FBR!$D8146+1)*INDEX(ID!$N$35:$N$46,$B8146),0)","v":40},null,0,23.623984906898531,0,0]
[8141,12,6,4,340,49,"2014-12-06",7,"w",null,{"$f":"IF(I8151=\"h\",INDEX(ID!$K$8:$K$31,FBR!$D8151+1)*INDEX(ID!$K$35:$K$46,$B8151),0)","v":0},{"$f":"IF(I8151=\"w\",INDEX(ID!$L$8:$L$31,FBR!$D8151+1)*INDEX(ID!$L$35:$L$46,$B8151),0)","v":27},{"$f":"IF(I8151=\"h\",INDEX(ID!$M$8:$M$31,FBR!$D8151+1)*INDEX(ID!$M$35:$M$46,$B8151),0)","v":0},{"$f":"IF(I8151=\"w\",INDEX(ID!$N$8:$N$31,FBR!$D8151+1)*INDEX(ID!$N$35:$N$46,$B8151),0)","v":27},null,0,15.94618981215651,0,0]
[8142,12,6,5,340,49,"2014-12-06",7,"w",null,{"$f":"IF(I8152=\"h\",INDEX(ID!$K$8:$K$31,FBR!$D8152+1)*INDEX(ID!$K$35:$K$46,$B8152),0)","v":0},{"$f":"IF(I8152=\"w\",INDEX(ID!$L$8:$L$31,FBR!$D8152+1)*INDEX(ID!$L$35:$L$46,$B8152),0)","v":27},{"$f":"IF(I8152=\"h\",INDEX(ID!$M$8:$M$31,FBR!$D8152+1)*INDEX(ID!$M$35:$M$46,$B8152),0)","v":0},{"$f":"IF(I8152=\"w\",INDEX(ID!$N$8:$N$31,FBR!$D8152+1)*INDEX(ID!$N$35:$N$46,$B8152),0)","v":27},null,0,15.94618981215651,0,0]
[8145,12,6,8,340,49,"2014-12-06",7,"w",null,{"$f":"IF(I8155=\"h\",INDEX(ID!$K$8:$K$31,FBR!$D8155+1)*INDEX(ID!$K$35:$K$46,$B8155),0)","v":0},{"$f":"IF(I8155=\"w\",INDEX(ID!$L$8:$L$31,FBR!$D8155+1)*INDEX(ID!$L$35:$L$46,$B8155),0)","v":35},{"$f":"IF(I8155=\"h\",INDEX(ID!$M$8:$M$31,FBR!$D8155+1)*INDEX(ID!$M$35:$M$46,$B8155),0)","v":0},{"$f":"IF(I8155=\"w\",INDEX(ID!$N$8:$N$31,FBR!$D8155+1)*INDEX(ID!$N$35:$N$46,$B8155),0)","v":35},null,0,20.670986793536215,0,0]
[8149,12,6,12,340,49,"2014-12-06",7,"w",null,{"$f":"IF(I8159=\"h\",INDEX(ID!$K$8:$K$31,FBR!$D8159+1)*INDEX(ID!$K$35:$K$46,$B8159),0)","v":0},{"$f":"IF(I8159=\"w\",INDEX(ID!$L$8:$L$31,FBR!$D8159+1)*INDEX(ID!$L$35:$L$46,$B8159),0)","v":43},{"$f":"IF(I8159=\"h\",INDEX(ID!$M$8:$M$31,FBR!$D8159+1)*INDEX(ID!$M$35:$M$46,$B8159),0)","v":0},{"$f":"IF(I8159=\"w\",INDEX(ID!$N$8:$N$31,FBR!$D8159+1)*INDEX(ID!$N$35:$N$46,$B8159),0)","v":43},null,0,25.395783774915923,0,0]
[8152,12,6,15,340,49,"2014-12-06",7,"w",null,{"$f":"IF(I8162=\"h\",INDEX(ID!$K$8:$K$31,FBR!$D8162+1)*INDEX(ID!$K$35:$K$46,$B8162),0)","v":0},{"$f":"IF(I8162=\"w\",INDEX(ID!$L$8:$L$31,FBR!$D8162+1)*INDEX(ID!$L$35:$L$46,$B8162),0)","v":50},{"$f":"IF(I8162=\"h\",INDEX(ID!$M$8:$M$31,FBR!$D8162+1)*INDEX(ID!$M$35:$M$46,$B8162),0)","v":0},{"$f":"IF(I8162=\"w\",INDEX(ID!$N$8:$N$31,FBR!$D8162+1)*INDEX(ID!$N$35:$N$46,$B8162),0)","v":50},null,0,29.529981133623163,0,0]
[8155,12,6,18,340,49,"2014-12-06",7,"w",null,{"$f":"IF(I8165=\"h\",INDEX(ID!$K$8:$K$31,FBR!$D8165+1)*INDEX(ID!$K$35:$K$46,$B8165),0)","v":0},{"$f":"IF(I8165=\"w\",INDEX(ID!$L$8:$L$31,FBR!$D8165+1)*INDEX(ID!$L$35:$L$46,$B8165),0)","v":65},{"$f":"IF(I8165=\"h\",INDEX(ID!$M$8:$M$31,FBR!$D8165+1)*INDEX(ID!$M$35:$M$46,$B8165),0)","v":0},{"$f":"IF(I8165=\"w\",INDEX(ID!$N$8:$N$31,FBR!$D8165+1)*INDEX(ID!$N$35:$N$46,$B8165),0)","v":65},null,0,38.388975473710111,0,0]
[8157,12,6,20,340,49,"2014-12-06",7,"w",null,{"$f":"IF(I8167=\"h\",INDEX(ID!$K$8:$K$31,FBR!$D8167+1)*INDEX(ID!$K$35:$K$46,$B8167),0)","v":0},{"$f":"IF(I8167=\"w\",INDEX(ID!$L$8:$L$31,FBR!$D8167+1)*INDEX(ID!$L$35:$L$46,$B8167),0)","v":53},{"$f":"IF(I8167=\"h\",INDEX(ID!$M$8:$M$31,FBR!$D8167+1)*INDEX(ID!$M$35:$M$46,$B8167),0)","v":0},{"$f":"IF(I8167=\"w\",INDEX(ID!$N$8:$N$31,FBR!$D8167+1)*INDEX(ID!$N$35:$N$46,$B8167),0)","v":53},null,0,31.301780001640555,0,0]
[8163,12,7,2,341,49,"2014-12-07",1,"h",null,{"$f":"IF(I8173=\"h\",INDEX(ID!$K$8:$K$31,FBR!$D8173+1)*INDEX(ID!$K$35:$K$46,$B8173),0)","v":28},{"$f":"IF(I8173=\"w\",INDEX(ID!$L$8:$L$31,FBR!$D8173+1)*INDEX(ID!$L$35:$L$46,$B8173),0)","v":0},{"$f":"IF(I8173=\"h\",INDEX(ID!$M$8:$M$31,FBR!$D8173+1)*INDEX(ID!$M$35:$M$46,$B8173),0)","v":28},{"$f":"IF(I8173=\"w\",INDEX(ID!$N$8:$N$31,FBR!$D8173+1)*INDEX(ID!$N$35:$N$46,$B8173),0)","v":0},null,16.536789434828972,0,0,0]
[8164,12,7,3,341,49,"2014-12-07",1,"h",null,{"$f":"IF(I8174=\"h\",INDEX(ID!$K$8:$K$31,FBR!$D8174+1)*INDEX(ID!$K$35:$K$46,$B8174),0)","v":27},{"$f":"IF(I8174=\"w\",INDEX(ID!$L$8:$L$31,FBR!$D8174+1)*INDEX(ID!$L$35:$L$46,$B8174),0)","v":0},{"$f":"IF(I8174=\"h\",INDEX(ID!$M$8:$M$31,FBR!$D8174+1)*INDEX(ID!$M$35:$M$46,$B8174),0)","v":27},{"$f":"IF(I8174=\"w\",INDEX(ID!$N$8:$N$31,FBR!$D8174+1)*INDEX(ID!$N$35:$N$46,$B8174),0)","v":0},null,15.94618981215651,0,0,0]
[8167,12,7,6,341,49,"2014-12-07",1,"h",null,{"$f":"IF(I8177=\"h\",INDEX(ID!$K$8:$K$31,FBR!$D8177+1)*INDEX(ID!$K$35:$K$46,$B8177),0)","v":29},{"$f":"IF(I8177=\"w\",INDEX(ID!$L$8:$L$31,FBR!$D8177+1)*INDEX(ID!$L$35:$L$46,$B8177),0)","v":0},{"$f":"IF(I8177=\"h\",INDEX(ID!$M$8:$M$31,FBR!$D8177+1)*INDEX(ID!$M$35:$M$46,$B8177),0)","v":29},{"$f":"IF(I8177=\"w\",INDEX(ID!$N$8:$N$31,FBR!$D8177+1)*INDEX(ID!$N$35:$N$46,$B8177),0)","v":0},null,17.127389057501436,0,0,0]
[8170,12,7,9,341,{"$f":"F8012+1","v":49},"2014-12-07",1,"h",null,{"$f":"IF(I8180=\"h\",INDEX(ID!$K$8:$K$31,FBR!$D8180+1)*INDEX(ID!$K$35:$K$46,$B8180),0)","v":38},{"$f":"IF(I8180=\"w\",INDEX(ID!$L$8:$L$31,FBR!$D8180+1)*INDEX(ID!$L$35:$L$46,$B8180),0)","v":0},{"$f":"IF(I8180=\"h\",INDEX(ID!$M$8:$M$31,FBR!$D8180+1)*INDEX(ID!$M$35:$M$46,$B8180),0)","v":38},{"$f":"IF(I8180=\"w\",INDEX(ID!$N$8:$N$31,FBR!$D8180+1)*INDEX(ID!$N$35:$N$46,$B8180),0)","v":0},null,22.442785661553604,0,0,0]
[8174,12,7,13,341,49,"2014-12-07",1,"h",null,{"$f":"IF(I8184=\"h\",INDEX(ID!$K$8:$K$31,FBR!$D8184+1)*INDEX(ID!$K$35:$K$46,$B8184),0)","v":44},{"$f":"IF(I8184=\"w\",INDEX(ID!$L$8:$L$31,FBR!$D8184+1)*INDEX(ID!$L$35:$L$46,$B8184),0)","v":0},{"$f":"IF(I8184=\"h\",INDEX(ID!$M$8:$M$31,FBR!$D8184+1)*INDEX(ID!$M$35:$M$46,$B8184),0)","v":44},{"$f":"IF(I8184=\"w\",INDEX(ID!$N$8:$N$31,FBR!$D8184+1)*INDEX(ID!$N$35:$N$46,$B8184),0)","v":0},null,25.986383397588384,0,0,0]
[8177,12,7,16,341,49,"2014-12-07",1,"h",null,{"$f":"IF(I8187=\"h\",INDEX(ID!$K$8:$K$31,FBR!$D8187+1)*INDEX(ID!$K$35:$K$46,$B8187),0)","v":53},{"$f":"IF(I8187=\"w\",INDEX(ID!$L$8:$L$31,FBR!$D8187+1)*INDEX(ID!$L$35:$L$46,$B8187),0)","v":0},{"$f":"IF(I8187=\"h\",INDEX(ID!$M$8:$M$31,FBR!$D8187+1)*INDEX(ID!$M$35:$M$46,$B8187),0)","v":53},{"$f":"IF(I8187=\"w\",INDEX(ID!$N$8:$N$31,FBR!$D8187+1)*INDEX(ID!$N$35:$N$46,$B8187),0)","v":0},null,31.301780001640555,0,0,0]
[8182,12,7,21,341,49,"2014-12-07",1,"h",null,{"$f":"IF(I8192=\"h\",INDEX(ID!$K$8:$K$31,FBR!$D8192+1)*INDEX(ID!$K$35:$K$46,$B8192),0)","v":50},{"$f":"IF(I8192=\"w\",INDEX(ID!$L$8:$L$31,FBR!$D8192+1)*INDEX(ID!$L$35:$L$46,$B8192),0)","v":0},{"$f":"IF(I8192=\"h\",INDEX(ID!$M$8:$M$31,FBR!$D8192+1)*INDEX(ID!$M$35:$M$46,$B8192),0)","v":50},{"$f":"IF(I8192=\"w\",INDEX(ID!$N$8:$N$31,FBR!$D8192+1)*INDEX(ID!$N$35:$N$46,$B8192),0)","v":0},null,29.529981133623163,0,0,0]
[8185,12,8,0,342,49,"2014-12-08",2,"h",null,{"$f":"IF(I8195=\"h\",INDEX(ID!$K$8:$K$31,FBR!$D8195+1)*INDEX(ID!$K$35:$K$46,$B8195),0)","v":35},{"$f":"IF(I8195=\"w\",INDEX(ID!$L$8:$L$31,FBR!$D8195+1)*INDEX(ID!$L$35:$L$46,$B8195),0)","v":0},{"$f":"IF(I8195=\"h\",INDEX(ID!$M$8:$M$31,FBR!$D8195+1)*INDEX(ID!$M$35:$M$46,$B8195),0)","v":35},{"$f":"IF(I8195=\"w\",INDEX(ID!$N$8:$N$31,FBR!$D8195+1)*INDEX(ID!$N$35:$N$46,$B8195),0)","v":0},null,20.670986793536215,0,0,0]
[8188,12,8,3,342,49,"2014-12-08",2,"h",null,{"$f":"IF(I8198=\"h\",INDEX(ID!$K$8:$K$31,FBR!$D8198+1)*INDEX(ID!$K$35:$K$46,$B8198),0)","v":27},{"$f":"IF(I8198=\"w\",INDEX(ID!$L$8:$L$31,FBR!$D8198+1)*INDEX(ID!$L$35:$L$46,$B8198),0)","v":0},{"$f":"IF(I8198=\"h\",INDEX(ID!$M$8:$M$31,FBR!$D8198+1)*INDEX(ID!$M$35:$M$46,$B8198),0)","v":27},{"$f":"IF(I8198=\"w\",INDEX(ID!$N$8:$N$31,FBR!$D8198+1)*INDEX(ID!$N$35:$N$46,$B8198),0)","v":0},null,15.94618981215651,0,0,0]
[8189,12,8,4,342,49,"2014-12-08",2,"h",null,{"$f":"IF(I8199=\"h\",INDEX(ID!$K$8:$K$31,FBR!$D8199+1)*INDEX(ID!$K$35:$K$46,$B8199),0)","v":27},{"$f":"IF(I8199=\"w\",INDEX(ID!$L$8:$L$31,FBR!$D8199+1)*INDEX(ID!$L$35:$L$46,$B8199),0)","v":0},{"$f":"IF(I8199=\"h\",INDEX(ID!$M$8:$M$31,FBR!$D8199+1)*INDEX(ID!$M$35:$M$46,$B8199),0)","v":27},{"$f":"IF(I8199=\"w\",INDEX(ID!$N$8:$N$31,FBR!$D8199+1)*INDEX(ID!$N$35:$N$46,$B8199),0)","v":0},null,15.94618981215651,0,0,0]
[8192,12,8,7,342,49,"2014-12-08",2,"h",null,{"$f":"IF(I8202=\"h\",INDEX(ID!$K$8:$K$31,FBR!$D8202+1)*INDEX(ID!$K$35:$K$46,$B8202),0)","v":32},{"$f":"IF(I8202=\"w\",INDEX(ID!$L$8:$L$31,FBR!$D8202+1)*INDEX(ID!$L$35:$L$46,$B8202),0)","v":0},{"$f":"IF(I8202=\"h\",INDEX(ID!$M$8:$M$31,FBR!$D8202+1)*INDEX(ID!$M$35:$M$46,$B8202),0)","v":32},{"$f":"IF(I8202=\"w\",INDEX(ID!$N$8:$N$31,FBR!$D8202+1)*INDEX(ID!$N$35:$N$46,$B8202),0)","v":0},null,18.899187925518824,0,0,0]
[8195,12,8,10,342,49,"2014-12-08",2,"h",null,{"$f":"IF(I8205=\"h\",INDEX(ID!$K$8:$K$31,FBR!$D8205+1)*INDEX(ID!$K$35:$K$46,$B8205),0)","v":40},{"$f":"IF(I8205=\"w\",INDEX(ID!$L$8:$L$31,FBR!$D8205+1)*INDEX(ID!$L$35:$L$46,$B8205),0)","v":0},{"$f":"IF(I8205=\"h\",INDEX(ID!$M$8:$M$31,FBR!$D8205+1)*INDEX(ID!$M$35:$M$46,$B8205),0)","v":40},{"$f":"IF(I8205=\"w\",INDEX(ID!$N$8:$N$31,FBR!$D8205+1)*INDEX(ID!$N$35:$N$46,$B8205),0)","v":0},null,23.623984906898531,0,0,0]
[8199,12,8,14,342,49,"2014-12-08",2,"h",null,{"$f":"IF(I8209=\"h\",INDEX(ID!$K$8:$K$31,FBR!$D8209+1)*INDEX(ID!$K$35:$K$46,$B8209),0)","v":47},{"$f":"IF(I8209=\"w\",INDEX(ID!$L$8:$L$31,FBR!$D8209+1)*INDEX(ID!$L$35:$L$46,$B8209),0)","v":0},{"$f":"IF(I8209=\"h\",INDEX(ID!$M$8:$M$31,FBR!$D8209+1)*INDEX(ID!$M$35:$M$46,$B8209),0)","v":47},{"$f":"IF(I8209=\"w\",INDEX(ID!$N$8:$N$31,FBR!$D8209+1)*INDEX(ID!$N$35:$N$46,$B8209),0)","v":0},null,27.758182265605775,0,0,0]
[8203,12,8,18,342,49,"2014-12-08",2,"h",null,{"$f":"IF(I8213=\"h\",INDEX(ID!$K$8:$K$31,FBR!$D8213+1)*INDEX(ID!$K$35:$K$46,$B8213),0)","v":65},{"$f":"IF(I8213=\"w\",INDEX(ID!$L$8:$L$31,FBR!$D8213+1)*INDEX(ID!$L$35:$L$46,$B8213),0)","v":0},{"$f":"IF(I8213=\"h\",INDEX(ID!$M$8:$M$31,FBR!$D8213+1)*INDEX(ID!$M$35:$M$46,$B8213),0)","v":65},{"$f":"IF(I8213=\"w\",INDEX(ID!$N$8:$N$31,FBR!$D8213+1)*INDEX(ID!$N$35:$N$46,$B8213),0)","v":0},null,38.388975473710111,0,0,0]
[8207,12,8,22,342,49,"2014-12-08",2,"h",null,{"$f":"IF(I8217=\"h\",INDEX(ID!$K$8:$K$31,FBR!$D8217+1)*INDEX(ID!$K$35:$K$46,$B8217),0)","v":45},{"$f":"IF(I8217=\"w\",INDEX(ID!$L$8:$L$31,FBR!$D8217+1)*INDEX(ID!$L$35:$L$46,$B8217),0)","v":0},{"$f":"IF(I8217=\"h\",INDEX(ID!$M$8:$M$31,FBR!$D8217+1)*INDEX(ID!$M$35:$M$46,$B8217),0)","v":45},{"$f":"IF(I8217=\"w\",INDEX(ID!$N$8:$N$31,FBR!$D8217+1)*INDEX(ID!$N$35:$N$46,$B8217),0)","v":0},null,26.576983020260847,0,0,0]
[8210,12,9,1,343,49,"2014-12-09",3,"h",null,{"$f":"IF(I8220=\"h\",INDEX(ID!$K$8:$K$31,FBR!$D8220+1)*INDEX(ID!$K$35:$K$46,$B8220),0)","v":30},{"$f":"IF(I8220=\"w\",INDEX(ID!$L$8:$L$31,FBR!$D8220+1)*INDEX(ID!$L$35:$L$46,$B8220),0)","v":0},{"$f":"IF(I8220=\"h\",INDEX(ID!$M$8:$M$31,FBR!$D8220+1)*INDEX(ID!$M$35:$M$46,$B8220),0)","v":30},{"$f":"IF(I8220=\"w\",INDEX(ID!$N$8:$N$31,FBR!$D8220+1)*INDEX(ID!$N$35:$N$46,$B8220),0)","v":0},null,17.717988680173899,0,0,0]
[8213,12,9,4,343,49,"2014-12-09",3,"h",null,{"$f":"IF(I8223=\"h\",INDEX(ID!$K$8:$K$31,FBR!$D8223+1)*INDEX(ID!$K$35:$K$46,$B8223),0)","v":27},{"$f":"IF(I8223=\"w\",INDEX(ID!$L$8:$L$31,FBR!$D8223+1)*INDEX(ID!$L$35:$L$46,$B8223),0)","v":0},{"$f":"IF(I8223=\"h\",INDEX(ID!$M$8:$M$31,FBR!$D8223+1)*INDEX(ID!$M$35:$M$46,$B8223),0)","v":27},{"$f":"IF(I8223=\"w\",INDEX(ID!$N$8:$N$31,FBR!$D8223+1)*INDEX(ID!$N$35:$N$46,$B8223),0)","v":0},null,15.94618981215651,0,0,0]
[8214,12,9,5,343,49,"2014-12-09",3,"h",null,{"$f":"IF(I8224=\"h\",INDEX(ID!$K$8:$K$31,FBR!$D8224+1)*INDEX(ID!$K$35:$K$46,$B8224),0)","v":27},{"$f":"IF(I8224=\"w\",INDEX(ID!$L$8:$L$31,FBR!$D8224+1)*INDEX(ID!$L$35:$L$46,$B8224),0)","v":0},{"$f":"IF(I8224=\"h\",INDEX(ID!$M$8:$M$31,FBR!$D8224+1)*INDEX(ID!$M$35:$M$46,$B8224),0)","v":27},{"$f":"IF(I8224=\"w\",INDEX(ID!$N$8:$N$31,FBR!$D8224+1)*INDEX(ID!$N$35:$N$46,$B8224),0)","v":0},null,15.94618981215651,0,0,0]
[8217,12,9,8,343,49,"2014-12-09",3,"h",null,{"$f":"IF(I8227=\"h\",INDEX(ID!$K$8:$K$31,FBR!$D8227+1)*INDEX(ID!$K$35:$K$46,$B8227),0)","v":35},{"$f":"IF(I8227=\"w\",INDEX(ID!$L$8:$L$31,FBR!$D8227+1)*INDEX(ID!$L$35:$L$46,$B8227),0)","v":0},{"$f":"IF(I8227=\"h\",INDEX(ID!$M$8:$M$31,FBR!$D8227+1)*INDEX(ID!$M$35:$M$46,$B8227),0)","v":35},{"$f":"IF(I8227=\"w\",INDEX(ID!$N$8:$N$31,FBR!$D8227+1)*INDEX(ID!$N$35:$N$46,$B8227),0)","v":0},null,20.670986793536215,0,0,0]
[8220,12,9,11,343,49,"2014-12-09",3,"h",null,{"$f":"IF(I8230=\"h\",INDEX(ID!$K$8:$K$31,FBR!$D8230+1)*INDEX(ID!$K$35:$K$46,$B8230),0)","v":42},{"$f":"IF(I8230=\"w\",INDEX(ID!$L$8:$L$31,FBR!$D8230+1)*INDEX(ID!$L$35:$L$46,$B8230),0)","v":0},{"$f":"IF(I8230=\"h\",INDEX(ID!$M$8:$M$31,FBR!$D8230+1)*INDEX(ID!$M$35:$M$46,$B8230),0)","v":42},{"$f":"IF(I8230=\"w\",INDEX(ID!$N$8:$N$31,FBR!$D8230+1)*INDEX(ID!$N$35:$N$46,$B8230),0)","v":0},null,24.805184152243459,0,0,0]
[8225,12,9,16,343,49,"2014-12-09",3,"h",null,{"$f":"IF(I8235=\"h\",INDEX(ID!$K$8:$K$31,FBR!$D8235+1)*INDEX(ID!$K$35:$K$46,$B8235),0)","v":53},{"$f":"IF(I8235=\"w\",INDEX(ID!$L$8:$L$31,FBR!$D8235+1)*INDEX(ID!$L$35:$L$46,$B8235),0)","v":0},{"$f":"IF(I8235=\"h\",INDEX(ID!$M$8:$M$31,FBR!$D8235+1)*INDEX(ID!$M$35:$M$46,$B8235),0)","v":53},{"$f":"IF(I8235=\"w\",INDEX(ID!$N$8:$N$31,FBR!$D8235+1)*INDEX(ID!$N$35:$N$46,$B8235),0)","v":0},null,31.301780001640555,0,0,0]
[8228,12,9,19,343,49,"2014-12-09",3,"h",null,{"$f":"IF(I8238=\"h\",INDEX(ID!$K$8:$K$31,FBR!$D8238+1)*INDEX(ID!$K$35:$K$46,$B8238),0)","v":60},{"$f":"IF(I8238=\"w\",INDEX(ID!$L$8:$L$31,FBR!$D8238+1)*INDEX(ID!$L$35:$L$46,$B8238),0)","v":0},{"$f":"IF(I8238=\"h\",INDEX(ID!$M$8:$M$31,FBR!$D8238+1)*INDEX(ID!$M$35:$M$46,$B8238),0)","v":60},{"$f":"IF(I8238=\"w\",INDEX(ID!$N$8:$N$31,FBR!$D8238+1)*INDEX(ID!$N$35:$N$46,$B8238),0)","v":0},null,35.435977360347799,0,0,0]
[8232,12,9,23,343,49,"2014-12-09",3,"h",null,{"$f":"IF(I8242=\"h\",INDEX(ID!$K$8:$K$31,FBR!$D8242+1)*INDEX(ID!$K$35:$K$46,$B8242),0)","v":40},{"$f":"IF(I8242=\"w\",INDEX(ID!$L$8:$L$31,FBR!$D8242+1)*INDEX(ID!$L$35:$L$46,$B8242),0)","v":0},{"$f":"IF(I8242=\"h\",INDEX(ID!$M$8:$M$31,FBR!$D8242+1)*INDEX(ID!$M$35:$M$46,$B8242),0)","v":40},{"$f":"IF(I8242=\"w\",INDEX(ID!$N$8:$N$31,FBR!$D8242+1)*INDEX(ID!$N$35:$N$46,$B8242),0)","v":0},null,23.623984906898531,0,0,0]
[8235,12,10,2,344,50,"2014-12-10",4,"h",null,{"$f":"IF(I8245=\"h\",INDEX(ID!$K$8:$K$31,FBR!$D8245+1)*INDEX(ID!$K$35:$K$46,$B8245),0)","v":28},{"$f":"IF(I8245=\"w\",INDEX(ID!$L$8:$L$31,FBR!$D8245+1)*INDEX(ID!$L$35:$L$46,$B8245),0)","v":0},{"$f":"IF(I8245=\"h\",INDEX(ID!$M$8:$M$31,FBR!$D8245+1)*INDEX(ID!$M$35:$M$46,$B8245),0)","v":28},{"$f":"IF(I8245=\"w\",INDEX(ID!$N$8:$N$31,FBR!$D8245+1)*INDEX(ID!$N$35:$N$46,$B8245),0)","v":0},null,16.536789434828972,0,0,0]
[8238,12,10,5,344,50,"2014-12-10",4,"h",null,{"$f":"IF(I8248=\"h\",INDEX(ID!$K$8:$K$31,FBR!$D8248+1)*INDEX(ID!$K$35:$K$46,$B8248),0)","v":27},{"$f":"IF(I8248=\"w\",INDEX(ID!$L$8:$L$31,FBR!$D8248+1)*INDEX(ID!$L$35:$L$46,$B8248),0)","v":0},{"$f":"IF(I8248=\"h\",INDEX(ID!$M$8:$M$31,FBR!$D8248+1)*INDEX(ID!$M$35:$M$46,$B8248),0)","v":27},{"$f":"IF(I8248=\"w\",INDEX(ID!$N$8:$N$31,FBR!$D8248+1)*INDEX(ID!$N$35:$N$46,$B8248),0)","v":0},null,15.94618981215651,0,0,0]
[8239,12,10,6,344,50,"2014-12-10",4,"h",null,{"$f":"IF(I8249=\"h\",INDEX(ID!$K$8:$K$31,FBR!$D8249+1)*INDEX(ID!$K$35:$K$46,$B8249),0)","v":29},{"$f":"IF(I8249=\"w\",INDEX(ID!$L$8:$L$31,FBR!$D8249+1)*INDEX(ID!$L$35:$L$46,$B8249),0)","v":0},{"$f":"IF(I8249=\"h\",INDEX(ID!$M$8:$M$31,FBR!$D8249+1)*INDEX(ID!$M$35:$M$46,$B8249),0)","v":29},{"$f":"IF(I8249=\"w\",INDEX(ID!$N$8:$N$31,FBR!$D8249+1)*INDEX(ID!$N$35:$N$46,$B8249),0)","v":0},null,17.127389057501436,0,0,0]
[8245,12,10,12,344,50,"2014-12-10",4,"h",null,{"$f":"IF(I8255=\"h\",INDEX(ID!$K$8:$K$31,FBR!$D8255+1)*INDEX(ID!$K$35:$K$46,$B8255),0)","v":43},{"$f":"IF(I8255=\"w\",INDEX(ID!$L$8:$L$31,FBR!$D8255+1)*INDEX(ID!$L$35:$L$46,$B8255),0)","v":0},{"$f":"IF(I8255=\"h\",INDEX(ID!$M$8:$M$31,FBR!$D8255+1)*INDEX(ID!$M$35:$M$46,$B8255),0)","v":43},{"$f":"IF(I8255=\"w\",INDEX(ID!$N$8:$N$31,FBR!$D8255+1)*INDEX(ID!$N$35:$N$46,$B8255),0)","v":0},null,25.395783774915923,0,0,0]
[8246,12,10,13,344,50,"2014-12-10",4,"h",null,{"$f":"IF(I8256=\"h\",INDEX(ID!$K$8:$K$31,FBR!$D8256+1)*INDEX(ID!$K$35:$K$46,$B8256),0)","v":44},{"$f":"IF(I8256=\"w\",INDEX(ID!$L$8:$L$31,FBR!$D8256+1)*INDEX(ID!$L$35:$L$46,$B8256),0)","v":0},{"$f":"IF(I8256=\"h\",INDEX(ID!$M$8:$M$31,FBR!$D8256+1)*INDEX(ID!$M$35:$M$46,$B8256),0)","v":44},{"$f":"IF(I8256=\"w\",INDEX(ID!$N$8:$N$31,FBR!$D8256+1)*INDEX(ID!$N$35:$N$46,$B8256),0)","v":0},null,25.986383397588384,0,0,0]
[8250,12,10,17,344,50,"2014-12-10",4,"h",null,{"$f":"IF(I8260=\"h\",INDEX(ID!$K$8:$K$31,FBR!$D8260+1)*INDEX(ID!$K$35:$K$46,$B8260),0)","v":62},{"$f":"IF(I8260=\"w\",INDEX(ID!$L$8:$L$31,FBR!$D8260+1)*INDEX(ID!$L$35:$L$46,$B8260),0)","v":0},{"$f":"IF(I8260=\"h\",INDEX(ID!$M$8:$M$31,FBR!$D8260+1)*INDEX(ID!$M$35:$M$46,$B8260),0)","v":62},{"$f":"IF(I8260=\"w\",INDEX(ID!$N$8:$N$31,FBR!$D8260+1)*INDEX(ID!$N$35:$N$46,$B8260),0)","v":0},null,36.617176605692727,0,0,0]
[8253,12,10,20,344,50,"2014-12-10",4,"h",null,{"$f":"IF(I8263=\"h\",INDEX(ID!$K$8:$K$31,FBR!$D8263+1)*INDEX(ID!$K$35:$K$46,$B8263),0)","v":53},{"$f":"IF(I8263=\"w\",INDEX(ID!$L$8:$L$31,FBR!$D8263+1)*INDEX(ID!$L$35:$L$46,$B8263),0)","v":0},{"$f":"IF(I8263=\"h\",INDEX(ID!$M$8:$M$31,FBR!$D8263+1)*INDEX(ID!$M$35:$M$46,$B8263),0)","v":53},{"$f":"IF(I8263=\"w\",INDEX(ID!$N$8:$N$31,FBR!$D8263+1)*INDEX(ID!$N$35:$N$46,$B8263),0)","v":0},null,31.301780001640555,0,0,0]
[8257,12,11,0,345,50,"2014-12-11",{"$f":"WEEKDAY(G8267)","v":5},{"$f":"IF(OR(H8267=6,H8267=7),\"w\",\"h\")","v":"h"},null,{"$f":"IF(I8267=\"h\",INDEX(ID!$K$8:$K$31,FBR!$D8267+1)*INDEX(ID!$K$35:$K$46,$B8267),0)","v":35},{"$f":"IF(I8267=\"w\",INDEX(ID!$L$8:$L$31,FBR!$D8267+1)*INDEX(ID!$L$35:$L$46,$B8267),0)","v":0},{"$f":"IF(I8267=\"h\",INDEX(ID!$M$8:$M$31,FBR!$D8267+1)*INDEX(ID!$M$35:$M$46,$B8267),0)","v":35},{"$f":"IF(I8267=\"w\",INDEX(ID!$N$8:$N$31,FBR!$D8267+1)*INDEX(ID!$N$35:$N$46,$B8267),0)","v":0},null,{"$f":"K8267*(indvforbrug*antalbrugere)/($K$8789+$L$8789)","v":20.670986793536215},{"$f":"L8267*indvforbrug*antalbrugere/($K$8789+$L$8789)","v":0},{"$f":"M8267*fællesforbrug/($M$8789+$N$8789)","v":0},{"$f":"N8267*fællesforbrug/($M$8789+$N$8789)","v":0}]
[8260,12,11,3,345,50,"2014-12-11",5,"h",null,{"$f":"IF(I8270=\"h\",INDEX(ID!$K$8:$K$31,FBR!$D8270+1)*INDEX(ID!$K$35:$K$46,$B8270),0)","v":27},{"$f":"IF(I8270=\"w\",INDEX(ID!$L$8:$L$31,FBR!$D8270+1)*INDEX(ID!$L$35:$L$46,$B8270),0)","v":0},{"$f":"IF(I8270=\"h\",INDEX(ID!$M$8:$M$31,FBR!$D8270+1)*INDEX(ID!$M$35:$M$46,$B8270),0)","v":27},{"$f":"IF(I8270=\"w\",INDEX(ID!$N$8:$N$31,FBR!$D8270+1)*INDEX(ID!$N$35:$N$46,$B8270),0)","v":0},null,15.94618981215651,0,0,0]
[8263,12,11,6,345,50,"2014-12-11",5,"h",null,{"$f":"IF(I8273=\"h\",INDEX(ID!$K$8:$K$31,FBR!$D8273+1)*INDEX(ID!$K$35:$K$46,$B8273),0)","v":29},{"$f":"IF(I8273=\"w\",INDEX(ID!$L$8:$L$31,FBR!$D8273+1)*INDEX(ID!$L$35:$L$46,$B8273),0)","v":0},{"$f":"IF(I8273=\"h\",INDEX(ID!$M$8:$M$31,FBR!$D8273+1)*INDEX(ID!$M$35:$M$46,$B8273),0)","v":29},{"$f":"IF(I8273=\"w\",INDEX(ID!$N$8:$N$31,FBR!$D8273+1)*INDEX(ID!$N$35:$N$46,$B8273),0)","v":0},null,17.127389057501436,0,0,0]
[8266,12,11,9,345,50,"2014-12-11",5,"h",null,{"$f":"IF(I8276=\"h\",INDEX(ID!$K$8:$K$31,FBR!$D8276+1)*INDEX(ID!$K$35:$K$46,$B8276),0)","v":38},{"$f":"IF(I8276=\"w\",INDEX(ID!$L$8:$L$31,FBR!$D8276+1)*INDEX(ID!$L$35:$L$46,$B8276),0)","v":0},{"$f":"IF(I8276=\"h\",INDEX(ID!$M$8:$M$31,FBR!$D8276+1)*INDEX(ID!$M$35:$M$46,$B8276),0)","v":38},{"$f":"IF(I8276=\"w\",INDEX(ID!$N$8:$N$31,FBR!$D8276+1)*INDEX(ID!$N$35:$N$46,$B8276),0)","v":0},null,22.442785661553604,0,0,0]
[8268,12,11,11,345,50,"2014-12-11",5,"h",null,{"$f":"IF(I8278=\"h\",INDEX(ID!$K$8:$K$31,FBR!$D8278+1)*INDEX(ID!$K$35:$K$46,$B8278),0)","v":42},{"$f":"IF(I8278=\"w\",INDEX(ID!$L$8:$L$31,FBR!$D8278+1)*INDEX(ID!$L$35:$L$46,$B8278),0)","v":0},{"$f":"IF(I8278=\"h\",INDEX(ID!$M$8:$M$31,FBR!$D8278+1)*INDEX(ID!$M$35:$M$46,$B8278),0)","v":42},{"$f":"IF(I8278=\"w\",INDEX(ID!$N$8:$N$31,FBR!$D8278+1)*INDEX(ID!$N$35:$N$46,$B8278),0)","v":0},null,24.805184152243459,0,0,0]
[8272,12,11,15,345,50,"2014-12-11",5,"h",null,{"$f":"IF(I8282=\"h\",INDEX(ID!$K$8:$K$31,FBR!$D8282+1)*INDEX(ID!$K$35:$K$46,$B8282),0)","v":50},{"$f":"IF(I8282=\"w\",INDEX(ID!$L$8:$L$31,FBR!$D8282+1)*INDEX(ID!$L$35:$L$46,$B8282),0)","v":0},{"$f":"IF(I8282=\"h\",INDEX(ID!$M$8:$M$31,FBR!$D8282+1)*INDEX(ID!$M$35:$M$46,$B8282),0)","v":50},{"$f":"IF(I8282=\"w\",INDEX(ID!$N$8:$N$31,FBR!$D8282+1)*INDEX(ID!$N$35:$N$46,$B8282),0)","v":0},null,29.529981133623163,0,0,0]
[8275,12,11,18,345,50,"2014-12-11",5,"h",null,{"$f":"IF(I8285=\"h\",INDEX(ID!$K$8:$K$31,FBR!$D8285+1)*INDEX(ID!$K$35:$K$46,$B8285),0)","v":65},{"$f":"IF(I8285=\"w\",INDEX(ID!$L$8:$L$31,FBR!$D8285+1)*INDEX(ID!$L$35:$L$46,$B8285),0)","v":0},{"$f":"IF(I8285=\"h\",INDEX(ID!$M$8:$M$31,FBR!$D8285+1)*INDEX(ID!$M$35:$M$46,$B8285),0)","v":65},{"$f":"IF(I8285=\"w\",INDEX(ID!$N$8:$N$31,FBR!$D8285+1)*INDEX(ID!$N$35:$N$46,$B8285),0)","v":0},null,38.388975473710111,0,0,0]
[8278,12,11,21,345,50,"2014-12-11",5,"h",null,{"$f":"IF(I8288=\"h\",INDEX(ID!$K$8:$K$31,FBR!$D8288+1)*INDEX(ID!$K$35:$K$46,$B8288),0)","v":50},{"$f":"IF(I8288=\"w\",INDEX(ID!$L$8:$L$31,FBR!$D8288+1)*INDEX(ID!$L$35:$L$46,$B8288),0)","v":0},{"$f":"IF(I8288=\"h\",INDEX(ID!$M$8:$M$31,FBR!$D8288+1)*INDEX(ID!$M$35:$M$46,$B8288),0)","v":50},{"$f":"IF(I8288=\"w\",INDEX(ID!$N$8:$N$31,FBR!$D8288+1)*INDEX(ID!$N$35:$N$46,$B8288),0)","v":0},null,29.529981133623163,0,0,0]
[8282,12,12,1,{"$f":"E8268+1","v":346},50,"2014-12-12",6,"w",null,{"$f":"IF(I8292=\"h\",INDEX(ID!$K$8:$K$31,FBR!$D8292+1)*INDEX(ID!$K$35:$K$46,$B8292),0)","v":0},{"$f":"IF(I8292=\"w\",INDEX(ID!$L$8:$L$31,FBR!$D8292+1)*INDEX(ID!$L$35:$L$46,$B8292),0)","v":30},{"$f":"IF(I8292=\"h\",INDEX(ID!$M$8:$M$31,FBR!$D8292+1)*INDEX(ID!$M$35:$M$46,$B8292),0)","v":0},{"$f":"IF(I8292=\"w\",INDEX(ID!$N$8:$N$31,FBR!$D8292+1)*INDEX(ID!$N$35:$N$46,$B8292),0)","v":30},null,0,17.717988680173899,0,0]
[8283,12,12,2,346,50,"2014-12-12",6,"w",null,{"$f":"IF(I8293=\"h\",INDEX(ID!$K$8:$K$31,FBR!$D8293+1)*INDEX(ID!$K$35:$K$46,$B8293),0)","v":0},{"$f":"IF(I8293=\"w\",INDEX(ID!$L$8:$L$31,FBR!$D8293+1)*INDEX(ID!$L$35:$L$46,$B8293),0)","v":28},{"$f":"IF(I8293=\"h\",INDEX(ID!$M$8:$M$31,FBR!$D8293+1)*INDEX(ID!$M$35:$M$46,$B8293),0)","v":0},{"$f":"IF(I8293=\"w\",INDEX(ID!$N$8:$N$31,FBR!$D8293+1)*INDEX(ID!$N$35:$N$46,$B8293),0)","v":28},null,0,16.536789434828972,0,0]
[8287,12,12,6,346,50,"2014-12-12",6,"w",null,{"$f":"IF(I8297=\"h\",INDEX(ID!$K$8:$K$31,FBR!$D8297+1)*INDEX(ID!$K$35:$K$46,$B8297),0)","v":0},{"$f":"IF(I8297=\"w\",INDEX(ID!$L$8:$L$31,FBR!$D8297+1)*INDEX(ID!$L$35:$L$46,$B8297),0)","v":29},{"$f":"IF(I8297=\"h\",INDEX(ID!$M$8:$M$31,FBR!$D8297+1)*INDEX(ID!$M$35:$M$46,$B8297),0)","v":0},{"$f":"IF(I8297=\"w\",INDEX(ID!$N$8:$N$31,FBR!$D8297+1)*INDEX(ID!$N$35:$N$46,$B8297),0)","v":29},null,0,17.127389057501436,0,0]
[8288,12,12,7,346,50,"2014-12-12",6,"w",null,{"$f":"IF(I8298=\"h\",INDEX(ID!$K$8:$K$31,FBR!$D8298+1)*INDEX(ID!$K$35:$K$46,$B8298),0)","v":0},{"$f":"IF(I8298=\"w\",INDEX(ID!$L$8:$L$31,FBR!$D8298+1)*INDEX(ID!$L$35:$L$46,$B8298),0)","v":32},{"$f":"IF(I8298=\"h\",INDEX(ID!$M$8:$M$31,FBR!$D8298+1)*INDEX(ID!$M$35:$M$46,$B8298),0)","v":0},{"$f":"IF(I8298=\"w\",INDEX(ID!$N$8:$N$31,FBR!$D8298+1)*INDEX(ID!$N$35:$N$46,$B8298),0)","v":32},null,0,18.899187925518824,0,0]
[8289,12,12,8,346,50,"2014-12-12",6,"w",null,{"$f":"IF(I8299=\"h\",INDEX(ID!$K$8:$K$31,FBR!$D8299+1)*INDEX(ID!$K$35:$K$46,$B8299),0)","v":0},{"$f":"IF(I8299=\"w\",INDEX(ID!$L$8:$L$31,FBR!$D8299+1)*INDEX(ID!$L$35:$L$46,$B8299),0)","v":35},{"$f":"IF(I8299=\"h\",INDEX(ID!$M$8:$M$31,FBR!$D8299+1)*INDEX(ID!$M$35:$M$46,$B8299),0)","v":0},{"$f":"IF(I8299=\"w\",INDEX(ID!$N$8:$N$31,FBR!$D8299+1)*INDEX(ID!$N$35:$N$46,$B8299),0)","v":35},null,0,20.670986793536215,0,0]
[8290,12,12,9,346,50,"2014-12-12",6,"w",null,{"$f":"IF(I8300=\"h\",INDEX(ID!$K$8:$K$31,FBR!$D8300+1)*INDEX(ID!$K$35:$K$46,$B8300),0)","v":0},{"$f":"IF(I8300=\"w\",INDEX(ID!$L$8:$L$31,FBR!$D8300+1)*INDEX(ID!$L$35:$L$46,$B8300),0)","v":38},{"$f":"IF(I8300=\"h\",INDEX(ID!$M$8:$M$31,FBR!$D8300+1)*INDEX(ID!$M$35:$M$46,$B8300),0)","v":0},{"$f":"IF(I8300=\"w\",INDEX(ID!$N$8:$N$31,FBR!$D8300+1)*INDEX(ID!$N$35:$N$46,$B8300),0)","v":38},null,0,22.442785661553604,0,0]
[8291,12,12,10,346,50,"2014-12-12",6,"w",null,{"$f":"IF(I8301=\"h\",INDEX(ID!$K$8:$K$31,FBR!$D8301+1)*INDEX(ID!$K$35:$K$46,$B8301),0)","v":0},{"$f":"IF(I8301=\"w\",INDEX(ID!$L$8:$L$31,FBR!$D8301+1)*INDEX(ID!$L$35:$L$46,$B8301),0)","v":40},{"$f":"IF(I8301=\"h\",INDEX(ID!$M$8:$M$31,FBR!$D8301+1)*INDEX(ID!$M$35:$M$46,$B8301),0)","v":0},{"$f":"IF(I8301=\"w\",INDEX(ID!$N$8:$N$31,FBR!$D8301+1)*INDEX(ID!$N$35:$N$46,$B8301),0)","v":40},null,0,23.623984906898531,0,0]
[8292,12,12,11,346,50,"2014-12-12",6,"w",null,{"$f":"IF(I8302=\"h\",INDEX(ID!$K$8:$K$31,FBR!$D8302+1)*INDEX(ID!$K$35:$K$46,$B8302),0)","v":0},{"$f":"IF(I8302=\"w\",INDEX(ID!$L$8:$L$31,FBR!$D8302+1)*INDEX(ID!$L$35:$L$46,$B8302),0)","v":42},{"$f":"IF(I8302=\"h\",INDEX(ID!$M$8:$M$31,FBR!$D8302+1)*INDEX(ID!$M$35:$M$46,$B8302),0)","v":0},{"$f":"IF(I8302=\"w\",INDEX(ID!$N$8:$N$31,FBR!$D8302+1)*INDEX(ID!$N$35:$N$46,$B8302),0)","v":42},null,0,24.805184152243459,0,0]
[8293,12,12,12,346,50,"2014-12-12",6,"w",null,{"$f":"IF(I8303=\"h\",INDEX(ID!$K$8:$K$31,FBR!$D8303+1)*INDEX(ID!$K$35:$K$46,$B8303),0)","v":0},{"$f":"IF(I8303=\"w\",INDEX(ID!$L$8:$L$31,FBR!$D8303+1)*INDEX(ID!$L$35:$L$46,$B8303),0)","v":43},{"$f":"IF(I8303=\"h\",INDEX(ID!$M$8:$M$31,FBR!$D8303+1)*INDEX(ID!$M$35:$M$46,$B8303),0)","v":0},{"$f":"IF(I8303=\"w\",INDEX(ID!$N$8:$N$31,FBR!$D8303+1)*INDEX(ID!$N$35:$N$46,$B8303),0)","v":43},null,0,25.395783774915923,0,0]
[8294,12,12,13,346,50,"2014-12-12",6,"w",null,{"$f":"IF(I8304=\"h\",INDEX(ID!$K$8:$K$31,FBR!$D8304+1)*INDEX(ID!$K$35:$K$46,$B8304),0)","v":0},{"$f":"IF(I8304=\"w\",INDEX(ID!$L$8:$L$31,FBR!$D8304+1)*INDEX(ID!$L$35:$L$46,$B8304),0)","v":44},{"$f":"IF(I8304=\"h\",INDEX(ID!$M$8:$M$31,FBR!$D8304+1)*INDEX(ID!$M$35:$M$46,$B8304),0)","v":0},{"$f":"IF(I8304=\"w\",INDEX(ID!$N$8:$N$31,FBR!$D8304+1)*INDEX(ID!$N$35:$N$46,$B8304),0)","v":44},null,0,25.986383397588384,0,0]
[8295,12,12,14,346,50,"2014-12-12",6,"w",null,{"$f":"IF(I8305=\"h\",INDEX(ID!$K$8:$K$31,FBR!$D8305+1)*INDEX(ID!$K$35:$K$46,$B8305),0)","v":0},{"$f":"IF(I8305=\"w\",INDEX(ID!$L$8:$L$31,FBR!$D8305+1)*INDEX(ID!$L$35:$L$46,$B8305),0)","v":47},{"$f":"IF(I8305=\"h\",INDEX(ID!$M$8:$M$31,FBR!$D8305+1)*INDEX(ID!$M$35:$M$46,$B8305),0)","v":0},{"$f":"IF(I8305=\"w\",INDEX(ID!$N$8:$N$31,FBR!$D8305+1)*INDEX(ID!$N$35:$N$46,$B8305),0)","v":47},null,0,27.758182265605775,0,0]
[8296,12,12,15,346,50,"2014-12-12",6,"w",null,{"$f":"IF(I8306=\"h\",INDEX(ID!$K$8:$K$31,FBR!$D8306+1)*INDEX(ID!$K$35:$K$46,$B8306),0)","v":0},{"$f":"IF(I8306=\"w\",INDEX(ID!$L$8:$L$31,FBR!$D8306+1)*INDEX(ID!$L$35:$L$46,$B8306),0)","v":50},{"$f":"IF(I8306=\"h\",INDEX(ID!$M$8:$M$31,FBR!$D8306+1)*INDEX(ID!$M$35:$M$46,$B8306),0)","v":0},{"$f":"IF(I8306=\"w\",INDEX(ID!$N$8:$N$31,FBR!$D8306+1)*INDEX(ID!$N$35:$N$46,$B8306),0)","v":50},null,0,29.529981133623163,0,0]
[8297,12,12,16,346,50,"2014-12-12",6,"w",null,{"$f":"IF(I8307=\"h\",INDEX(ID!$K$8:$K$31,FBR!$D8307+1)*INDEX(ID!$K$35:$K$46,$B8307),0)","v":0},{"$f":"IF(I8307=\"w\",INDEX(ID!$L$8:$L$31,FBR!$D8307+1)*INDEX(ID!$L$35:$L$46,$B8307),0)","v":53},{"$f":"IF(I8307=\"h\",INDEX(ID!$M$8:$M$31,FBR!$D8307+1)*INDEX(ID!$M$35:$M$46,$B8307),0)","v":0},{"$f":"IF(I8307=\"w\",INDEX(ID!$N$8:$N$31,FBR!$D8307+1)*INDEX(ID!$N$35:$N$46,$B8307),0)","v":53},null,0,31.301780001640555,0,0]
[8298,12,12,17,346,{"$f":"F8140+1","v":50},"2014-12-12",6,"w",null,{"$f":"IF(I8308=\"h\",INDEX(ID!$K$8:$K$31,FBR!$D8308+1)*INDEX(ID!$K$35:$K$46,$B8308),0)","v":0},{"$f":"IF(I8308=\"w\",INDEX(ID!$L$8:$L$31,FBR!$D8308+1)*INDEX(ID!$L$35:$L$46,$B8308),0)","v":62},{"$f":"IF(I8308=\"h\",INDEX(ID!$M$8:$M$31,FBR!$D8308+1)*INDEX(ID!$M$35:$M$46,$B8308),0)","v":0},{"$f":"IF(I8308=\"w\",INDEX(ID!$N$8:$N$31,FBR!$D8308+1)*INDEX(ID!$N$35:$N$46,$B8308),0)","v":62},null,0,36.617176605692727,0,0]
[8299,12,12,18,346,50,"2014-12-12",6,"w",null,{"$f":"IF(I8309=\"h\",INDEX(ID!$K$8:$K$31,FBR!$D8309+1)*INDEX(ID!$K$35:$K$46,$B8309),0)","v":0},{"$f":"IF(I8309=\"w\",INDEX(ID!$L$8:$L$31,FBR!$D8309+1)*INDEX(ID!$L$35:$L$46,$B8309),0)","v":65},{"$f":"IF(I8309=\"h\",INDEX(ID!$M$8:$M$31,FBR!$D8309+1)*INDEX(ID!$M$35:$M$46,$B8309),0)","v":0},{"$f":"IF(I8309=\"w\",INDEX(ID!$N$8:$N$31,FBR!$D8309+1)*INDEX(ID!$N$35:$N$46,$B8309),0)","v":65},null,0,38.388975473710111,0,0]
[8300,12,12,19,346,50,"2014-12-12",6,"w",null,{"$f":"IF(I8310=\"h\",INDEX(ID!$K$8:$K$31,FBR!$D8310+1)*INDEX(ID!$K$35:$K$46,$B8310),0)","v":0},{"$f":"IF(I8310=\"w\",INDEX(ID!$L$8:$L$31,FBR!$D8310+1)*INDEX(ID!$L$35:$L$46,$B8310),0)","v":60},{"$f":"IF(I8310=\"h\",INDEX(ID!$M$8:$M$31,FBR!$D8310+1)*INDEX(ID!$M$35:$M$46,$B8310),0)","v":0},{"$f":"IF(I8310=\"w\",INDEX(ID!$N$8:$N$31,FBR!$D8310+1)*INDEX(ID!$N$35:$N$46,$B8310),0)","v":60},null,0,35.435977360347799,0,0]
[8301,12,12,20,346,50,"2014-12-12",6,"w",null,{"$f":"IF(I8311=\"h\",INDEX(ID!$K$8:$K$31,FBR!$D8311+1)*INDEX(ID!$K$35:$K$46,$B8311),0)","v":0},{"$f":"IF(I8311=\"w\",INDEX(ID!$L$8:$L$31,FBR!$D8311+1)*INDEX(ID!$L$35:$L$46,$B8311),0)","v":53},{"$f":"IF(I8311=\"h\",INDEX(ID!$M$8:$M$31,FBR!$D8311+1)*INDEX(ID!$M$35:$M$46,$B8311),0)","v":0},{"$f":"IF(I8311=\"w\",INDEX(ID!$N$8:$N$31,FBR!$D8311+1)*INDEX(ID!$N$35:$N$46,$B8311),0)","v":53},null,0,31.301780001640555,0,0]
[8302,12,12,21,346,50,"2014-12-12",6,"w",null,{"$f":"IF(I8312=\"h\",INDEX(ID!$K$8:$K$31,FBR!$D8312+1)*INDEX(ID!$K$35:$K$46,$B8312),0)","v":0},{"$f":"IF(I8312=\"w\",INDEX(ID!$L$8:$L$31,FBR!$D8312+1)*INDEX(ID!$L$35:$L$46,$B8312),0)","v":50},{"$f":"IF(I8312=\"h\",INDEX(ID!$M$8:$M$31,FBR!$D8312+1)*INDEX(ID!$M$35:$M$46,$B8312),0)","v":0},{"$f":"IF(I8312=\"w\",INDEX(ID!$N$8:$N$31,FBR!$D8312+1)*INDEX(ID!$N$35:$N$46,$B8312),0)","v":50},null,0,29.529981133623163,0,0]
[8303,12,12,22,346,50,"2014-12-12",6,"w",null,{"$f":"IF(I8313=\"h\",INDEX(ID!$K$8:$K$31,FBR!$D8313+1)*INDEX(ID!$K$35:$K$46,$B8313),0)","v":0},{"$f":"IF(I8313=\"w\",INDEX(ID!$L$8:$L$31,FBR!$D8313+1)*INDEX(ID!$L$35:$L$46,$B8313),0)","v":45},{"$f":"IF(I8313=\"h\",INDEX(ID!$M$8:$M$31,FBR!$D8313+1)*INDEX(ID!$M$35:$M$46,$B8313),0)","v":0},{"$f":"IF(I8313=\"w\",INDEX(ID!$N$8:$N$31,FBR!$D8313+1)*INDEX(ID!$N$35:$N$46,$B8313),0)","v":45},null,0,26.576983020260847,0,0]
[8304,12,12,23,346,50,"2014-12-12",6,"w",null,{"$f":"IF(I8314=\"h\",INDEX(ID!$K$8:$K$31,FBR!$D8314+1)*INDEX(ID!$K$35:$K$46,$B8314),0)","v":0},{"$f":"IF(I8314=\"w\",INDEX(ID!$L$8:$L$31,FBR!$D8314+1)*INDEX(ID!$L$35:$L$46,$B8314),0)","v":40},{"$f":"IF(I8314=\"h\",INDEX(ID!$M$8:$M$31,FBR!$D8314+1)*INDEX(ID!$M$35:$M$46,$B8314),0)","v":0},{"$f":"IF(I8314=\"w\",INDEX(ID!$N$8:$N$31,FBR!$D8314+1)*INDEX(ID!$N$35:$N$46,$B8314),0)","v":40},null,0,23.623984906898531,0,0]
[8305,12,13,0,347,50,"2014-12-13",7,"w",null,{"$f":"IF(I8315=\"h\",INDEX(ID!$K$8:$K$31,FBR!$D8315+1)*INDEX(ID!$K$35:$K$46,$B8315),0)","v":0},{"$f":"IF(I8315=\"w\",INDEX(ID!$L$8:$L$31,FBR!$D8315+1)*INDEX(ID!$L$35:$L$46,$B8315),0)","v":35},{"$f":"IF(I8315=\"h\",INDEX(ID!$M$8:$M$31,FBR!$D8315+1)*INDEX(ID!$M$35:$M$46,$B8315),0)","v":0},{"$f":"IF(I8315=\"w\",INDEX(ID!$N$8:$N$31,FBR!$D8315+1)*INDEX(ID!$N$35:$N$46,$B8315),0)","v":35},null,0,20.670986793536215,0,0]
[8306,12,13,1,347,50,"2014-12-13",7,"w",null,{"$f":"IF(I8316=\"h\",INDEX(ID!$K$8:$K$31,FBR!$D8316+1)*INDEX(ID!$K$35:$K$46,$B8316),0)","v":0},{"$f":"IF(I8316=\"w\",INDEX(ID!$L$8:$L$31,FBR!$D8316+1)*INDEX(ID!$L$35:$L$46,$B8316),0)","v":30},{"$f":"IF(I8316=\"h\",INDEX(ID!$M$8:$M$31,FBR!$D8316+1)*INDEX(ID!$M$35:$M$46,$B8316),0)","v":0},{"$f":"IF(I8316=\"w\",INDEX(ID!$N$8:$N$31,FBR!$D8316+1)*INDEX(ID!$N$35:$N$46,$B8316),0)","v":30},null,0,17.717988680173899,0,0]
[8307,12,13,2,347,50,"2014-12-13",7,"w",null,{"$f":"IF(I8317=\"h\",INDEX(ID!$K$8:$K$31,FBR!$D8317+1)*INDEX(ID!$K$35:$K$46,$B8317),0)","v":0},{"$f":"IF(I8317=\"w\",INDEX(ID!$L$8:$L$31,FBR!$D8317+1)*INDEX(ID!$L$35:$L$46,$B8317),0)","v":28},{"$f":"IF(I8317=\"h\",INDEX(ID!$M$8:$M$31,FBR!$D8317+1)*INDEX(ID!$M$35:$M$46,$B8317),0)","v":0},{"$f":"IF(I8317=\"w\",INDEX(ID!$N$8:$N$31,FBR!$D8317+1)*INDEX(ID!$N$35:$N$46,$B8317),0)","v":28},null,0,16.536789434828972,0,0]
[8308,12,13,3,347,50,"2014-12-13",7,"w",null,{"$f":"IF(I8318=\"h\",INDEX(ID!$K$8:$K$31,FBR!$D8318+1)*INDEX(ID!$K$35:$K$46,$B8318),0)","v":0},{"$f":"IF(I8318=\"w\",INDEX(ID!$L$8:$L$31,FBR!$D8318+1)*INDEX(ID!$L$35:$L$46,$B8318),0)","v":27},{"$f":"IF(I8318=\"h\",INDEX(ID!$M$8:$M$31,FBR!$D8318+1)*INDEX(ID!$M$35:$M$46,$B8318),0)","v":0},{"$f":"IF(I8318=\"w\",INDEX(ID!$N$8:$N$31,FBR!$D8318+1)*INDEX(ID!$N$35:$N$46,$B8318),0)","v":27},null,0,15.94618981215651,0,0]
[8309,12,13,4,347,50,"2014-12-13",7,"w",null,{"$f":"IF(I8319=\"h\",INDEX(ID!$K$8:$K$31,FBR!$D8319+1)*INDEX(ID!$K$35:$K$46,$B8319),0)","v":0},{"$f":"IF(I8319=\"w\",INDEX(ID!$L$8:$L$31,FBR!$D8319+1)*INDEX(ID!$L$35:$L$46,$B8319),0)","v":27},{"$f":"IF(I8319=\"h\",INDEX(ID!$M$8:$M$31,FBR!$D8319+1)*INDEX(ID!$M$35:$M$46,$B8319),0)","v":0},{"$f":"IF(I8319=\"w\",INDEX(ID!$N$8:$N$31,FBR!$D8319+1)*INDEX(ID!$N$35:$N$46,$B8319),0)","v":27},null,0,15.94618981215651,0,0]
[8310,12,13,5,347,50,"2014-12-13",7,"w",null,{"$f":"IF(I8320=\"h\",INDEX(ID!$K$8:$K$31,FBR!$D8320+1)*INDEX(ID!$K$35:$K$46,$B8320),0)","v":0},{"$f":"IF(I8320=\"w\",INDEX(ID!$L$8:$L$31,FBR!$D8320+1)*INDEX(ID!$L$35:$L$46,$B8320),0)","v":27},{"$f":"IF(I8320=\"h\",INDEX(ID!$M$8:$M$31,FBR!$D8320+1)*INDEX(ID!$M$35:$M$46,$B8320),0)","v":0},{"$f":"IF(I8320=\"w\",INDEX(ID!$N$8:$N$31,FBR!$D8320+1)*INDEX(ID!$N$35:$N$46,$B8320),0)","v":27},null,0,15.94618981215651,0,0]
[8311,12,13,6,347,50,"2014-12-13",7,"w",null,{"$f":"IF(I8321=\"h\",INDEX(ID!$K$8:$K$31,FBR!$D8321+1)*INDEX(ID!$K$35:$K$46,$B8321),0)","v":0},{"$f":"IF(I8321=\"w\",INDEX(ID!$L$8:$L$31,FBR!$D8321+1)*INDEX(ID!$L$35:$L$46,$B8321),0)","v":29},{"$f":"IF(I8321=\"h\",INDEX(ID!$M$8:$M$31,FBR!$D8321+1)*INDEX(ID!$M$35:$M$46,$B8321),0)","v":0},{"$f":"IF(I8321=\"w\",INDEX(ID!$N$8:$N$31,FBR!$D8321+1)*INDEX(ID!$N$35:$N$46,$B8321),0)","v":29},null,0,17.127389057501436,0,0]
[8312,12,13,7,347,50,"2014-12-13",7,"w",null,{"$f":"IF(I8322=\"h\",INDEX(ID!$K$8:$K$31,FBR!$D8322+1)*INDEX(ID!$K$35:$K$46,$B8322),0)","v":0},{"$f":"IF(I8322=\"w\",INDEX(ID!$L$8:$L$31,FBR!$D8322+1)*INDEX(ID!$L$35:$L$46,$B8322),0)","v":32},{"$f":"IF(I8322=\"h\",INDEX(ID!$M$8:$M$31,FBR!$D8322+1)*INDEX(ID!$M$35:$M$46,$B8322),0)","v":0},{"$f":"IF(I8322=\"w\",INDEX(ID!$N$8:$N$31,FBR!$D8322+1)*INDEX(ID!$N$35:$N$46,$B8322),0)","v":32},null,0,18.899187925518824,0,0]
[8313,12,13,8,347,50,"2014-12-13",7,"w",null,{"$f":"IF(I8323=\"h\",INDEX(ID!$K$8:$K$31,FBR!$D8323+1)*INDEX(ID!$K$35:$K$46,$B8323),0)","v":0},{"$f":"IF(I8323=\"w\",INDEX(ID!$L$8:$L$31,FBR!$D8323+1)*INDEX(ID!$L$35:$L$46,$B8323),0)","v":35},{"$f":"IF(I8323=\"h\",INDEX(ID!$M$8:$M$31,FBR!$D8323+1)*INDEX(ID!$M$35:$M$46,$B8323),0)","v":0},{"$f":"IF(I8323=\"w\",INDEX(ID!$N$8:$N$31,FBR!$D8323+1)*INDEX(ID!$N$35:$N$46,$B8323),0)","v":35},null,0,20.670986793536215,0,0]
[8314,12,13,9,347,50,"2014-12-13",7,"w",null,{"$f":"IF(I8324=\"h\",INDEX(ID!$K$8:$K$31,FBR!$D8324+1)*INDEX(ID!$K$35:$K$46,$B8324),0)","v":0},{"$f":"IF(I8324=\"w\",INDEX(ID!$L$8:$L$31,FBR!$D8324+1)*INDEX(ID!$L$35:$L$46,$B8324),0)","v":38},{"$f":"IF(I8324=\"h\",INDEX(ID!$M$8:$M$31,FBR!$D8324+1)*INDEX(ID!$M$35:$M$46,$B8324),0)","v":0},{"$f":"IF(I8324=\"w\",INDEX(ID!$N$8:$N$31,FBR!$D8324+1)*INDEX(ID!$N$35:$N$46,$B8324),0)","v":38},null,0,22.442785661553604,0,0]
[8315,12,13,10,347,50,"2014-12-13",7,"w",null,{"$f":"IF(I8325=\"h\",INDEX(ID!$K$8:$K$31,FBR!$D8325+1)*INDEX(ID!$K$35:$K$46,$B8325),0)","v":0},{"$f":"IF(I8325=\"w\",INDEX(ID!$L$8:$L$31,FBR!$D8325+1)*INDEX(ID!$L$35:$L$46,$B8325),0)","v":40},{"$f":"IF(I8325=\"h\",INDEX(ID!$M$8:$M$31,FBR!$D8325+1)*INDEX(ID!$M$35:$M$46,$B8325),0)","v":0},{"$f":"IF(I8325=\"w\",INDEX(ID!$N$8:$N$31,FBR!$D8325+1)*INDEX(ID!$N$35:$N$46,$B8325),0)","v":40},null,0,23.623984906898531,0,0]
[8316,12,13,11,347,50,"2014-12-13",7,"w",null,{"$f":"IF(I8326=\"h\",INDEX(ID!$K$8:$K$31,FBR!$D8326+1)*INDEX(ID!$K$35:$K$46,$B8326),0)","v":0},{"$f":"IF(I8326=\"w\",INDEX(ID!$L$8:$L$31,FBR!$D8326+1)*INDEX(ID!$L$35:$L$46,$B8326),0)","v":42},{"$f":"IF(I8326=\"h\",INDEX(ID!$M$8:$M$31,FBR!$D8326+1)*INDEX(ID!$M$35:$M$46,$B8326),0)","v":0},{"$f":"IF(I8326=\"w\",INDEX(ID!$N$8:$N$31,FBR!$D8326+1)*INDEX(ID!$N$35:$N$46,$B8326),0)","v":42},null,0,24.805184152243459,0,0]
[8317,12,13,12,347,50,"2014-12-13",7,"w",null,{"$f":"IF(I8327=\"h\",INDEX(ID!$K$8:$K$31,FBR!$D8327+1)*INDEX(ID!$K$35:$K$46,$B8327),0)","v":0},{"$f":"IF(I8327=\"w\",INDEX(ID!$L$8:$L$31,FBR!$D8327+1)*INDEX(ID!$L$35:$L$46,$B8327),0)","v":43},{"$f":"IF(I8327=\"h\",INDEX(ID!$M$8:$M$31,FBR!$D8327+1)*INDEX(ID!$M$35:$M$46,$B8327),0)","v":0},{"$f":"IF(I8327=\"w\",INDEX(ID!$N$8:$N$31,FBR!$D8327+1)*INDEX(ID!$N$35:$N$46,$B8327),0)","v":43},null,0,25.395783774915923,0,0]
[8318,12,13,13,347,50,"2014-12-13",7,"w",null,{"$f":"IF(I8328=\"h\",INDEX(ID!$K$8:$K$31,FBR!$D8328+1)*INDEX(ID!$K$35:$K$46,$B8328),0)","v":0},{"$f":"IF(I8328=\"w\",INDEX(ID!$L$8:$L$31,FBR!$D8328+1)*INDEX(ID!$L$35:$L$46,$B8328),0)","v":44},{"$f":"IF(I8328=\"h\",INDEX(ID!$M$8:$M$31,FBR!$D8328+1)*INDEX(ID!$M$35:$M$46,$B8328),0)","v":0},{"$f":"IF(I8328=\"w\",INDEX(ID!$N$8:$N$31,FBR!$D8328+1)*INDEX(ID!$N$35:$N$46,$B8328),0)","v":44},null,0,25.986383397588384,0,0]
[8319,12,13,14,347,50,"2014-12-13",7,"w",null,{"$f":"IF(I8329=\"h\",INDEX(ID!$K$8:$K$31,FBR!$D8329+1)*INDEX(ID!$K$35:$K$46,$B8329),0)","v":0},{"$f":"IF(I8329=\"w\",INDEX(ID!$L$8:$L$31,FBR!$D8329+1)*INDEX(ID!$L$35:$L$46,$B8329),0)","v":47},{"$f":"IF(I8329=\"h\",INDEX(ID!$M$8:$M$31,FBR!$D8329+1)*INDEX(ID!$M$35:$M$46,$B8329),0)","v":0},{"$f":"IF(I8329=\"w\",INDEX(ID!$N$8:$N$31,FBR!$D8329+1)*INDEX(ID!$N$35:$N$46,$B8329),0)","v":47},null,0,27.758182265605775,0,0]
[8320,12,13,15,347,50,"2014-12-13",7,"w",null,{"$f":"IF(I8330=\"h\",INDEX(ID!$K$8:$K$31,FBR!$D8330+1)*INDEX(ID!$K$35:$K$46,$B8330),0)","v":0},{"$f":"IF(I8330=\"w\",INDEX(ID!$L$8:$L$31,FBR!$D8330+1)*INDEX(ID!$L$35:$L$46,$B8330),0)","v":50},{"$f":"IF(I8330=\"h\",INDEX(ID!$M$8:$M$31,FBR!$D8330+1)*INDEX(ID!$M$35:$M$46,$B8330),0)","v":0},{"$f":"IF(I8330=\"w\",INDEX(ID!$N$8:$N$31,FBR!$D8330+1)*INDEX(ID!$N$35:$N$46,$B8330),0)","v":50},null,0,29.529981133623163,0,0]
[8321,12,13,16,347,50,"2014-12-13",{"$f":"WEEKDAY(G8331)","v":7},{"$f":"IF(OR(H8331=6,H8331=7),\"w\",\"h\")","v":"w"},null,{"$f":"IF(I8331=\"h\",INDEX(ID!$K$8:$K$31,FBR!$D8331+1)*INDEX(ID!$K$35:$K$46,$B8331),0)","v":0},{"$f":"IF(I8331=\"w\",INDEX(ID!$L$8:$L$31,FBR!$D8331+1)*INDEX(ID!$L$35:$L$46,$B8331),0)","v":53},{"$f":"IF(I8331=\"h\",INDEX(ID!$M$8:$M$31,FBR!$D8331+1)*INDEX(ID!$M$35:$M$46,$B8331),0)","v":0},{"$f":"IF(I8331=\"w\",INDEX(ID!$N$8:$N$31,FBR!$D8331+1)*INDEX(ID!$N$35:$N$46,$B8331),0)","v":53},null,{"$f":"K8331*(indvforbrug*antalbrugere)/($K$8789+$L$8789)","v":0},{"$f":"L8331*indvforbrug*antalbrugere/($K$8789+$L$8789)","v":31.301780001640555},{"$f":"M8331*fællesforbrug/($M$8789+$N$8789)","v":0},{"$f":"N8331*fællesforbrug/($M$8789+$N$8789)","v":0}]
[{"$f":"A8331+1","v":8322},12,13,17,347,50,{"$f":"DATE(2014,B8332,C8332)","v":"2014-12-13"},7,"w",null,{"$f":"IF(I8332=\"h\",INDEX(ID!$K$8:$K$31,FBR!$D8332+1)*INDEX(ID!$K$35:$K$46,$B8332),0)","v":0},{"$f":"IF(I8332=\"w\",INDEX(ID!$L$8:$L$31,FBR!$D8332+1)*INDEX(ID!$L$35:$L$46,$B8332),0)","v":62},{"$f":"IF(I8332=\"h\",INDEX(ID!$M$8:$M$31,FBR!$D8332+1)*INDEX(ID!$M$35:$M$46,$B8332),0)","v":0},{"$f":"IF(I8332=\"w\",INDEX(ID!$N$8:$N$31,FBR!$D8332+1)*INDEX(ID!$N$35:$N$46,$B8332),0)","v":62},null,0,36.617176605692727,0,0]
[8323,12,13,18,347,50,"2014-12-13",7,"w",null,{"$f":"IF(I8333=\"h\",INDEX(ID!$K$8:$K$31,FBR!$D8333+1)*INDEX(ID!$K$35:$K$46,$B8333),0)","v":0},{"$f":"IF(I8333=\"w\",INDEX(ID!$L$8:$L$31,FBR!$D8333+1)*INDEX(ID!$L$35:$L$46,$B8333),0)","v":65},{"$f":"IF(I8333=\"h\",INDEX(ID!$M$8:$M$31,FBR!$D8333+1)*INDEX(ID!$M$35:$M$46,$B8333),0)","v":0},{"$f":"IF(I8333=\"w\",INDEX(ID!$N$8:$N$31,FBR!$D8333+1)*INDEX(ID!$N$35:$N$46,$B8333),0)","v":65},null,0,38.388975473710111,0,0]
[8324,12,13,19,347,50,"2014-12-13",7,"w",null,{"$f":"IF(I8334=\"h\",INDEX(ID!$K$8:$K$31,FBR!$D8334+1)*INDEX(ID!$K$35:$K$46,$B8334),0)","v":0},{"$f":"IF(I8334=\"w\",INDEX(ID!$L$8:$L$31,FBR!$D8334+1)*INDEX(ID!$L$35:$L$46,$B8334),0)","v":60},{"$f":"IF(I8334=\"h\",INDEX(ID!$M$8:$M$31,FBR!$D8334+1)*INDEX(ID!$M$35:$M$46,$B8334),0)","v":0},{"$f":"IF(I8334=\"w\",INDEX(ID!$N$8:$N$31,FBR!$D8334+1)*INDEX(ID!$N$35:$N$46,$B8334),0)","v":60},null,0,35.435977360347799,0,0]
[8325,12,13,20,347,50,"2014-12-13",7,"w",null,{"$f":"IF(I8335=\"h\",INDEX(ID!$K$8:$K$31,FBR!$D8335+1)*INDEX(ID!$K$35:$K$46,$B8335),0)","v":0},{"$f":"IF(I8335=\"w\",INDEX(ID!$L$8:$L$31,FBR!$D8335+1)*INDEX(ID!$L$35:$L$46,$B8335),0)","v":53},{"$f":"IF(I8335=\"h\",INDEX(ID!$M$8:$M$31,FBR!$D8335+1)*INDEX(ID!$M$35:$M$46,$B8335),0)","v":0},{"$f":"IF(I8335=\"w\",INDEX(ID!$N$8:$N$31,FBR!$D8335+1)*INDEX(ID!$N$35:$N$46,$B8335),0)","v":53},null,0,31.301780001640555,0,0]
[8326,12,13,21,347,50,"2014-12-13",7,"w",null,{"$f":"IF(I8336=\"h\",INDEX(ID!$K$8:$K$31,FBR!$D8336+1)*INDEX(ID!$K$35:$K$46,$B8336),0)","v":0},{"$f":"IF(I8336=\"w\",INDEX(ID!$L$8:$L$31,FBR!$D8336+1)*INDEX(ID!$L$35:$L$46,$B8336),0)","v":50},{"$f":"IF(I8336=\"h\",INDEX(ID!$M$8:$M$31,FBR!$D8336+1)*INDEX(ID!$M$35:$M$46,$B8336),0)","v":0},{"$f":"IF(I8336=\"w\",INDEX(ID!$N$8:$N$31,FBR!$D8336+1)*INDEX(ID!$N$35:$N$46,$B8336),0)","v":50},null,0,29.529981133623163,0,0]
[8327,12,13,22,347,50,"2014-12-13",7,"w",null,{"$f":"IF(I8337=\"h\",INDEX(ID!$K$8:$K$31,FBR!$D8337+1)*INDEX(ID!$K$35:$K$46,$B8337),0)","v":0},{"$f":"IF(I8337=\"w\",INDEX(ID!$L$8:$L$31,FBR!$D8337+1)*INDEX(ID!$L$35:$L$46,$B8337),0)","v":45},{"$f":"IF(I8337=\"h\",INDEX(ID!$M$8:$M$31,FBR!$D8337+1)*INDEX(ID!$M$35:$M$46,$B8337),0)","v":0},{"$f":"IF(I8337=\"w\",INDEX(ID!$N$8:$N$31,FBR!$D8337+1)*INDEX(ID!$N$35:$N$46,$B8337),0)","v":45},null,0,26.576983020260847,0,0]
[8328,12,13,23,347,50,"2014-12-13",7,"w",null,{"$f":"IF(I8338=\"h\",INDEX(ID!$K$8:$K$31,FBR!$D8338+1)*INDEX(ID!$K$35:$K$46,$B8338),0)","v":0},{"$f":"IF(I8338=\"w\",INDEX(ID!$L$8:$L$31,FBR!$D8338+1)*INDEX(ID!$L$35:$L$46,$B8338),0)","v":40},{"$f":"IF(I8338=\"h\",INDEX(ID!$M$8:$M$31,FBR!$D8338+1)*INDEX(ID!$M$35:$M$46,$B8338),0)","v":0},{"$f":"IF(I8338=\"w\",INDEX(ID!$N$8:$N$31,FBR!$D8338+1)*INDEX(ID!$N$35:$N$46,$B8338),0)","v":40},null,0,23.623984906898531,0,0]
[8329,12,14,0,348,50,"2014-12-14",1,"h",null,{"$f":"IF(I8339=\"h\",INDEX(ID!$K$8:$K$31,FBR!$D8339+1)*INDEX(ID!$K$35:$K$46,$B8339),0)","v":35},{"$f":"IF(I8339=\"w\",INDEX(ID!$L$8:$L$31,FBR!$D8339+1)*INDEX(ID!$L$35:$L$46,$B8339),0)","v":0},{"$f":"IF(I8339=\"h\",INDEX(ID!$M$8:$M$31,FBR!$D8339+1)*INDEX(ID!$M$35:$M$46,$B8339),0)","v":35},{"$f":"IF(I8339=\"w\",INDEX(ID!$N$8:$N$31,FBR!$D8339+1)*INDEX(ID!$N$35:$N$46,$B8339),0)","v":0},null,20.670986793536215,0,0,0]
[8330,12,14,1,348,50,"2014-12-14",1,"h",null,{"$f":"IF(I8340=\"h\",INDEX(ID!$K$8:$K$31,FBR!$D8340+1)*INDEX(ID!$K$35:$K$46,$B8340),0)","v":30},{"$f":"IF(I8340=\"w\",INDEX(ID!$L$8:$L$31,FBR!$D8340+1)*INDEX(ID!$L$35:$L$46,$B8340),0)","v":0},{"$f":"IF(I8340=\"h\",INDEX(ID!$M$8:$M$31,FBR!$D8340+1)*INDEX(ID!$M$35:$M$46,$B8340),0)","v":30},{"$f":"IF(I8340=\"w\",INDEX(ID!$N$8:$N$31,FBR!$D8340+1)*INDEX(ID!$N$35:$N$46,$B8340),0)","v":0},null,17.717988680173899,0,0,0]
[8331,12,14,2,348,50,"2014-12-14",1,"h",null,{"$f":"IF(I8341=\"h\",INDEX(ID!$K$8:$K$31,FBR!$D8341+1)*INDEX(ID!$K$35:$K$46,$B8341),0)","v":28},{"$f":"IF(I8341=\"w\",INDEX(ID!$L$8:$L$31,FBR!$D8341+1)*INDEX(ID!$L$35:$L$46,$B8341),0)","v":0},{"$f":"IF(I8341=\"h\",INDEX(ID!$M$8:$M$31,FBR!$D8341+1)*INDEX(ID!$M$35:$M$46,$B8341),0)","v":28},{"$f":"IF(I8341=\"w\",INDEX(ID!$N$8:$N$31,FBR!$D8341+1)*INDEX(ID!$N$35:$N$46,$B8341),0)","v":0},null,16.536789434828972,0,0,0]
[8332,12,14,3,348,50,"2014-12-14",1,"h",null,{"$f":"IF(I8342=\"h\",INDEX(ID!$K$8:$K$31,FBR!$D8342+1)*INDEX(ID!$K$35:$K$46,$B8342),0)","v":27},{"$f":"IF(I8342=\"w\",INDEX(ID!$L$8:$L$31,FBR!$D8342+1)*INDEX(ID!$L$35:$L$46,$B8342),0)","v":0},{"$f":"IF(I8342=\"h\",INDEX(ID!$M$8:$M$31,FBR!$D8342+1)*INDEX(ID!$M$35:$M$46,$B8342),0)","v":27},{"$f":"IF(I8342=\"w\",INDEX(ID!$N$8:$N$31,FBR!$D8342+1)*INDEX(ID!$N$35:$N$46,$B8342),0)","v":0},null,15.94618981215651,0,0,0]
[8333,12,14,4,348,50,"2014-12-14",1,"h",null,{"$f":"IF(I8343=\"h\",INDEX(ID!$K$8:$K$31,FBR!$D8343+1)*INDEX(ID!$K$35:$K$46,$B8343),0)","v":27},{"$f":"IF(I8343=\"w\",INDEX(ID!$L$8:$L$31,FBR!$D8343+1)*INDEX(ID!$L$35:$L$46,$B8343),0)","v":0},{"$f":"IF(I8343=\"h\",INDEX(ID!$M$8:$M$31,FBR!$D8343+1)*INDEX(ID!$M$35:$M$46,$B8343),0)","v":27},{"$f":"IF(I8343=\"w\",INDEX(ID!$N$8:$N$31,FBR!$D8343+1)*INDEX(ID!$N$35:$N$46,$B8343),0)","v":0},null,15.94618981215651,0,0,0]
[8334,12,14,5,348,50,"2014-12-14",1,"h",null,{"$f":"IF(I8344=\"h\",INDEX(ID!$K$8:$K$31,FBR!$D8344+1)*INDEX(ID!$K$35:$K$46,$B8344),0)","v":27},{"$f":"IF(I8344=\"w\",INDEX(ID!$L$8:$L$31,FBR!$D8344+1)*INDEX(ID!$L$35:$L$46,$B8344),0)","v":0},{"$f":"IF(I8344=\"h\",INDEX(ID!$M$8:$M$31,FBR!$D8344+1)*INDEX(ID!$M$35:$M$46,$B8344),0)","v":27},{"$f":"IF(I8344=\"w\",INDEX(ID!$N$8:$N$31,FBR!$D8344+1)*INDEX(ID!$N$35:$N$46,$B8344),0)","v":0},null,15.94618981215651,0,0,0]
[8335,12,14,6,348,50,"2014-12-14",1,"h",null,{"$f":"IF(I8345=\"h\",INDEX(ID!$K$8:$K$31,FBR!$D8345+1)*INDEX(ID!$K$35:$K$46,$B8345),0)","v":29},{"$f":"IF(I8345=\"w\",INDEX(ID!$L$8:$L$31,FBR!$D8345+1)*INDEX(ID!$L$35:$L$46,$B8345),0)","v":0},{"$f":"IF(I8345=\"h\",INDEX(ID!$M$8:$M$31,FBR!$D8345+1)*INDEX(ID!$M$35:$M$46,$B8345),0)","v":29},{"$f":"IF(I8345=\"w\",INDEX(ID!$N$8:$N$31,FBR!$D8345+1)*INDEX(ID!$N$35:$N$46,$B8345),0)","v":0},null,17.127389057501436,0,0,0]
[8336,12,14,7,348,50,"2014-12-14",1,"h",null,{"$f":"IF(I8346=\"h\",INDEX(ID!$K$8:$K$31,FBR!$D8346+1)*INDEX(ID!$K$35:$K$46,$B8346),0)","v":32},{"$f":"IF(I8346=\"w\",INDEX(ID!$L$8:$L$31,FBR!$D8346+1)*INDEX(ID!$L$35:$L$46,$B8346),0)","v":0},{"$f":"IF(I8346=\"h\",INDEX(ID!$M$8:$M$31,FBR!$D8346+1)*INDEX(ID!$M$35:$M$46,$B8346),0)","v":32},{"$f":"IF(I8346=\"w\",INDEX(ID!$N$8:$N$31,FBR!$D8346+1)*INDEX(ID!$N$35:$N$46,$B8346),0)","v":0},null,18.899187925518824,0,0,0]
[8337,12,14,8,348,50,"2014-12-14",1,"h",null,{"$f":"IF(I8347=\"h\",INDEX(ID!$K$8:$K$31,FBR!$D8347+1)*INDEX(ID!$K$35:$K$46,$B8347),0)","v":35},{"$f":"IF(I8347=\"w\",INDEX(ID!$L$8:$L$31,FBR!$D8347+1)*INDEX(ID!$L$35:$L$46,$B8347),0)","v":0},{"$f":"IF(I8347=\"h\",INDEX(ID!$M$8:$M$31,FBR!$D8347+1)*INDEX(ID!$M$35:$M$46,$B8347),0)","v":35},{"$f":"IF(I8347=\"w\",INDEX(ID!$N$8:$N$31,FBR!$D8347+1)*INDEX(ID!$N$35:$N$46,$B8347),0)","v":0},null,20.670986793536215,0,0,0]
[8338,12,14,9,348,50,"2014-12-14",1,"h",null,{"$f":"IF(I8348=\"h\",INDEX(ID!$K$8:$K$31,FBR!$D8348+1)*INDEX(ID!$K$35:$K$46,$B8348),0)","v":38},{"$f":"IF(I8348=\"w\",INDEX(ID!$L$8:$L$31,FBR!$D8348+1)*INDEX(ID!$L$35:$L$46,$B8348),0)","v":0},{"$f":"IF(I8348=\"h\",INDEX(ID!$M$8:$M$31,FBR!$D8348+1)*INDEX(ID!$M$35:$M$46,$B8348),0)","v":38},{"$f":"IF(I8348=\"w\",INDEX(ID!$N$8:$N$31,FBR!$D8348+1)*INDEX(ID!$N$35:$N$46,$B8348),0)","v":0},null,22.442785661553604,0,0,0]
[8339,12,14,10,348,50,"2014-12-14",1,"h",null,{"$f":"IF(I8349=\"h\",INDEX(ID!$K$8:$K$31,FBR!$D8349+1)*INDEX(ID!$K$35:$K$46,$B8349),0)","v":40},{"$f":"IF(I8349=\"w\",INDEX(ID!$L$8:$L$31,FBR!$D8349+1)*INDEX(ID!$L$35:$L$46,$B8349),0)","v":0},{"$f":"IF(I8349=\"h\",INDEX(ID!$M$8:$M$31,FBR!$D8349+1)*INDEX(ID!$M$35:$M$46,$B8349),0)","v":40},{"$f":"IF(I8349=\"w\",INDEX(ID!$N$8:$N$31,FBR!$D8349+1)*INDEX(ID!$N$35:$N$46,$B8349),0)","v":0},null,23.623984906898531,0,0,0]
[8340,12,14,11,348,50,"2014-12-14",1,"h",null,{"$f":"IF(I8350=\"h\",INDEX(ID!$K$8:$K$31,FBR!$D8350+1)*INDEX(ID!$K$35:$K$46,$B8350),0)","v":42},{"$f":"IF(I8350=\"w\",INDEX(ID!$L$8:$L$31,FBR!$D8350+1)*INDEX(ID!$L$35:$L$46,$B8350),0)","v":0},{"$f":"IF(I8350=\"h\",INDEX(ID!$M$8:$M$31,FBR!$D8350+1)*INDEX(ID!$M$35:$M$46,$B8350),0)","v":42},{"$f":"IF(I8350=\"w\",INDEX(ID!$N$8:$N$31,FBR!$D8350+1)*INDEX(ID!$N$35:$N$46,$B8350),0)","v":0},null,24.805184152243459,0,0,0]
[8341,12,14,12,348,50,"2014-12-14",1,"h",null,{"$f":"IF(I8351=\"h\",INDEX(ID!$K$8:$K$31,FBR!$D8351+1)*INDEX(ID!$K$35:$K$46,$B8351),0)","v":43},{"$f":"IF(I8351=\"w\",INDEX(ID!$L$8:$L$31,FBR!$D8351+1)*INDEX(ID!$L$35:$L$46,$B8351),0)","v":0},{"$f":"IF(I8351=\"h\",INDEX(ID!$M$8:$M$31,FBR!$D8351+1)*INDEX(ID!$M$35:$M$46,$B8351),0)","v":43},{"$f":"IF(I8351=\"w\",INDEX(ID!$N$8:$N$31,FBR!$D8351+1)*INDEX(ID!$N$35:$N$46,$B8351),0)","v":0},null,25.395783774915923,0,0,0]
[8342,12,14,13,348,50,"2014-12-14",1,"h",null,{"$f":"IF(I8352=\"h\",INDEX(ID!$K$8:$K$31,FBR!$D8352+1)*INDEX(ID!$K$35:$K$46,$B8352),0)","v":44},{"$f":"IF(I8352=\"w\",INDEX(ID!$L$8:$L$31,FBR!$D8352+1)*INDEX(ID!$L$35:$L$46,$B8352),0)","v":0},{"$f":"IF(I8352=\"h\",INDEX(ID!$M$8:$M$31,FBR!$D8352+1)*INDEX(ID!$M$35:$M$46,$B8352),0)","v":44},{"$f":"IF(I8352=\"w\",INDEX(ID!$N$8:$N$31,FBR!$D8352+1)*INDEX(ID!$N$35:$N$46,$B8352),0)","v":0},null,25.986383397588384,0,0,0]
[8343,12,14,14,348,50,"2014-12-14",1,"h",null,{"$f":"IF(I8353=\"h\",INDEX(ID!$K$8:$K$31,FBR!$D8353+1)*INDEX(ID!$K$35:$K$46,$B8353),0)","v":47},{"$f":"IF(I8353=\"w\",INDEX(ID!$L$8:$L$31,FBR!$D8353+1)*INDEX(ID!$L$35:$L$46,$B8353),0)","v":0},{"$f":"IF(I8353=\"h\",INDEX(ID!$M$8:$M$31,FBR!$D8353+1)*INDEX(ID!$M$35:$M$46,$B8353),0)","v":47},{"$f":"IF(I8353=\"w\",INDEX(ID!$N$8:$N$31,FBR!$D8353+1)*INDEX(ID!$N$35:$N$46,$B8353),0)","v":0},null,27.758182265605775,0,0,0]
[8344,12,14,15,348,50,"2014-12-14",1,"h",null,{"$f":"IF(I8354=\"h\",INDEX(ID!$K$8:$K$31,FBR!$D8354+1)*INDEX(ID!$K$35:$K$46,$B8354),0)","v":50},{"$f":"IF(I8354=\"w\",INDEX(ID!$L$8:$L$31,FBR!$D8354+1)*INDEX(ID!$L$35:$L$46,$B8354),0)","v":0},{"$f":"IF(I8354=\"h\",INDEX(ID!$M$8:$M$31,FBR!$D8354+1)*INDEX(ID!$M$35:$M$46,$B8354),0)","v":50},{"$f":"IF(I8354=\"w\",INDEX(ID!$N$8:$N$31,FBR!$D8354+1)*INDEX(ID!$N$35:$N$46,$B8354),0)","v":0},null,29.529981133623163,0,0,0]
[8345,12,14,16,348,50,"2014-12-14",1,"h",null,{"$f":"IF(I8355=\"h\",INDEX(ID!$K$8:$K$31,FBR!$D8355+1)*INDEX(ID!$K$35:$K$46,$B8355),0)","v":53},{"$f":"IF(I8355=\"w\",INDEX(ID!$L$8:$L$31,FBR!$D8355+1)*INDEX(ID!$L$35:$L$46,$B8355),0)","v":0},{"$f":"IF(I8355=\"h\",INDEX(ID!$M$8:$M$31,FBR!$D8355+1)*INDEX(ID!$M$35:$M$46,$B8355),0)","v":53},{"$f":"IF(I8355=\"w\",INDEX(ID!$N$8:$N$31,FBR!$D8355+1)*INDEX(ID!$N$35:$N$46,$B8355),0)","v":0},null,31.301780001640555,0,0,0]
[8346,12,14,17,{"$f":"E8332+1","v":348},50,"2014-12-14",1,"h",null,{"$f":"IF(I8356=\"h\",INDEX(ID!$K$8:$K$31,FBR!$D8356+1)*INDEX(ID!$K$35:$K$46,$B8356),0)","v":62},{"$f":"IF(I8356=\"w\",INDEX(ID!$L$8:$L$31,FBR!$D8356+1)*INDEX(ID!$L$35:$L$46,$B8356),0)","v":0},{"$f":"IF(I8356=\"h\",INDEX(ID!$M$8:$M$31,FBR!$D8356+1)*INDEX(ID!$M$35:$M$46,$B8356),0)","v":62},{"$f":"IF(I8356=\"w\",INDEX(ID!$N$8:$N$31,FBR!$D8356+1)*INDEX(ID!$N$35:$N$46,$B8356),0)","v":0},null,36.617176605692727,0,0,0]
[8347,12,14,18,348,50,"2014-12-14",1,"h",null,{"$f":"IF(I8357=\"h\",INDEX(ID!$K$8:$K$31,FBR!$D8357+1)*INDEX(ID!$K$35:$K$46,$B8357),0)","v":65},{"$f":"IF(I8357=\"w\",INDEX(ID!$L$8:$L$31,FBR!$D8357+1)*INDEX(ID!$L$35:$L$46,$B8357),0)","v":0},{"$f":"IF(I8357=\"h\",INDEX(ID!$M$8:$M$31,FBR!$D8357+1)*INDEX(ID!$M$35:$M$46,$B8357),0)","v":65},{"$f":"IF(I8357=\"w\",INDEX(ID!$N$8:$N$31,FBR!$D8357+1)*INDEX(ID!$N$35:$N$46,$B8357),0)","v":0},null,38.388975473710111,0,0,0]
[8348,12,14,19,348,50,"2014-12-14",1,"h",null,{"$f":"IF(I8358=\"h\",INDEX(ID!$K$8:$K$31,FBR!$D8358+1)*INDEX(ID!$K$35:$K$46,$B8358),0)","v":60},{"$f":"IF(I8358=\"w\",INDEX(ID!$L$8:$L$31,FBR!$D8358+1)*INDEX(ID!$L$35:$L$46,$B8358),0)","v":0},{"$f":"IF(I8358=\"h\",INDEX(ID!$M$8:$M$31,FBR!$D8358+1)*INDEX(ID!$M$35:$M$46,$B8358),0)","v":60},{"$f":"IF(I8358=\"w\",INDEX(ID!$N$8:$N$31,FBR!$D8358+1)*INDEX(ID!$N$35:$N$46,$B8358),0)","v":0},null,35.435977360347799,0,0,0]
[8349,12,14,20,348,50,"2014-12-14",1,"h",null,{"$f":"IF(I8359=\"h\",INDEX(ID!$K$8:$K$31,FBR!$D8359+1)*INDEX(ID!$K$35:$K$46,$B8359),0)","v":53},{"$f":"IF(I8359=\"w\",INDEX(ID!$L$8:$L$31,FBR!$D8359+1)*INDEX(ID!$L$35:$L$46,$B8359),0)","v":0},{"$f":"IF(I8359=\"h\",INDEX(ID!$M$8:$M$31,FBR!$D8359+1)*INDEX(ID!$M$35:$M$46,$B8359),0)","v":53},{"$f":"IF(I8359=\"w\",INDEX(ID!$N$8:$N$31,FBR!$D8359+1)*INDEX(ID!$N$35:$N$46,$B8359),0)","v":0},null,31.301780001640555,0,0,0]
[8350,12,14,21,348,50,"2014-12-14",1,"h",null,{"$f":"IF(I8360=\"h\",INDEX(ID!$K$8:$K$31,FBR!$D8360+1)*INDEX(ID!$K$35:$K$46,$B8360),0)","v":50},{"$f":"IF(I8360=\"w\",INDEX(ID!$L$8:$L$31,FBR!$D8360+1)*INDEX(ID!$L$35:$L$46,$B8360),0)","v":0},{"$f":"IF(I8360=\"h\",INDEX(ID!$M$8:$M$31,FBR!$D8360+1)*INDEX(ID!$M$35:$M$46,$B8360),0)","v":50},{"$f":"IF(I8360=\"w\",INDEX(ID!$N$8:$N$31,FBR!$D8360+1)*INDEX(ID!$N$35:$N$46,$B8360),0)","v":0},null,29.529981133623163,0,0,0]
[8351,12,14,22,348,50,"2014-12-14",1,"h",null,{"$f":"IF(I8361=\"h\",INDEX(ID!$K$8:$K$31,FBR!$D8361+1)*INDEX(ID!$K$35:$K$46,$B8361),0)","v":45},{"$f":"IF(I8361=\"w\",INDEX(ID!$L$8:$L$31,FBR!$D8361+1)*INDEX(ID!$L$35:$L$46,$B8361),0)","v":0},{"$f":"IF(I8361=\"h\",INDEX(ID!$M$8:$M$31,FBR!$D8361+1)*INDEX(ID!$M$35:$M$46,$B8361),0)","v":45},{"$f":"IF(I8361=\"w\",INDEX(ID!$N$8:$N$31,FBR!$D8361+1)*INDEX(ID!$N$35:$N$46,$B8361),0)","v":0},null,26.576983020260847,0,0,0]
[8352,12,14,23,348,50,"2014-12-14",1,"h",null,{"$f":"IF(I8362=\"h\",INDEX(ID!$K$8:$K$31,FBR!$D8362+1)*INDEX(ID!$K$35:$K$46,$B8362),0)","v":40},{"$f":"IF(I8362=\"w\",INDEX(ID!$L$8:$L$31,FBR!$D8362+1)*INDEX(ID!$L$35:$L$46,$B8362),0)","v":0},{"$f":"IF(I8362=\"h\",INDEX(ID!$M$8:$M$31,FBR!$D8362+1)*INDEX(ID!$M$35:$M$46,$B8362),0)","v":40},{"$f":"IF(I8362=\"w\",INDEX(ID!$N$8:$N$31,FBR!$D8362+1)*INDEX(ID!$N$35:$N$46,$B8362),0)","v":0},null,23.623984906898531,0,0,0]
[8353,12,15,0,349,50,"2014-12-15",2,"h",null,{"$f":"IF(I8363=\"h\",INDEX(ID!$K$8:$K$31,FBR!$D8363+1)*INDEX(ID!$K$35:$K$46,$B8363),0)","v":35},{"$f":"IF(I8363=\"w\",INDEX(ID!$L$8:$L$31,FBR!$D8363+1)*INDEX(ID!$L$35:$L$46,$B8363),0)","v":0},{"$f":"IF(I8363=\"h\",INDEX(ID!$M$8:$M$31,FBR!$D8363+1)*INDEX(ID!$M$35:$M$46,$B8363),0)","v":35},{"$f":"IF(I8363=\"w\",INDEX(ID!$N$8:$N$31,FBR!$D8363+1)*INDEX(ID!$N$35:$N$46,$B8363),0)","v":0},null,20.670986793536215,0,0,0]
[8354,12,15,1,349,50,"2014-12-15",2,"h",null,{"$f":"IF(I8364=\"h\",INDEX(ID!$K$8:$K$31,FBR!$D8364+1)*INDEX(ID!$K$35:$K$46,$B8364),0)","v":30},{"$f":"IF(I8364=\"w\",INDEX(ID!$L$8:$L$31,FBR!$D8364+1)*INDEX(ID!$L$35:$L$46,$B8364),0)","v":0},{"$f":"IF(I8364=\"h\",INDEX(ID!$M$8:$M$31,FBR!$D8364+1)*INDEX(ID!$M$35:$M$46,$B8364),0)","v":30},{"$f":"IF(I8364=\"w\",INDEX(ID!$N$8:$N$31,FBR!$D8364+1)*INDEX(ID!$N$35:$N$46,$B8364),0)","v":0},null,17.717988680173899,0,0,0]
[8355,12,15,2,349,50,"2014-12-15",2,"h",null,{"$f":"IF(I8365=\"h\",INDEX(ID!$K$8:$K$31,FBR!$D8365+1)*INDEX(ID!$K$35:$K$46,$B8365),0)","v":28},{"$f":"IF(I8365=\"w\",INDEX(ID!$L$8:$L$31,FBR!$D8365+1)*INDEX(ID!$L$35:$L$46,$B8365),0)","v":0},{"$f":"IF(I8365=\"h\",INDEX(ID!$M$8:$M$31,FBR!$D8365+1)*INDEX(ID!$M$35:$M$46,$B8365),0)","v":28},{"$f":"IF(I8365=\"w\",INDEX(ID!$N$8:$N$31,FBR!$D8365+1)*INDEX(ID!$N$35:$N$46,$B8365),0)","v":0},null,16.536789434828972,0,0,0]
[8356,12,15,3,349,50,"2014-12-15",2,"h",null,{"$f":"IF(I8366=\"h\",INDEX(ID!$K$8:$K$31,FBR!$D8366+1)*INDEX(ID!$K$35:$K$46,$B8366),0)","v":27},{"$f":"IF(I8366=\"w\",INDEX(ID!$L$8:$L$31,FBR!$D8366+1)*INDEX(ID!$L$35:$L$46,$B8366),0)","v":0},{"$f":"IF(I8366=\"h\",INDEX(ID!$M$8:$M$31,FBR!$D8366+1)*INDEX(ID!$M$35:$M$46,$B8366),0)","v":27},{"$f":"IF(I8366=\"w\",INDEX(ID!$N$8:$N$31,FBR!$D8366+1)*INDEX(ID!$N$35:$N$46,$B8366),0)","v":0},null,15.94618981215651,0,0,0]
[8357,12,15,4,349,50,"2014-12-15",2,"h",null,{"$f":"IF(I8367=\"h\",INDEX(ID!$K$8:$K$31,FBR!$D8367+1)*INDEX(ID!$K$35:$K$46,$B8367),0)","v":27},{"$f":"IF(I8367=\"w\",INDEX(ID!$L$8:$L$31,FBR!$D8367+1)*INDEX(ID!$L$35:$L$46,$B8367),0)","v":0},{"$f":"IF(I8367=\"h\",INDEX(ID!$M$8:$M$31,FBR!$D8367+1)*INDEX(ID!$M$35:$M$46,$B8367),0)","v":27},{"$f":"IF(I8367=\"w\",INDEX(ID!$N$8:$N$31,FBR!$D8367+1)*INDEX(ID!$N$35:$N$46,$B8367),0)","v":0},null,15.94618981215651,0,0,0]
[8358,12,15,5,349,50,"2014-12-15",2,"h",null,{"$f":"IF(I8368=\"h\",INDEX(ID!$K$8:$K$31,FBR!$D8368+1)*INDEX(ID!$K$35:$K$46,$B8368),0)","v":27},{"$f":"IF(I8368=\"w\",INDEX(ID!$L$8:$L$31,FBR!$D8368+1)*INDEX(ID!$L$35:$L$46,$B8368),0)","v":0},{"$f":"IF(I8368=\"h\",INDEX(ID!$M$8:$M$31,FBR!$D8368+1)*INDEX(ID!$M$35:$M$46,$B8368),0)","v":27},{"$f":"IF(I8368=\"w\",INDEX(ID!$N$8:$N$31,FBR!$D8368+1)*INDEX(ID!$N$35:$N$46,$B8368),0)","v":0},null,15.94618981215651,0,0,0]
[8359,12,15,6,349,50,"2014-12-15",2,"h",null,{"$f":"IF(I8369=\"h\",INDEX(ID!$K$8:$K$31,FBR!$D8369+1)*INDEX(ID!$K$35:$K$46,$B8369),0)","v":29},{"$f":"IF(I8369=\"w\",INDEX(ID!$L$8:$L$31,FBR!$D8369+1)*INDEX(ID!$L$35:$L$46,$B8369),0)","v":0},{"$f":"IF(I8369=\"h\",INDEX(ID!$M$8:$M$31,FBR!$D8369+1)*INDEX(ID!$M$35:$M$46,$B8369),0)","v":29},{"$f":"IF(I8369=\"w\",INDEX(ID!$N$8:$N$31,FBR!$D8369+1)*INDEX(ID!$N$35:$N$46,$B8369),0)","v":0},null,17.127389057501436,0,0,0]
[8360,12,15,7,349,50,"2014-12-15",2,"h",null,{"$f":"IF(I8370=\"h\",INDEX(ID!$K$8:$K$31,FBR!$D8370+1)*INDEX(ID!$K$35:$K$46,$B8370),0)","v":32},{"$f":"IF(I8370=\"w\",INDEX(ID!$L$8:$L$31,FBR!$D8370+1)*INDEX(ID!$L$35:$L$46,$B8370),0)","v":0},{"$f":"IF(I8370=\"h\",INDEX(ID!$M$8:$M$31,FBR!$D8370+1)*INDEX(ID!$M$35:$M$46,$B8370),0)","v":32},{"$f":"IF(I8370=\"w\",INDEX(ID!$N$8:$N$31,FBR!$D8370+1)*INDEX(ID!$N$35:$N$46,$B8370),0)","v":0},null,18.899187925518824,0,0,0]
[8361,12,15,8,349,50,"2014-12-15",2,"h",null,{"$f":"IF(I8371=\"h\",INDEX(ID!$K$8:$K$31,FBR!$D8371+1)*INDEX(ID!$K$35:$K$46,$B8371),0)","v":35},{"$f":"IF(I8371=\"w\",INDEX(ID!$L$8:$L$31,FBR!$D8371+1)*INDEX(ID!$L$35:$L$46,$B8371),0)","v":0},{"$f":"IF(I8371=\"h\",INDEX(ID!$M$8:$M$31,FBR!$D8371+1)*INDEX(ID!$M$35:$M$46,$B8371),0)","v":35},{"$f":"IF(I8371=\"w\",INDEX(ID!$N$8:$N$31,FBR!$D8371+1)*INDEX(ID!$N$35:$N$46,$B8371),0)","v":0},null,20.670986793536215,0,0,0]
[8362,12,15,9,349,{"$f":"F8204+1","v":50},"2014-12-15",2,"h",null,{"$f":"IF(I8372=\"h\",INDEX(ID!$K$8:$K$31,FBR!$D8372+1)*INDEX(ID!$K$35:$K$46,$B8372),0)","v":38},{"$f":"IF(I8372=\"w\",INDEX(ID!$L$8:$L$31,FBR!$D8372+1)*INDEX(ID!$L$35:$L$46,$B8372),0)","v":0},{"$f":"IF(I8372=\"h\",INDEX(ID!$M$8:$M$31,FBR!$D8372+1)*INDEX(ID!$M$35:$M$46,$B8372),0)","v":38},{"$f":"IF(I8372=\"w\",INDEX(ID!$N$8:$N$31,FBR!$D8372+1)*INDEX(ID!$N$35:$N$46,$B8372),0)","v":0},null,22.442785661553604,0,0,0]
[8363,12,15,10,349,50,"2014-12-15",2,"h",null,{"$f":"IF(I8373=\"h\",INDEX(ID!$K$8:$K$31,FBR!$D8373+1)*INDEX(ID!$K$35:$K$46,$B8373),0)","v":40},{"$f":"IF(I8373=\"w\",INDEX(ID!$L$8:$L$31,FBR!$D8373+1)*INDEX(ID!$L$35:$L$46,$B8373),0)","v":0},{"$f":"IF(I8373=\"h\",INDEX(ID!$M$8:$M$31,FBR!$D8373+1)*INDEX(ID!$M$35:$M$46,$B8373),0)","v":40},{"$f":"IF(I8373=\"w\",INDEX(ID!$N$8:$N$31,FBR!$D8373+1)*INDEX(ID!$N$35:$N$46,$B8373),0)","v":0},null,23.623984906898531,0,0,0]
[8364,12,15,11,349,50,"2014-12-15",2,"h",null,{"$f":"IF(I8374=\"h\",INDEX(ID!$K$8:$K$31,FBR!$D8374+1)*INDEX(ID!$K$35:$K$46,$B8374),0)","v":42},{"$f":"IF(I8374=\"w\",INDEX(ID!$L$8:$L$31,FBR!$D8374+1)*INDEX(ID!$L$35:$L$46,$B8374),0)","v":0},{"$f":"IF(I8374=\"h\",INDEX(ID!$M$8:$M$31,FBR!$D8374+1)*INDEX(ID!$M$35:$M$46,$B8374),0)","v":42},{"$f":"IF(I8374=\"w\",INDEX(ID!$N$8:$N$31,FBR!$D8374+1)*INDEX(ID!$N$35:$N$46,$B8374),0)","v":0},null,24.805184152243459,0,0,0]
[8365,12,15,12,349,50,"2014-12-15",2,"h",null,{"$f":"IF(I8375=\"h\",INDEX(ID!$K$8:$K$31,FBR!$D8375+1)*INDEX(ID!$K$35:$K$46,$B8375),0)","v":43},{"$f":"IF(I8375=\"w\",INDEX(ID!$L$8:$L$31,FBR!$D8375+1)*INDEX(ID!$L$35:$L$46,$B8375),0)","v":0},{"$f":"IF(I8375=\"h\",INDEX(ID!$M$8:$M$31,FBR!$D8375+1)*INDEX(ID!$M$35:$M$46,$B8375),0)","v":43},{"$f":"IF(I8375=\"w\",INDEX(ID!$N$8:$N$31,FBR!$D8375+1)*INDEX(ID!$N$35:$N$46,$B8375),0)","v":0},null,25.395783774915923,0,0,0]
[8366,12,15,13,349,50,"2014-12-15",2,"h",null,{"$f":"IF(I8376=\"h\",INDEX(ID!$K$8:$K$31,FBR!$D8376+1)*INDEX(ID!$K$35:$K$46,$B8376),0)","v":44},{"$f":"IF(I8376=\"w\",INDEX(ID!$L$8:$L$31,FBR!$D8376+1)*INDEX(ID!$L$35:$L$46,$B8376),0)","v":0},{"$f":"IF(I8376=\"h\",INDEX(ID!$M$8:$M$31,FBR!$D8376+1)*INDEX(ID!$M$35:$M$46,$B8376),0)","v":44},{"$f":"IF(I8376=\"w\",INDEX(ID!$N$8:$N$31,FBR!$D8376+1)*INDEX(ID!$N$35:$N$46,$B8376),0)","v":0},null,25.986383397588384,0,0,0]
[8367,12,15,14,349,50,"2014-12-15",2,"h",null,{"$f":"IF(I8377=\"h\",INDEX(ID!$K$8:$K$31,FBR!$D8377+1)*INDEX(ID!$K$35:$K$46,$B8377),0)","v":47},{"$f":"IF(I8377=\"w\",INDEX(ID!$L$8:$L$31,FBR!$D8377+1)*INDEX(ID!$L$35:$L$46,$B8377),0)","v":0},{"$f":"IF(I8377=\"h\",INDEX(ID!$M$8:$M$31,FBR!$D8377+1)*INDEX(ID!$M$35:$M$46,$B8377),0)","v":47},{"$f":"IF(I8377=\"w\",INDEX(ID!$N$8:$N$31,FBR!$D8377+1)*INDEX(ID!$N$35:$N$46,$B8377),0)","v":0},null,27.758182265605775,0,0,0]
[8368,12,15,15,349,50,"2014-12-15",2,"h",null,{"$f":"IF(I8378=\"h\",INDEX(ID!$K$8:$K$31,FBR!$D8378+1)*INDEX(ID!$K$35:$K$46,$B8378),0)","v":50},{"$f":"IF(I8378=\"w\",INDEX(ID!$L$8:$L$31,FBR!$D8378+1)*INDEX(ID!$L$35:$L$46,$B8378),0)","v":0},{"$f":"IF(I8378=\"h\",INDEX(ID!$M$8:$M$31,FBR!$D8378+1)*INDEX(ID!$M$35:$M$46,$B8378),0)","v":50},{"$f":"IF(I8378=\"w\",INDEX(ID!$N$8:$N$31,FBR!$D8378+1)*INDEX(ID!$N$35:$N$46,$B8378),0)","v":0},null,29.529981133623163,0,0,0]
[8369,12,15,16,349,50,"2014-12-15",2,"h",null,{"$f":"IF(I8379=\"h\",INDEX(ID!$K$8:$K$31,FBR!$D8379+1)*INDEX(ID!$K$35:$K$46,$B8379),0)","v":53},{"$f":"IF(I8379=\"w\",INDEX(ID!$L$8:$L$31,FBR!$D8379+1)*INDEX(ID!$L$35:$L$46,$B8379),0)","v":0},{"$f":"IF(I8379=\"h\",INDEX(ID!$M$8:$M$31,FBR!$D8379+1)*INDEX(ID!$M$35:$M$46,$B8379),0)","v":53},{"$f":"IF(I8379=\"w\",INDEX(ID!$N$8:$N$31,FBR!$D8379+1)*INDEX(ID!$N$35:$N$46,$B8379),0)","v":0},null,31.301780001640555,0,0,0]
[8370,12,15,17,349,50,"2014-12-15",2,"h",null,{"$f":"IF(I8380=\"h\",INDEX(ID!$K$8:$K$31,FBR!$D8380+1)*INDEX(ID!$K$35:$K$46,$B8380),0)","v":62},{"$f":"IF(I8380=\"w\",INDEX(ID!$L$8:$L$31,FBR!$D8380+1)*INDEX(ID!$L$35:$L$46,$B8380),0)","v":0},{"$f":"IF(I8380=\"h\",INDEX(ID!$M$8:$M$31,FBR!$D8380+1)*INDEX(ID!$M$35:$M$46,$B8380),0)","v":62},{"$f":"IF(I8380=\"w\",INDEX(ID!$N$8:$N$31,FBR!$D8380+1)*INDEX(ID!$N$35:$N$46,$B8380),0)","v":0},null,36.617176605692727,0,0,0]
[8371,12,15,18,349,50,"2014-12-15",2,"h",null,{"$f":"IF(I8381=\"h\",INDEX(ID!$K$8:$K$31,FBR!$D8381+1)*INDEX(ID!$K$35:$K$46,$B8381),0)","v":65},{"$f":"IF(I8381=\"w\",INDEX(ID!$L$8:$L$31,FBR!$D8381+1)*INDEX(ID!$L$35:$L$46,$B8381),0)","v":0},{"$f":"IF(I8381=\"h\",INDEX(ID!$M$8:$M$31,FBR!$D8381+1)*INDEX(ID!$M$35:$M$46,$B8381),0)","v":65},{"$f":"IF(I8381=\"w\",INDEX(ID!$N$8:$N$31,FBR!$D8381+1)*INDEX(ID!$N$35:$N$46,$B8381),0)","v":0},null,38.388975473710111,0,0,0]
[8372,12,15,19,349,50,"2014-12-15",2,"h",null,{"$f":"IF(I8382=\"h\",INDEX(ID!$K$8:$K$31,FBR!$D8382+1)*INDEX(ID!$K$35:$K$46,$B8382),0)","v":60},{"$f":"IF(I8382=\"w\",INDEX(ID!$L$8:$L$31,FBR!$D8382+1)*INDEX(ID!$L$35:$L$46,$B8382),0)","v":0},{"$f":"IF(I8382=\"h\",INDEX(ID!$M$8:$M$31,FBR!$D8382+1)*INDEX(ID!$M$35:$M$46,$B8382),0)","v":60},{"$f":"IF(I8382=\"w\",INDEX(ID!$N$8:$N$31,FBR!$D8382+1)*INDEX(ID!$N$35:$N$46,$B8382),0)","v":0},null,35.435977360347799,0,0,0]
[8373,12,15,20,349,50,"2014-12-15",2,"h",null,{"$f":"IF(I8383=\"h\",INDEX(ID!$K$8:$K$31,FBR!$D8383+1)*INDEX(ID!$K$35:$K$46,$B8383),0)","v":53},{"$f":"IF(I8383=\"w\",INDEX(ID!$L$8:$L$31,FBR!$D8383+1)*INDEX(ID!$L$35:$L$46,$B8383),0)","v":0},{"$f":"IF(I8383=\"h\",INDEX(ID!$M$8:$M$31,FBR!$D8383+1)*INDEX(ID!$M$35:$M$46,$B8383),0)","v":53},{"$f":"IF(I8383=\"w\",INDEX(ID!$N$8:$N$31,FBR!$D8383+1)*INDEX(ID!$N$35:$N$46,$B8383),0)","v":0},null,31.301780001640555,0,0,0]
[8374,12,15,21,349,50,"2014-12-15",2,"h",null,{"$f":"IF(I8384=\"h\",INDEX(ID!$K$8:$K$31,FBR!$D8384+1)*INDEX(ID!$K$35:$K$46,$B8384),0)","v":50},{"$f":"IF(I8384=\"w\",INDEX(ID!$L$8:$L$31,FBR!$D8384+1)*INDEX(ID!$L$35:$L$46,$B8384),0)","v":0},{"$f":"IF(I8384=\"h\",INDEX(ID!$M$8:$M$31,FBR!$D8384+1)*INDEX(ID!$M$35:$M$46,$B8384),0)","v":50},{"$f":"IF(I8384=\"w\",INDEX(ID!$N$8:$N$31,FBR!$D8384+1)*INDEX(ID!$N$35:$N$46,$B8384),0)","v":0},null,29.529981133623163,0,0,0]
[8375,12,15,22,349,50,"2014-12-15",2,"h",null,{"$f":"IF(I8385=\"h\",INDEX(ID!$K$8:$K$31,FBR!$D8385+1)*INDEX(ID!$K$35:$K$46,$B8385),0)","v":45},{"$f":"IF(I8385=\"w\",INDEX(ID!$L$8:$L$31,FBR!$D8385+1)*INDEX(ID!$L$35:$L$46,$B8385),0)","v":0},{"$f":"IF(I8385=\"h\",INDEX(ID!$M$8:$M$31,FBR!$D8385+1)*INDEX(ID!$M$35:$M$46,$B8385),0)","v":45},{"$f":"IF(I8385=\"w\",INDEX(ID!$N$8:$N$31,FBR!$D8385+1)*INDEX(ID!$N$35:$N$46,$B8385),0)","v":0},null,26.576983020260847,0,0,0]
[8376,12,15,23,349,50,"2014-12-15",2,"h",null,{"$f":"IF(I8386=\"h\",INDEX(ID!$K$8:$K$31,FBR!$D8386+1)*INDEX(ID!$K$35:$K$46,$B8386),0)","v":40},{"$f":"IF(I8386=\"w\",INDEX(ID!$L$8:$L$31,FBR!$D8386+1)*INDEX(ID!$L$35:$L$46,$B8386),0)","v":0},{"$f":"IF(I8386=\"h\",INDEX(ID!$M$8:$M$31,FBR!$D8386+1)*INDEX(ID!$M$35:$M$46,$B8386),0)","v":40},{"$f":"IF(I8386=\"w\",INDEX(ID!$N$8:$N$31,FBR!$D8386+1)*INDEX(ID!$N$35:$N$46,$B8386),0)","v":0},null,23.623984906898531,0,0,0]
[8377,12,16,0,350,50,"2014-12-16",3,"h",null,{"$f":"IF(I8387=\"h\",INDEX(ID!$K$8:$K$31,FBR!$D8387+1)*INDEX(ID!$K$35:$K$46,$B8387),0)","v":35},{"$f":"IF(I8387=\"w\",INDEX(ID!$L$8:$L$31,FBR!$D8387+1)*INDEX(ID!$L$35:$L$46,$B8387),0)","v":0},{"$f":"IF(I8387=\"h\",INDEX(ID!$M$8:$M$31,FBR!$D8387+1)*INDEX(ID!$M$35:$M$46,$B8387),0)","v":35},{"$f":"IF(I8387=\"w\",INDEX(ID!$N$8:$N$31,FBR!$D8387+1)*INDEX(ID!$N$35:$N$46,$B8387),0)","v":0},null,20.670986793536215,0,0,0]
[8378,12,16,1,350,50,"2014-12-16",3,"h",null,{"$f":"IF(I8388=\"h\",INDEX(ID!$K$8:$K$31,FBR!$D8388+1)*INDEX(ID!$K$35:$K$46,$B8388),0)","v":30},{"$f":"IF(I8388=\"w\",INDEX(ID!$L$8:$L$31,FBR!$D8388+1)*INDEX(ID!$L$35:$L$46,$B8388),0)","v":0},{"$f":"IF(I8388=\"h\",INDEX(ID!$M$8:$M$31,FBR!$D8388+1)*INDEX(ID!$M$35:$M$46,$B8388),0)","v":30},{"$f":"IF(I8388=\"w\",INDEX(ID!$N$8:$N$31,FBR!$D8388+1)*INDEX(ID!$N$35:$N$46,$B8388),0)","v":0},null,17.717988680173899,0,0,0]
[8379,12,16,2,350,50,"2014-12-16",3,"h",null,{"$f":"IF(I8389=\"h\",INDEX(ID!$K$8:$K$31,FBR!$D8389+1)*INDEX(ID!$K$35:$K$46,$B8389),0)","v":28},{"$f":"IF(I8389=\"w\",INDEX(ID!$L$8:$L$31,FBR!$D8389+1)*INDEX(ID!$L$35:$L$46,$B8389),0)","v":0},{"$f":"IF(I8389=\"h\",INDEX(ID!$M$8:$M$31,FBR!$D8389+1)*INDEX(ID!$M$35:$M$46,$B8389),0)","v":28},{"$f":"IF(I8389=\"w\",INDEX(ID!$N$8:$N$31,FBR!$D8389+1)*INDEX(ID!$N$35:$N$46,$B8389),0)","v":0},null,16.536789434828972,0,0,0]
[8380,12,16,3,350,50,"2014-12-16",3,"h",null,{"$f":"IF(I8390=\"h\",INDEX(ID!$K$8:$K$31,FBR!$D8390+1)*INDEX(ID!$K$35:$K$46,$B8390),0)","v":27},{"$f":"IF(I8390=\"w\",INDEX(ID!$L$8:$L$31,FBR!$D8390+1)*INDEX(ID!$L$35:$L$46,$B8390),0)","v":0},{"$f":"IF(I8390=\"h\",INDEX(ID!$M$8:$M$31,FBR!$D8390+1)*INDEX(ID!$M$35:$M$46,$B8390),0)","v":27},{"$f":"IF(I8390=\"w\",INDEX(ID!$N$8:$N$31,FBR!$D8390+1)*INDEX(ID!$N$35:$N$46,$B8390),0)","v":0},null,15.94618981215651,0,0,0]
[8381,12,16,4,350,50,"2014-12-16",3,"h",null,{"$f":"IF(I8391=\"h\",INDEX(ID!$K$8:$K$31,FBR!$D8391+1)*INDEX(ID!$K$35:$K$46,$B8391),0)","v":27},{"$f":"IF(I8391=\"w\",INDEX(ID!$L$8:$L$31,FBR!$D8391+1)*INDEX(ID!$L$35:$L$46,$B8391),0)","v":0},{"$f":"IF(I8391=\"h\",INDEX(ID!$M$8:$M$31,FBR!$D8391+1)*INDEX(ID!$M$35:$M$46,$B8391),0)","v":27},{"$f":"IF(I8391=\"w\",INDEX(ID!$N$8:$N$31,FBR!$D8391+1)*INDEX(ID!$N$35:$N$46,$B8391),0)","v":0},null,15.94618981215651,0,0,0]
[8382,12,16,5,350,50,"2014-12-16",3,"h",null,{"$f":"IF(I8392=\"h\",INDEX(ID!$K$8:$K$31,FBR!$D8392+1)*INDEX(ID!$K$35:$K$46,$B8392),0)","v":27},{"$f":"IF(I8392=\"w\",INDEX(ID!$L$8:$L$31,FBR!$D8392+1)*INDEX(ID!$L$35:$L$46,$B8392),0)","v":0},{"$f":"IF(I8392=\"h\",INDEX(ID!$M$8:$M$31,FBR!$D8392+1)*INDEX(ID!$M$35:$M$46,$B8392),0)","v":27},{"$f":"IF(I8392=\"w\",INDEX(ID!$N$8:$N$31,FBR!$D8392+1)*INDEX(ID!$N$35:$N$46,$B8392),0)","v":0},null,15.94618981215651,0,0,0]
[8383,12,16,6,350,50,"2014-12-16",3,"h",null,{"$f":"IF(I8393=\"h\",INDEX(ID!$K$8:$K$31,FBR!$D8393+1)*INDEX(ID!$K$35:$K$46,$B8393),0)","v":29},{"$f":"IF(I8393=\"w\",INDEX(ID!$L$8:$L$31,FBR!$D8393+1)*INDEX(ID!$L$35:$L$46,$B8393),0)","v":0},{"$f":"IF(I8393=\"h\",INDEX(ID!$M$8:$M$31,FBR!$D8393+1)*INDEX(ID!$M$35:$M$46,$B8393),0)","v":29},{"$f":"IF(I8393=\"w\",INDEX(ID!$N$8:$N$31,FBR!$D8393+1)*INDEX(ID!$N$35:$N$46,$B8393),0)","v":0},null,17.127389057501436,0,0,0]
[8384,12,16,7,350,50,"2014-12-16",3,"h",null,{"$f":"IF(I8394=\"h\",INDEX(ID!$K$8:$K$31,FBR!$D8394+1)*INDEX(ID!$K$35:$K$46,$B8394),0)","v":32},{"$f":"IF(I8394=\"w\",INDEX(ID!$L$8:$L$31,FBR!$D8394+1)*INDEX(ID!$L$35:$L$46,$B8394),0)","v":0},{"$f":"IF(I8394=\"h\",INDEX(ID!$M$8:$M$31,FBR!$D8394+1)*INDEX(ID!$M$35:$M$46,$B8394),0)","v":32},{"$f":"IF(I8394=\"w\",INDEX(ID!$N$8:$N$31,FBR!$D8394+1)*INDEX(ID!$N$35:$N$46,$B8394),0)","v":0},null,18.899187925518824,0,0,0]
[8385,12,16,8,350,50,"2014-12-16",{"$f":"WEEKDAY(G8395)","v":3},{"$f":"IF(OR(H8395=6,H8395=7),\"w\",\"h\")","v":"h"},null,{"$f":"IF(I8395=\"h\",INDEX(ID!$K$8:$K$31,FBR!$D8395+1)*INDEX(ID!$K$35:$K$46,$B8395),0)","v":35},{"$f":"IF(I8395=\"w\",INDEX(ID!$L$8:$L$31,FBR!$D8395+1)*INDEX(ID!$L$35:$L$46,$B8395),0)","v":0},{"$f":"IF(I8395=\"h\",INDEX(ID!$M$8:$M$31,FBR!$D8395+1)*INDEX(ID!$M$35:$M$46,$B8395),0)","v":35},{"$f":"IF(I8395=\"w\",INDEX(ID!$N$8:$N$31,FBR!$D8395+1)*INDEX(ID!$N$35:$N$46,$B8395),0)","v":0},null,{"$f":"K8395*(indvforbrug*antalbrugere)/($K$8789+$L$8789)","v":20.670986793536215},{"$f":"L8395*indvforbrug*antalbrugere/($K$8789+$L$8789)","v":0},{"$f":"M8395*fællesforbrug/($M$8789+$N$8789)","v":0},{"$f":"N8395*fællesforbrug/($M$8789+$N$8789)","v":0}]
[{"$f":"A8395+1","v":8386},12,16,9,350,50,{"$f":"DATE(2014,B8396,C8396)","v":"2014-12-16"},3,"h",null,{"$f":"IF(I8396=\"h\",INDEX(ID!$K$8:$K$31,FBR!$D8396+1)*INDEX(ID!$K$35:$K$46,$B8396),0)","v":38},{"$f":"IF(I8396=\"w\",INDEX(ID!$L$8:$L$31,FBR!$D8396+1)*INDEX(ID!$L$35:$L$46,$B8396),0)","v":0},{"$f":"IF(I8396=\"h\",INDEX(ID!$M$8:$M$31,FBR!$D8396+1)*INDEX(ID!$M$35:$M$46,$B8396),0)","v":38},{"$f":"IF(I8396=\"w\",INDEX(ID!$N$8:$N$31,FBR!$D8396+1)*INDEX(ID!$N$35:$N$46,$B8396),0)","v":0},null,22.442785661553604,0,0,0]
[8387,12,16,10,350,50,"2014-12-16",3,"h",null,{"$f":"IF(I8397=\"h\",INDEX(ID!$K$8:$K$31,FBR!$D8397+1)*INDEX(ID!$K$35:$K$46,$B8397),0)","v":40},{"$f":"IF(I8397=\"w\",INDEX(ID!$L$8:$L$31,FBR!$D8397+1)*INDEX(ID!$L$35:$L$46,$B8397),0)","v":0},{"$f":"IF(I8397=\"h\",INDEX(ID!$M$8:$M$31,FBR!$D8397+1)*INDEX(ID!$M$35:$M$46,$B8397),0)","v":40},{"$f":"IF(I8397=\"w\",INDEX(ID!$N$8:$N$31,FBR!$D8397+1)*INDEX(ID!$N$35:$N$46,$B8397),0)","v":0},null,23.623984906898531,0,0,0]
[8388,12,16,11,350,50,"2014-12-16",3,"h",null,{"$f":"IF(I8398=\"h\",INDEX(ID!$K$8:$K$31,FBR!$D8398+1)*INDEX(ID!$K$35:$K$46,$B8398),0)","v":42},{"$f":"IF(I8398=\"w\",INDEX(ID!$L$8:$L$31,FBR!$D8398+1)*INDEX(ID!$L$35:$L$46,$B8398),0)","v":0},{"$f":"IF(I8398=\"h\",INDEX(ID!$M$8:$M$31,FBR!$D8398+1)*INDEX(ID!$M$35:$M$46,$B8398),0)","v":42},{"$f":"IF(I8398=\"w\",INDEX(ID!$N$8:$N$31,FBR!$D8398+1)*INDEX(ID!$N$35:$N$46,$B8398),0)","v":0},null,24.805184152243459,0,0,0]
[8389,12,16,12,350,50,"2014-12-16",3,"h",null,{"$f":"IF(I8399=\"h\",INDEX(ID!$K$8:$K$31,FBR!$D8399+1)*INDEX(ID!$K$35:$K$46,$B8399),0)","v":43},{"$f":"IF(I8399=\"w\",INDEX(ID!$L$8:$L$31,FBR!$D8399+1)*INDEX(ID!$L$35:$L$46,$B8399),0)","v":0},{"$f":"IF(I8399=\"h\",INDEX(ID!$M$8:$M$31,FBR!$D8399+1)*INDEX(ID!$M$35:$M$46,$B8399),0)","v":43},{"$f":"IF(I8399=\"w\",INDEX(ID!$N$8:$N$31,FBR!$D8399+1)*INDEX(ID!$N$35:$N$46,$B8399),0)","v":0},null,25.395783774915923,0,0,0]
[8390,12,16,13,350,50,"2014-12-16",3,"h",null,{"$f":"IF(I8400=\"h\",INDEX(ID!$K$8:$K$31,FBR!$D8400+1)*INDEX(ID!$K$35:$K$46,$B8400),0)","v":44},{"$f":"IF(I8400=\"w\",INDEX(ID!$L$8:$L$31,FBR!$D8400+1)*INDEX(ID!$L$35:$L$46,$B8400),0)","v":0},{"$f":"IF(I8400=\"h\",INDEX(ID!$M$8:$M$31,FBR!$D8400+1)*INDEX(ID!$M$35:$M$46,$B8400),0)","v":44},{"$f":"IF(I8400=\"w\",INDEX(ID!$N$8:$N$31,FBR!$D8400+1)*INDEX(ID!$N$35:$N$46,$B8400),0)","v":0},null,25.986383397588384,0,0,0]
[8391,12,16,14,350,50,"2014-12-16",3,"h",null,{"$f":"IF(I8401=\"h\",INDEX(ID!$K$8:$K$31,FBR!$D8401+1)*INDEX(ID!$K$35:$K$46,$B8401),0)","v":47},{"$f":"IF(I8401=\"w\",INDEX(ID!$L$8:$L$31,FBR!$D8401+1)*INDEX(ID!$L$35:$L$46,$B8401),0)","v":0},{"$f":"IF(I8401=\"h\",INDEX(ID!$M$8:$M$31,FBR!$D8401+1)*INDEX(ID!$M$35:$M$46,$B8401),0)","v":47},{"$f":"IF(I8401=\"w\",INDEX(ID!$N$8:$N$31,FBR!$D8401+1)*INDEX(ID!$N$35:$N$46,$B8401),0)","v":0},null,27.758182265605775,0,0,0]
[8392,12,16,15,350,50,"2014-12-16",3,"h",null,{"$f":"IF(I8402=\"h\",INDEX(ID!$K$8:$K$31,FBR!$D8402+1)*INDEX(ID!$K$35:$K$46,$B8402),0)","v":50},{"$f":"IF(I8402=\"w\",INDEX(ID!$L$8:$L$31,FBR!$D8402+1)*INDEX(ID!$L$35:$L$46,$B8402),0)","v":0},{"$f":"IF(I8402=\"h\",INDEX(ID!$M$8:$M$31,FBR!$D8402+1)*INDEX(ID!$M$35:$M$46,$B8402),0)","v":50},{"$f":"IF(I8402=\"w\",INDEX(ID!$N$8:$N$31,FBR!$D8402+1)*INDEX(ID!$N$35:$N$46,$B8402),0)","v":0},null,29.529981133623163,0,0,0]
[8393,12,16,16,350,50,"2014-12-16",3,"h",null,{"$f":"IF(I8403=\"h\",INDEX(ID!$K$8:$K$31,FBR!$D8403+1)*INDEX(ID!$K$35:$K$46,$B8403),0)","v":53},{"$f":"IF(I8403=\"w\",INDEX(ID!$L$8:$L$31,FBR!$D8403+1)*INDEX(ID!$L$35:$L$46,$B8403),0)","v":0},{"$f":"IF(I8403=\"h\",INDEX(ID!$M$8:$M$31,FBR!$D8403+1)*INDEX(ID!$M$35:$M$46,$B8403),0)","v":53},{"$f":"IF(I8403=\"w\",INDEX(ID!$N$8:$N$31,FBR!$D8403+1)*INDEX(ID!$N$35:$N$46,$B8403),0)","v":0},null,31.301780001640555,0,0,0]
[8394,12,16,17,350,50,"2014-12-16",3,"h",null,{"$f":"IF(I8404=\"h\",INDEX(ID!$K$8:$K$31,FBR!$D8404+1)*INDEX(ID!$K$35:$K$46,$B8404),0)","v":62},{"$f":"IF(I8404=\"w\",INDEX(ID!$L$8:$L$31,FBR!$D8404+1)*INDEX(ID!$L$35:$L$46,$B8404),0)","v":0},{"$f":"IF(I8404=\"h\",INDEX(ID!$M$8:$M$31,FBR!$D8404+1)*INDEX(ID!$M$35:$M$46,$B8404),0)","v":62},{"$f":"IF(I8404=\"w\",INDEX(ID!$N$8:$N$31,FBR!$D8404+1)*INDEX(ID!$N$35:$N$46,$B8404),0)","v":0},null,36.617176605692727,0,0,0]
[8395,12,16,18,350,50,"2014-12-16",3,"h",null,{"$f":"IF(I8405=\"h\",INDEX(ID!$K$8:$K$31,FBR!$D8405+1)*INDEX(ID!$K$35:$K$46,$B8405),0)","v":65},{"$f":"IF(I8405=\"w\",INDEX(ID!$L$8:$L$31,FBR!$D8405+1)*INDEX(ID!$L$35:$L$46,$B8405),0)","v":0},{"$f":"IF(I8405=\"h\",INDEX(ID!$M$8:$M$31,FBR!$D8405+1)*INDEX(ID!$M$35:$M$46,$B8405),0)","v":65},{"$f":"IF(I8405=\"w\",INDEX(ID!$N$8:$N$31,FBR!$D8405+1)*INDEX(ID!$N$35:$N$46,$B8405),0)","v":0},null,38.388975473710111,0,0,0]
[8396,12,16,19,350,50,"2014-12-16",3,"h",null,{"$f":"IF(I8406=\"h\",INDEX(ID!$K$8:$K$31,FBR!$D8406+1)*INDEX(ID!$K$35:$K$46,$B8406),0)","v":60},{"$f":"IF(I8406=\"w\",INDEX(ID!$L$8:$L$31,FBR!$D8406+1)*INDEX(ID!$L$35:$L$46,$B8406),0)","v":0},{"$f":"IF(I8406=\"h\",INDEX(ID!$M$8:$M$31,FBR!$D8406+1)*INDEX(ID!$M$35:$M$46,$B8406),0)","v":60},{"$f":"IF(I8406=\"w\",INDEX(ID!$N$8:$N$31,FBR!$D8406+1)*INDEX(ID!$N$35:$N$46,$B8406),0)","v":0},null,35.435977360347799,0,0,0]
[8397,12,16,20,350,50,"2014-12-16",3,"h",null,{"$f":"IF(I8407=\"h\",INDEX(ID!$K$8:$K$31,FBR!$D8407+1)*INDEX(ID!$K$35:$K$46,$B8407),0)","v":53},{"$f":"IF(I8407=\"w\",INDEX(ID!$L$8:$L$31,FBR!$D8407+1)*INDEX(ID!$L$35:$L$46,$B8407),0)","v":0},{"$f":"IF(I8407=\"h\",INDEX(ID!$M$8:$M$31,FBR!$D8407+1)*INDEX(ID!$M$35:$M$46,$B8407),0)","v":53},{"$f":"IF(I8407=\"w\",INDEX(ID!$N$8:$N$31,FBR!$D8407+1)*INDEX(ID!$N$35:$N$46,$B8407),0)","v":0},null,31.301780001640555,0,0,0]
[8398,12,16,21,350,50,"2014-12-16",3,"h",null,{"$f":"IF(I8408=\"h\",INDEX(ID!$K$8:$K$31,FBR!$D8408+1)*INDEX(ID!$K$35:$K$46,$B8408),0)","v":50},{"$f":"IF(I8408=\"w\",INDEX(ID!$L$8:$L$31,FBR!$D8408+1)*INDEX(ID!$L$35:$L$46,$B8408),0)","v":0},{"$f":"IF(I8408=\"h\",INDEX(ID!$M$8:$M$31,FBR!$D8408+1)*INDEX(ID!$M$35:$M$46,$B8408),0)","v":50},{"$f":"IF(I8408=\"w\",INDEX(ID!$N$8:$N$31,FBR!$D8408+1)*INDEX(ID!$N$35:$N$46,$B8408),0)","v":0},null,29.529981133623163,0,0,0]
[8399,12,16,22,350,50,"2014-12-16",3,"h",null,{"$f":"IF(I8409=\"h\",INDEX(ID!$K$8:$K$31,FBR!$D8409+1)*INDEX(ID!$K$35:$K$46,$B8409),0)","v":45},{"$f":"IF(I8409=\"w\",INDEX(ID!$L$8:$L$31,FBR!$D8409+1)*INDEX(ID!$L$35:$L$46,$B8409),0)","v":0},{"$f":"IF(I8409=\"h\",INDEX(ID!$M$8:$M$31,FBR!$D8409+1)*INDEX(ID!$M$35:$M$46,$B8409),0)","v":45},{"$f":"IF(I8409=\"w\",INDEX(ID!$N$8:$N$31,FBR!$D8409+1)*INDEX(ID!$N$35:$N$46,$B8409),0)","v":0},null,26.576983020260847,0,0,0]
[8400,12,16,23,350,50,"2014-12-16",3,"h",null,{"$f":"IF(I8410=\"h\",INDEX(ID!$K$8:$K$31,FBR!$D8410+1)*INDEX(ID!$K$35:$K$46,$B8410),0)","v":40},{"$f":"IF(I8410=\"w\",INDEX(ID!$L$8:$L$31,FBR!$D8410+1)*INDEX(ID!$L$35:$L$46,$B8410),0)","v":0},{"$f":"IF(I8410=\"h\",INDEX(ID!$M$8:$M$31,FBR!$D8410+1)*INDEX(ID!$M$35:$M$46,$B8410),0)","v":40},{"$f":"IF(I8410=\"w\",INDEX(ID!$N$8:$N$31,FBR!$D8410+1)*INDEX(ID!$N$35:$N$46,$B8410),0)","v":0},null,23.623984906898531,0,0,0]
[8401,12,17,0,351,51,"2014-12-17",4,"h",null,{"$f":"IF(I8411=\"h\",INDEX(ID!$K$8:$K$31,FBR!$D8411+1)*INDEX(ID!$K$35:$K$46,$B8411),0)","v":35},{"$f":"IF(I8411=\"w\",INDEX(ID!$L$8:$L$31,FBR!$D8411+1)*INDEX(ID!$L$35:$L$46,$B8411),0)","v":0},{"$f":"IF(I8411=\"h\",INDEX(ID!$M$8:$M$31,FBR!$D8411+1)*INDEX(ID!$M$35:$M$46,$B8411),0)","v":35},{"$f":"IF(I8411=\"w\",INDEX(ID!$N$8:$N$31,FBR!$D8411+1)*INDEX(ID!$N$35:$N$46,$B8411),0)","v":0},null,20.670986793536215,0,0,0]
[8402,12,17,1,351,51,"2014-12-17",4,"h",null,{"$f":"IF(I8412=\"h\",INDEX(ID!$K$8:$K$31,FBR!$D8412+1)*INDEX(ID!$K$35:$K$46,$B8412),0)","v":30},{"$f":"IF(I8412=\"w\",INDEX(ID!$L$8:$L$31,FBR!$D8412+1)*INDEX(ID!$L$35:$L$46,$B8412),0)","v":0},{"$f":"IF(I8412=\"h\",INDEX(ID!$M$8:$M$31,FBR!$D8412+1)*INDEX(ID!$M$35:$M$46,$B8412),0)","v":30},{"$f":"IF(I8412=\"w\",INDEX(ID!$N$8:$N$31,FBR!$D8412+1)*INDEX(ID!$N$35:$N$46,$B8412),0)","v":0},null,17.717988680173899,0,0,0]
[8403,12,17,2,351,51,"2014-12-17",4,"h",null,{"$f":"IF(I8413=\"h\",INDEX(ID!$K$8:$K$31,FBR!$D8413+1)*INDEX(ID!$K$35:$K$46,$B8413),0)","v":28},{"$f":"IF(I8413=\"w\",INDEX(ID!$L$8:$L$31,FBR!$D8413+1)*INDEX(ID!$L$35:$L$46,$B8413),0)","v":0},{"$f":"IF(I8413=\"h\",INDEX(ID!$M$8:$M$31,FBR!$D8413+1)*INDEX(ID!$M$35:$M$46,$B8413),0)","v":28},{"$f":"IF(I8413=\"w\",INDEX(ID!$N$8:$N$31,FBR!$D8413+1)*INDEX(ID!$N$35:$N$46,$B8413),0)","v":0},null,16.536789434828972,0,0,0]
[8404,12,17,3,351,51,"2014-12-17",4,"h",null,{"$f":"IF(I8414=\"h\",INDEX(ID!$K$8:$K$31,FBR!$D8414+1)*INDEX(ID!$K$35:$K$46,$B8414),0)","v":27},{"$f":"IF(I8414=\"w\",INDEX(ID!$L$8:$L$31,FBR!$D8414+1)*INDEX(ID!$L$35:$L$46,$B8414),0)","v":0},{"$f":"IF(I8414=\"h\",INDEX(ID!$M$8:$M$31,FBR!$D8414+1)*INDEX(ID!$M$35:$M$46,$B8414),0)","v":27},{"$f":"IF(I8414=\"w\",INDEX(ID!$N$8:$N$31,FBR!$D8414+1)*INDEX(ID!$N$35:$N$46,$B8414),0)","v":0},null,15.94618981215651,0,0,0]
[8405,12,17,4,351,51,"2014-12-17",4,"h",null,{"$f":"IF(I8415=\"h\",INDEX(ID!$K$8:$K$31,FBR!$D8415+1)*INDEX(ID!$K$35:$K$46,$B8415),0)","v":27},{"$f":"IF(I8415=\"w\",INDEX(ID!$L$8:$L$31,FBR!$D8415+1)*INDEX(ID!$L$35:$L$46,$B8415),0)","v":0},{"$f":"IF(I8415=\"h\",INDEX(ID!$M$8:$M$31,FBR!$D8415+1)*INDEX(ID!$M$35:$M$46,$B8415),0)","v":27},{"$f":"IF(I8415=\"w\",INDEX(ID!$N$8:$N$31,FBR!$D8415+1)*INDEX(ID!$N$35:$N$46,$B8415),0)","v":0},null,15.94618981215651,0,0,0]
[8406,12,17,5,351,51,"2014-12-17",4,"h",null,{"$f":"IF(I8416=\"h\",INDEX(ID!$K$8:$K$31,FBR!$D8416+1)*INDEX(ID!$K$35:$K$46,$B8416),0)","v":27},{"$f":"IF(I8416=\"w\",INDEX(ID!$L$8:$L$31,FBR!$D8416+1)*INDEX(ID!$L$35:$L$46,$B8416),0)","v":0},{"$f":"IF(I8416=\"h\",INDEX(ID!$M$8:$M$31,FBR!$D8416+1)*INDEX(ID!$M$35:$M$46,$B8416),0)","v":27},{"$f":"IF(I8416=\"w\",INDEX(ID!$N$8:$N$31,FBR!$D8416+1)*INDEX(ID!$N$35:$N$46,$B8416),0)","v":0},null,15.94618981215651,0,0,0]
[8407,12,17,6,351,51,"2014-12-17",4,"h",null,{"$f":"IF(I8417=\"h\",INDEX(ID!$K$8:$K$31,FBR!$D8417+1)*INDEX(ID!$K$35:$K$46,$B8417),0)","v":29},{"$f":"IF(I8417=\"w\",INDEX(ID!$L$8:$L$31,FBR!$D8417+1)*INDEX(ID!$L$35:$L$46,$B8417),0)","v":0},{"$f":"IF(I8417=\"h\",INDEX(ID!$M$8:$M$31,FBR!$D8417+1)*INDEX(ID!$M$35:$M$46,$B8417),0)","v":29},{"$f":"IF(I8417=\"w\",INDEX(ID!$N$8:$N$31,FBR!$D8417+1)*INDEX(ID!$N$35:$N$46,$B8417),0)","v":0},null,17.127389057501436,0,0,0]
[8408,12,17,7,351,51,"2014-12-17",4,"h",null,{"$f":"IF(I8418=\"h\",INDEX(ID!$K$8:$K$31,FBR!$D8418+1)*INDEX(ID!$K$35:$K$46,$B8418),0)","v":32},{"$f":"IF(I8418=\"w\",INDEX(ID!$L$8:$L$31,FBR!$D8418+1)*INDEX(ID!$L$35:$L$46,$B8418),0)","v":0},{"$f":"IF(I8418=\"h\",INDEX(ID!$M$8:$M$31,FBR!$D8418+1)*INDEX(ID!$M$35:$M$46,$B8418),0)","v":32},{"$f":"IF(I8418=\"w\",INDEX(ID!$N$8:$N$31,FBR!$D8418+1)*INDEX(ID!$N$35:$N$46,$B8418),0)","v":0},null,18.899187925518824,0,0,0]
[8409,12,17,8,351,51,"2014-12-17",4,"h",null,{"$f":"IF(I8419=\"h\",INDEX(ID!$K$8:$K$31,FBR!$D8419+1)*INDEX(ID!$K$35:$K$46,$B8419),0)","v":35},{"$f":"IF(I8419=\"w\",INDEX(ID!$L$8:$L$31,FBR!$D8419+1)*INDEX(ID!$L$35:$L$46,$B8419),0)","v":0},{"$f":"IF(I8419=\"h\",INDEX(ID!$M$8:$M$31,FBR!$D8419+1)*INDEX(ID!$M$35:$M$46,$B8419),0)","v":35},{"$f":"IF(I8419=\"w\",INDEX(ID!$N$8:$N$31,FBR!$D8419+1)*INDEX(ID!$N$35:$N$46,$B8419),0)","v":0},null,20.670986793536215,0,0,0]
[8410,12,17,9,{"$f":"E8396+1","v":351},51,"2014-12-17",4,"h",null,{"$f":"IF(I8420=\"h\",INDEX(ID!$K$8:$K$31,FBR!$D8420+1)*INDEX(ID!$K$35:$K$46,$B8420),0)","v":38},{"$f":"IF(I8420=\"w\",INDEX(ID!$L$8:$L$31,FBR!$D8420+1)*INDEX(ID!$L$35:$L$46,$B8420),0)","v":0},{"$f":"IF(I8420=\"h\",INDEX(ID!$M$8:$M$31,FBR!$D8420+1)*INDEX(ID!$M$35:$M$46,$B8420),0)","v":38},{"$f":"IF(I8420=\"w\",INDEX(ID!$N$8:$N$31,FBR!$D8420+1)*INDEX(ID!$N$35:$N$46,$B8420),0)","v":0},null,22.442785661553604,0,0,0]
[8411,12,17,10,351,51,"2014-12-17",4,"h",null,{"$f":"IF(I8421=\"h\",INDEX(ID!$K$8:$K$31,FBR!$D8421+1)*INDEX(ID!$K$35:$K$46,$B8421),0)","v":40},{"$f":"IF(I8421=\"w\",INDEX(ID!$L$8:$L$31,FBR!$D8421+1)*INDEX(ID!$L$35:$L$46,$B8421),0)","v":0},{"$f":"IF(I8421=\"h\",INDEX(ID!$M$8:$M$31,FBR!$D8421+1)*INDEX(ID!$M$35:$M$46,$B8421),0)","v":40},{"$f":"IF(I8421=\"w\",INDEX(ID!$N$8:$N$31,FBR!$D8421+1)*INDEX(ID!$N$35:$N$46,$B8421),0)","v":0},null,23.623984906898531,0,0,0]
[8412,12,17,11,351,51,"2014-12-17",4,"h",null,{"$f":"IF(I8422=\"h\",INDEX(ID!$K$8:$K$31,FBR!$D8422+1)*INDEX(ID!$K$35:$K$46,$B8422),0)","v":42},{"$f":"IF(I8422=\"w\",INDEX(ID!$L$8:$L$31,FBR!$D8422+1)*INDEX(ID!$L$35:$L$46,$B8422),0)","v":0},{"$f":"IF(I8422=\"h\",INDEX(ID!$M$8:$M$31,FBR!$D8422+1)*INDEX(ID!$M$35:$M$46,$B8422),0)","v":42},{"$f":"IF(I8422=\"w\",INDEX(ID!$N$8:$N$31,FBR!$D8422+1)*INDEX(ID!$N$35:$N$46,$B8422),0)","v":0},null,24.805184152243459,0,0,0]
[8413,12,17,12,351,51,"2014-12-17",4,"h",null,{"$f":"IF(I8423=\"h\",INDEX(ID!$K$8:$K$31,FBR!$D8423+1)*INDEX(ID!$K$35:$K$46,$B8423),0)","v":43},{"$f":"IF(I8423=\"w\",INDEX(ID!$L$8:$L$31,FBR!$D8423+1)*INDEX(ID!$L$35:$L$46,$B8423),0)","v":0},{"$f":"IF(I8423=\"h\",INDEX(ID!$M$8:$M$31,FBR!$D8423+1)*INDEX(ID!$M$35:$M$46,$B8423),0)","v":43},{"$f":"IF(I8423=\"w\",INDEX(ID!$N$8:$N$31,FBR!$D8423+1)*INDEX(ID!$N$35:$N$46,$B8423),0)","v":0},null,25.395783774915923,0,0,0]
[8414,12,17,13,351,51,"2014-12-17",4,"h",null,{"$f":"IF(I8424=\"h\",INDEX(ID!$K$8:$K$31,FBR!$D8424+1)*INDEX(ID!$K$35:$K$46,$B8424),0)","v":44},{"$f":"IF(I8424=\"w\",INDEX(ID!$L$8:$L$31,FBR!$D8424+1)*INDEX(ID!$L$35:$L$46,$B8424),0)","v":0},{"$f":"IF(I8424=\"h\",INDEX(ID!$M$8:$M$31,FBR!$D8424+1)*INDEX(ID!$M$35:$M$46,$B8424),0)","v":44},{"$f":"IF(I8424=\"w\",INDEX(ID!$N$8:$N$31,FBR!$D8424+1)*INDEX(ID!$N$35:$N$46,$B8424),0)","v":0},null,25.986383397588384,0,0,0]
[8415,12,17,14,351,51,"2014-12-17",4,"h",null,{"$f":"IF(I8425=\"h\",INDEX(ID!$K$8:$K$31,FBR!$D8425+1)*INDEX(ID!$K$35:$K$46,$B8425),0)","v":47},{"$f":"IF(I8425=\"w\",INDEX(ID!$L$8:$L$31,FBR!$D8425+1)*INDEX(ID!$L$35:$L$46,$B8425),0)","v":0},{"$f":"IF(I8425=\"h\",INDEX(ID!$M$8:$M$31,FBR!$D8425+1)*INDEX(ID!$M$35:$M$46,$B8425),0)","v":47},{"$f":"IF(I8425=\"w\",INDEX(ID!$N$8:$N$31,FBR!$D8425+1)*INDEX(ID!$N$35:$N$46,$B8425),0)","v":0},null,27.758182265605775,0,0,0]
[8416,12,17,15,351,51,"2014-12-17",4,"h",null,{"$f":"IF(I8426=\"h\",INDEX(ID!$K$8:$K$31,FBR!$D8426+1)*INDEX(ID!$K$35:$K$46,$B8426),0)","v":50},{"$f":"IF(I8426=\"w\",INDEX(ID!$L$8:$L$31,FBR!$D8426+1)*INDEX(ID!$L$35:$L$46,$B8426),0)","v":0},{"$f":"IF(I8426=\"h\",INDEX(ID!$M$8:$M$31,FBR!$D8426+1)*INDEX(ID!$M$35:$M$46,$B8426),0)","v":50},{"$f":"IF(I8426=\"w\",INDEX(ID!$N$8:$N$31,FBR!$D8426+1)*INDEX(ID!$N$35:$N$46,$B8426),0)","v":0},null,29.529981133623163,0,0,0]
[8417,12,17,16,351,51,"2014-12-17",4,"h",null,{"$f":"IF(I8427=\"h\",INDEX(ID!$K$8:$K$31,FBR!$D8427+1)*INDEX(ID!$K$35:$K$46,$B8427),0)","v":53},{"$f":"IF(I8427=\"w\",INDEX(ID!$L$8:$L$31,FBR!$D8427+1)*INDEX(ID!$L$35:$L$46,$B8427),0)","v":0},{"$f":"IF(I8427=\"h\",INDEX(ID!$M$8:$M$31,FBR!$D8427+1)*INDEX(ID!$M$35:$M$46,$B8427),0)","v":53},{"$f":"IF(I8427=\"w\",INDEX(ID!$N$8:$N$31,FBR!$D8427+1)*INDEX(ID!$N$35:$N$46,$B8427),0)","v":0},null,31.301780001640555,0,0,0]
[8418,12,17,17,351,51,"2014-12-17",4,"h",null,{"$f":"IF(I8428=\"h\",INDEX(ID!$K$8:$K$31,FBR!$D8428+1)*INDEX(ID!$K$35:$K$46,$B8428),0)","v":62},{"$f":"IF(I8428=\"w\",INDEX(ID!$L$8:$L$31,FBR!$D8428+1)*INDEX(ID!$L$35:$L$46,$B8428),0)","v":0},{"$f":"IF(I8428=\"h\",INDEX(ID!$M$8:$M$31,FBR!$D8428+1)*INDEX(ID!$M$35:$M$46,$B8428),0)","v":62},{"$f":"IF(I8428=\"w\",INDEX(ID!$N$8:$N$31,FBR!$D8428+1)*INDEX(ID!$N$35:$N$46,$B8428),0)","v":0},null,36.617176605692727,0,0,0]
[8419,12,17,18,351,51,"2014-12-17",4,"h",null,{"$f":"IF(I8429=\"h\",INDEX(ID!$K$8:$K$31,FBR!$D8429+1)*INDEX(ID!$K$35:$K$46,$B8429),0)","v":65},{"$f":"IF(I8429=\"w\",INDEX(ID!$L$8:$L$31,FBR!$D8429+1)*INDEX(ID!$L$35:$L$46,$B8429),0)","v":0},{"$f":"IF(I8429=\"h\",INDEX(ID!$M$8:$M$31,FBR!$D8429+1)*INDEX(ID!$M$35:$M$46,$B8429),0)","v":65},{"$f":"IF(I8429=\"w\",INDEX(ID!$N$8:$N$31,FBR!$D8429+1)*INDEX(ID!$N$35:$N$46,$B8429),0)","v":0},null,38.388975473710111,0,0,0]
[8420,12,17,19,351,51,"2014-12-17",4,"h",null,{"$f":"IF(I8430=\"h\",INDEX(ID!$K$8:$K$31,FBR!$D8430+1)*INDEX(ID!$K$35:$K$46,$B8430),0)","v":60},{"$f":"IF(I8430=\"w\",INDEX(ID!$L$8:$L$31,FBR!$D8430+1)*INDEX(ID!$L$35:$L$46,$B8430),0)","v":0},{"$f":"IF(I8430=\"h\",INDEX(ID!$M$8:$M$31,FBR!$D8430+1)*INDEX(ID!$M$35:$M$46,$B8430),0)","v":60},{"$f":"IF(I8430=\"w\",INDEX(ID!$N$8:$N$31,FBR!$D8430+1)*INDEX(ID!$N$35:$N$46,$B8430),0)","v":0},null,35.435977360347799,0,0,0]
[8421,12,17,20,351,51,"2014-12-17",4,"h",null,{"$f":"IF(I8431=\"h\",INDEX(ID!$K$8:$K$31,FBR!$D8431+1)*INDEX(ID!$K$35:$K$46,$B8431),0)","v":53},{"$f":"IF(I8431=\"w\",INDEX(ID!$L$8:$L$31,FBR!$D8431+1)*INDEX(ID!$L$35:$L$46,$B8431),0)","v":0},{"$f":"IF(I8431=\"h\",INDEX(ID!$M$8:$M$31,FBR!$D8431+1)*INDEX(ID!$M$35:$M$46,$B8431),0)","v":53},{"$f":"IF(I8431=\"w\",INDEX(ID!$N$8:$N$31,FBR!$D8431+1)*INDEX(ID!$N$35:$N$46,$B8431),0)","v":0},null,31.301780001640555,0,0,0]
[8422,12,17,21,351,51,"2014-12-17",4,"h",null,{"$f":"IF(I8432=\"h\",INDEX(ID!$K$8:$K$31,FBR!$D8432+1)*INDEX(ID!$K$35:$K$46,$B8432),0)","v":50},{"$f":"IF(I8432=\"w\",INDEX(ID!$L$8:$L$31,FBR!$D8432+1)*INDEX(ID!$L$35:$L$46,$B8432),0)","v":0},{"$f":"IF(I8432=\"h\",INDEX(ID!$M$8:$M$31,FBR!$D8432+1)*INDEX(ID!$M$35:$M$46,$B8432),0)","v":50},{"$f":"IF(I8432=\"w\",INDEX(ID!$N$8:$N$31,FBR!$D8432+1)*INDEX(ID!$N$35:$N$46,$B8432),0)","v":0},null,29.529981133623163,0,0,0]
[8423,12,17,22,351,51,"2014-12-17",4,"h",null,{"$f":"IF(I8433=\"h\",INDEX(ID!$K$8:$K$31,FBR!$D8433+1)*INDEX(ID!$K$35:$K$46,$B8433),0)","v":45},{"$f":"IF(I8433=\"w\",INDEX(ID!$L$8:$L$31,FBR!$D8433+1)*INDEX(ID!$L$35:$L$46,$B8433),0)","v":0},{"$f":"IF(I8433=\"h\",INDEX(ID!$M$8:$M$31,FBR!$D8433+1)*INDEX(ID!$M$35:$M$46,$B8433),0)","v":45},{"$f":"IF(I8433=\"w\",INDEX(ID!$N$8:$N$31,FBR!$D8433+1)*INDEX(ID!$N$35:$N$46,$B8433),0)","v":0},null,26.576983020260847,0,0,0]
[8424,12,17,23,351,51,"2014-12-17",4,"h",null,{"$f":"IF(I8434=\"h\",INDEX(ID!$K$8:$K$31,FBR!$D8434+1)*INDEX(ID!$K$35:$K$46,$B8434),0)","v":40},{"$f":"IF(I8434=\"w\",INDEX(ID!$L$8:$L$31,FBR!$D8434+1)*INDEX(ID!$L$35:$L$46,$B8434),0)","v":0},{"$f":"IF(I8434=\"h\",INDEX(ID!$M$8:$M$31,FBR!$D8434+1)*INDEX(ID!$M$35:$M$46,$B8434),0)","v":40},{"$f":"IF(I8434=\"w\",INDEX(ID!$N$8:$N$31,FBR!$D8434+1)*INDEX(ID!$N$35:$N$46,$B8434),0)","v":0},null,23.623984906898531,0,0,0]
[8425,12,18,0,352,51,"2014-12-18",5,"h",null,{"$f":"IF(I8435=\"h\",INDEX(ID!$K$8:$K$31,FBR!$D8435+1)*INDEX(ID!$K$35:$K$46,$B8435),0)","v":35},{"$f":"IF(I8435=\"w\",INDEX(ID!$L$8:$L$31,FBR!$D8435+1)*INDEX(ID!$L$35:$L$46,$B8435),0)","v":0},{"$f":"IF(I8435=\"h\",INDEX(ID!$M$8:$M$31,FBR!$D8435+1)*INDEX(ID!$M$35:$M$46,$B8435),0)","v":35},{"$f":"IF(I8435=\"w\",INDEX(ID!$N$8:$N$31,FBR!$D8435+1)*INDEX(ID!$N$35:$N$46,$B8435),0)","v":0},null,20.670986793536215,0,0,0]
[8426,12,18,1,352,{"$f":"F8268+1","v":51},"2014-12-18",5,"h",null,{"$f":"IF(I8436=\"h\",INDEX(ID!$K$8:$K$31,FBR!$D8436+1)*INDEX(ID!$K$35:$K$46,$B8436),0)","v":30},{"$f":"IF(I8436=\"w\",INDEX(ID!$L$8:$L$31,FBR!$D8436+1)*INDEX(ID!$L$35:$L$46,$B8436),0)","v":0},{"$f":"IF(I8436=\"h\",INDEX(ID!$M$8:$M$31,FBR!$D8436+1)*INDEX(ID!$M$35:$M$46,$B8436),0)","v":30},{"$f":"IF(I8436=\"w\",INDEX(ID!$N$8:$N$31,FBR!$D8436+1)*INDEX(ID!$N$35:$N$46,$B8436),0)","v":0},null,17.717988680173899,0,0,0]
[8427,12,18,2,352,51,"2014-12-18",5,"h",null,{"$f":"IF(I8437=\"h\",INDEX(ID!$K$8:$K$31,FBR!$D8437+1)*INDEX(ID!$K$35:$K$46,$B8437),0)","v":28},{"$f":"IF(I8437=\"w\",INDEX(ID!$L$8:$L$31,FBR!$D8437+1)*INDEX(ID!$L$35:$L$46,$B8437),0)","v":0},{"$f":"IF(I8437=\"h\",INDEX(ID!$M$8:$M$31,FBR!$D8437+1)*INDEX(ID!$M$35:$M$46,$B8437),0)","v":28},{"$f":"IF(I8437=\"w\",INDEX(ID!$N$8:$N$31,FBR!$D8437+1)*INDEX(ID!$N$35:$N$46,$B8437),0)","v":0},null,16.536789434828972,0,0,0]
[8428,12,18,3,352,51,"2014-12-18",5,"h",null,{"$f":"IF(I8438=\"h\",INDEX(ID!$K$8:$K$31,FBR!$D8438+1)*INDEX(ID!$K$35:$K$46,$B8438),0)","v":27},{"$f":"IF(I8438=\"w\",INDEX(ID!$L$8:$L$31,FBR!$D8438+1)*INDEX(ID!$L$35:$L$46,$B8438),0)","v":0},{"$f":"IF(I8438=\"h\",INDEX(ID!$M$8:$M$31,FBR!$D8438+1)*INDEX(ID!$M$35:$M$46,$B8438),0)","v":27},{"$f":"IF(I8438=\"w\",INDEX(ID!$N$8:$N$31,FBR!$D8438+1)*INDEX(ID!$N$35:$N$46,$B8438),0)","v":0},null,15.94618981215651,0,0,0]
[8429,12,18,4,352,51,"2014-12-18",5,"h",null,{"$f":"IF(I8439=\"h\",INDEX(ID!$K$8:$K$31,FBR!$D8439+1)*INDEX(ID!$K$35:$K$46,$B8439),0)","v":27},{"$f":"IF(I8439=\"w\",INDEX(ID!$L$8:$L$31,FBR!$D8439+1)*INDEX(ID!$L$35:$L$46,$B8439),0)","v":0},{"$f":"IF(I8439=\"h\",INDEX(ID!$M$8:$M$31,FBR!$D8439+1)*INDEX(ID!$M$35:$M$46,$B8439),0)","v":27},{"$f":"IF(I8439=\"w\",INDEX(ID!$N$8:$N$31,FBR!$D8439+1)*INDEX(ID!$N$35:$N$46,$B8439),0)","v":0},null,15.94618981215651,0,0,0]
[8430,12,18,5,352,51,"2014-12-18",5,"h",null,{"$f":"IF(I8440=\"h\",INDEX(ID!$K$8:$K$31,FBR!$D8440+1)*INDEX(ID!$K$35:$K$46,$B8440),0)","v":27},{"$f":"IF(I8440=\"w\",INDEX(ID!$L$8:$L$31,FBR!$D8440+1)*INDEX(ID!$L$35:$L$46,$B8440),0)","v":0},{"$f":"IF(I8440=\"h\",INDEX(ID!$M$8:$M$31,FBR!$D8440+1)*INDEX(ID!$M$35:$M$46,$B8440),0)","v":27},{"$f":"IF(I8440=\"w\",INDEX(ID!$N$8:$N$31,FBR!$D8440+1)*INDEX(ID!$N$35:$N$46,$B8440),0)","v":0},null,15.94618981215651,0,0,0]
[8431,12,18,6,352,51,"2014-12-18",5,"h",null,{"$f":"IF(I8441=\"h\",INDEX(ID!$K$8:$K$31,FBR!$D8441+1)*INDEX(ID!$K$35:$K$46,$B8441),0)","v":29},{"$f":"IF(I8441=\"w\",INDEX(ID!$L$8:$L$31,FBR!$D8441+1)*INDEX(ID!$L$35:$L$46,$B8441),0)","v":0},{"$f":"IF(I8441=\"h\",INDEX(ID!$M$8:$M$31,FBR!$D8441+1)*INDEX(ID!$M$35:$M$46,$B8441),0)","v":29},{"$f":"IF(I8441=\"w\",INDEX(ID!$N$8:$N$31,FBR!$D8441+1)*INDEX(ID!$N$35:$N$46,$B8441),0)","v":0},null,17.127389057501436,0,0,0]
[8432,12,18,7,352,51,"2014-12-18",5,"h",null,{"$f":"IF(I8442=\"h\",INDEX(ID!$K$8:$K$31,FBR!$D8442+1)*INDEX(ID!$K$35:$K$46,$B8442),0)","v":32},{"$f":"IF(I8442=\"w\",INDEX(ID!$L$8:$L$31,FBR!$D8442+1)*INDEX(ID!$L$35:$L$46,$B8442),0)","v":0},{"$f":"IF(I8442=\"h\",INDEX(ID!$M$8:$M$31,FBR!$D8442+1)*INDEX(ID!$M$35:$M$46,$B8442),0)","v":32},{"$f":"IF(I8442=\"w\",INDEX(ID!$N$8:$N$31,FBR!$D8442+1)*INDEX(ID!$N$35:$N$46,$B8442),0)","v":0},null,18.899187925518824,0,0,0]
[8433,12,18,8,352,51,"2014-12-18",5,"h",null,{"$f":"IF(I8443=\"h\",INDEX(ID!$K$8:$K$31,FBR!$D8443+1)*INDEX(ID!$K$35:$K$46,$B8443),0)","v":35},{"$f":"IF(I8443=\"w\",INDEX(ID!$L$8:$L$31,FBR!$D8443+1)*INDEX(ID!$L$35:$L$46,$B8443),0)","v":0},{"$f":"IF(I8443=\"h\",INDEX(ID!$M$8:$M$31,FBR!$D8443+1)*INDEX(ID!$M$35:$M$46,$B8443),0)","v":35},{"$f":"IF(I8443=\"w\",INDEX(ID!$N$8:$N$31,FBR!$D8443+1)*INDEX(ID!$N$35:$N$46,$B8443),0)","v":0},null,20.670986793536215,0,0,0]
[8434,12,18,9,352,51,"2014-12-18",5,"h",null,{"$f":"IF(I8444=\"h\",INDEX(ID!$K$8:$K$31,FBR!$D8444+1)*INDEX(ID!$K$35:$K$46,$B8444),0)","v":38},{"$f":"IF(I8444=\"w\",INDEX(ID!$L$8:$L$31,FBR!$D8444+1)*INDEX(ID!$L$35:$L$46,$B8444),0)","v":0},{"$f":"IF(I8444=\"h\",INDEX(ID!$M$8:$M$31,FBR!$D8444+1)*INDEX(ID!$M$35:$M$46,$B8444),0)","v":38},{"$f":"IF(I8444=\"w\",INDEX(ID!$N$8:$N$31,FBR!$D8444+1)*INDEX(ID!$N$35:$N$46,$B8444),0)","v":0},null,22.442785661553604,0,0,0]
[8435,12,18,10,352,51,"2014-12-18",5,"h",null,{"$f":"IF(I8445=\"h\",INDEX(ID!$K$8:$K$31,FBR!$D8445+1)*INDEX(ID!$K$35:$K$46,$B8445),0)","v":40},{"$f":"IF(I8445=\"w\",INDEX(ID!$L$8:$L$31,FBR!$D8445+1)*INDEX(ID!$L$35:$L$46,$B8445),0)","v":0},{"$f":"IF(I8445=\"h\",INDEX(ID!$M$8:$M$31,FBR!$D8445+1)*INDEX(ID!$M$35:$M$46,$B8445),0)","v":40},{"$f":"IF(I8445=\"w\",INDEX(ID!$N$8:$N$31,FBR!$D8445+1)*INDEX(ID!$N$35:$N$46,$B8445),0)","v":0},null,23.623984906898531,0,0,0]
[8436,12,18,11,352,51,"2014-12-18",5,"h",null,{"$f":"IF(I8446=\"h\",INDEX(ID!$K$8:$K$31,FBR!$D8446+1)*INDEX(ID!$K$35:$K$46,$B8446),0)","v":42},{"$f":"IF(I8446=\"w\",INDEX(ID!$L$8:$L$31,FBR!$D8446+1)*INDEX(ID!$L$35:$L$46,$B8446),0)","v":0},{"$f":"IF(I8446=\"h\",INDEX(ID!$M$8:$M$31,FBR!$D8446+1)*INDEX(ID!$M$35:$M$46,$B8446),0)","v":42},{"$f":"IF(I8446=\"w\",INDEX(ID!$N$8:$N$31,FBR!$D8446+1)*INDEX(ID!$N$35:$N$46,$B8446),0)","v":0},null,24.805184152243459,0,0,0]
[8437,12,18,12,352,51,"2014-12-18",5,"h",null,{"$f":"IF(I8447=\"h\",INDEX(ID!$K$8:$K$31,FBR!$D8447+1)*INDEX(ID!$K$35:$K$46,$B8447),0)","v":43},{"$f":"IF(I8447=\"w\",INDEX(ID!$L$8:$L$31,FBR!$D8447+1)*INDEX(ID!$L$35:$L$46,$B8447),0)","v":0},{"$f":"IF(I8447=\"h\",INDEX(ID!$M$8:$M$31,FBR!$D8447+1)*INDEX(ID!$M$35:$M$46,$B8447),0)","v":43},{"$f":"IF(I8447=\"w\",INDEX(ID!$N$8:$N$31,FBR!$D8447+1)*INDEX(ID!$N$35:$N$46,$B8447),0)","v":0},null,25.395783774915923,0,0,0]
[8438,12,18,13,352,51,"2014-12-18",5,"h",null,{"$f":"IF(I8448=\"h\",INDEX(ID!$K$8:$K$31,FBR!$D8448+1)*INDEX(ID!$K$35:$K$46,$B8448),0)","v":44},{"$f":"IF(I8448=\"w\",INDEX(ID!$L$8:$L$31,FBR!$D8448+1)*INDEX(ID!$L$35:$L$46,$B8448),0)","v":0},{"$f":"IF(I8448=\"h\",INDEX(ID!$M$8:$M$31,FBR!$D8448+1)*INDEX(ID!$M$35:$M$46,$B8448),0)","v":44},{"$f":"IF(I8448=\"w\",INDEX(ID!$N$8:$N$31,FBR!$D8448+1)*INDEX(ID!$N$35:$N$46,$B8448),0)","v":0},null,25.986383397588384,0,0,0]
[8439,12,18,14,352,51,"2014-12-18",5,"h",null,{"$f":"IF(I8449=\"h\",INDEX(ID!$K$8:$K$31,FBR!$D8449+1)*INDEX(ID!$K$35:$K$46,$B8449),0)","v":47},{"$f":"IF(I8449=\"w\",INDEX(ID!$L$8:$L$31,FBR!$D8449+1)*INDEX(ID!$L$35:$L$46,$B8449),0)","v":0},{"$f":"IF(I8449=\"h\",INDEX(ID!$M$8:$M$31,FBR!$D8449+1)*INDEX(ID!$M$35:$M$46,$B8449),0)","v":47},{"$f":"IF(I8449=\"w\",INDEX(ID!$N$8:$N$31,FBR!$D8449+1)*INDEX(ID!$N$35:$N$46,$B8449),0)","v":0},null,27.758182265605775,0,0,0]
[8440,12,18,15,352,51,"2014-12-18",5,"h",null,{"$f":"IF(I8450=\"h\",INDEX(ID!$K$8:$K$31,FBR!$D8450+1)*INDEX(ID!$K$35:$K$46,$B8450),0)","v":50},{"$f":"IF(I8450=\"w\",INDEX(ID!$L$8:$L$31,FBR!$D8450+1)*INDEX(ID!$L$35:$L$46,$B8450),0)","v":0},{"$f":"IF(I8450=\"h\",INDEX(ID!$M$8:$M$31,FBR!$D8450+1)*INDEX(ID!$M$35:$M$46,$B8450),0)","v":50},{"$f":"IF(I8450=\"w\",INDEX(ID!$N$8:$N$31,FBR!$D8450+1)*INDEX(ID!$N$35:$N$46,$B8450),0)","v":0},null,29.529981133623163,0,0,0]
[8441,12,18,16,352,51,"2014-12-18",5,"h",null,{"$f":"IF(I8451=\"h\",INDEX(ID!$K$8:$K$31,FBR!$D8451+1)*INDEX(ID!$K$35:$K$46,$B8451),0)","v":53},{"$f":"IF(I8451=\"w\",INDEX(ID!$L$8:$L$31,FBR!$D8451+1)*INDEX(ID!$L$35:$L$46,$B8451),0)","v":0},{"$f":"IF(I8451=\"h\",INDEX(ID!$M$8:$M$31,FBR!$D8451+1)*INDEX(ID!$M$35:$M$46,$B8451),0)","v":53},{"$f":"IF(I8451=\"w\",INDEX(ID!$N$8:$N$31,FBR!$D8451+1)*INDEX(ID!$N$35:$N$46,$B8451),0)","v":0},null,31.301780001640555,0,0,0]
[8442,12,18,17,352,51,"2014-12-18",5,"h",null,{"$f":"IF(I8452=\"h\",INDEX(ID!$K$8:$K$31,FBR!$D8452+1)*INDEX(ID!$K$35:$K$46,$B8452),0)","v":62},{"$f":"IF(I8452=\"w\",INDEX(ID!$L$8:$L$31,FBR!$D8452+1)*INDEX(ID!$L$35:$L$46,$B8452),0)","v":0},{"$f":"IF(I8452=\"h\",INDEX(ID!$M$8:$M$31,FBR!$D8452+1)*INDEX(ID!$M$35:$M$46,$B8452),0)","v":62},{"$f":"IF(I8452=\"w\",INDEX(ID!$N$8:$N$31,FBR!$D8452+1)*INDEX(ID!$N$35:$N$46,$B8452),0)","v":0},null,36.617176605692727,0,0,0]
[8443,12,18,18,352,51,"2014-12-18",5,"h",null,{"$f":"IF(I8453=\"h\",INDEX(ID!$K$8:$K$31,FBR!$D8453+1)*INDEX(ID!$K$35:$K$46,$B8453),0)","v":65},{"$f":"IF(I8453=\"w\",INDEX(ID!$L$8:$L$31,FBR!$D8453+1)*INDEX(ID!$L$35:$L$46,$B8453),0)","v":0},{"$f":"IF(I8453=\"h\",INDEX(ID!$M$8:$M$31,FBR!$D8453+1)*INDEX(ID!$M$35:$M$46,$B8453),0)","v":65},{"$f":"IF(I8453=\"w\",INDEX(ID!$N$8:$N$31,FBR!$D8453+1)*INDEX(ID!$N$35:$N$46,$B8453),0)","v":0},null,38.388975473710111,0,0,0]
[8444,12,18,19,352,51,"2014-12-18",5,"h",null,{"$f":"IF(I8454=\"h\",INDEX(ID!$K$8:$K$31,FBR!$D8454+1)*INDEX(ID!$K$35:$K$46,$B8454),0)","v":60},{"$f":"IF(I8454=\"w\",INDEX(ID!$L$8:$L$31,FBR!$D8454+1)*INDEX(ID!$L$35:$L$46,$B8454),0)","v":0},{"$f":"IF(I8454=\"h\",INDEX(ID!$M$8:$M$31,FBR!$D8454+1)*INDEX(ID!$M$35:$M$46,$B8454),0)","v":60},{"$f":"IF(I8454=\"w\",INDEX(ID!$N$8:$N$31,FBR!$D8454+1)*INDEX(ID!$N$35:$N$46,$B8454),0)","v":0},null,35.435977360347799,0,0,0]
[8445,12,18,20,352,51,"2014-12-18",5,"h",null,{"$f":"IF(I8455=\"h\",INDEX(ID!$K$8:$K$31,FBR!$D8455+1)*INDEX(ID!$K$35:$K$46,$B8455),0)","v":53},{"$f":"IF(I8455=\"w\",INDEX(ID!$L$8:$L$31,FBR!$D8455+1)*INDEX(ID!$L$35:$L$46,$B8455),0)","v":0},{"$f":"IF(I8455=\"h\",INDEX(ID!$M$8:$M$31,FBR!$D8455+1)*INDEX(ID!$M$35:$M$46,$B8455),0)","v":53},{"$f":"IF(I8455=\"w\",INDEX(ID!$N$8:$N$31,FBR!$D8455+1)*INDEX(ID!$N$35:$N$46,$B8455),0)","v":0},null,31.301780001640555,0,0,0]
[8446,12,18,21,352,51,"2014-12-18",5,"h",null,{"$f":"IF(I8456=\"h\",INDEX(ID!$K$8:$K$31,FBR!$D8456+1)*INDEX(ID!$K$35:$K$46,$B8456),0)","v":50},{"$f":"IF(I8456=\"w\",INDEX(ID!$L$8:$L$31,FBR!$D8456+1)*INDEX(ID!$L$35:$L$46,$B8456),0)","v":0},{"$f":"IF(I8456=\"h\",INDEX(ID!$M$8:$M$31,FBR!$D8456+1)*INDEX(ID!$M$35:$M$46,$B8456),0)","v":50},{"$f":"IF(I8456=\"w\",INDEX(ID!$N$8:$N$31,FBR!$D8456+1)*INDEX(ID!$N$35:$N$46,$B8456),0)","v":0},null,29.529981133623163,0,0,0]
[8447,12,18,22,352,51,"2014-12-18",5,"h",null,{"$f":"IF(I8457=\"h\",INDEX(ID!$K$8:$K$31,FBR!$D8457+1)*INDEX(ID!$K$35:$K$46,$B8457),0)","v":45},{"$f":"IF(I8457=\"w\",INDEX(ID!$L$8:$L$31,FBR!$D8457+1)*INDEX(ID!$L$35:$L$46,$B8457),0)","v":0},{"$f":"IF(I8457=\"h\",INDEX(ID!$M$8:$M$31,FBR!$D8457+1)*INDEX(ID!$M$35:$M$46,$B8457),0)","v":45},{"$f":"IF(I8457=\"w\",INDEX(ID!$N$8:$N$31,FBR!$D8457+1)*INDEX(ID!$N$35:$N$46,$B8457),0)","v":0},null,26.576983020260847,0,0,0]
[8448,12,18,23,352,51,"2014-12-18",5,"h",null,{"$f":"IF(I8458=\"h\",INDEX(ID!$K$8:$K$31,FBR!$D8458+1)*INDEX(ID!$K$35:$K$46,$B8458),0)","v":40},{"$f":"IF(I8458=\"w\",INDEX(ID!$L$8:$L$31,FBR!$D8458+1)*INDEX(ID!$L$35:$L$46,$B8458),0)","v":0},{"$f":"IF(I8458=\"h\",INDEX(ID!$M$8:$M$31,FBR!$D8458+1)*INDEX(ID!$M$35:$M$46,$B8458),0)","v":40},{"$f":"IF(I8458=\"w\",INDEX(ID!$N$8:$N$31,FBR!$D8458+1)*INDEX(ID!$N$35:$N$46,$B8458),0)","v":0},null,23.623984906898531,0,0,0]
[8449,12,19,0,353,51,"2014-12-19",{"$f":"WEEKDAY(G8459)","v":6},{"$f":"IF(OR(H8459=6,H8459=7),\"w\",\"h\")","v":"w"},null,{"$f":"IF(I8459=\"h\",INDEX(ID!$K$8:$K$31,FBR!$D8459+1)*INDEX(ID!$K$35:$K$46,$B8459),0)","v":0},{"$f":"IF(I8459=\"w\",INDEX(ID!$L$8:$L$31,FBR!$D8459+1)*INDEX(ID!$L$35:$L$46,$B8459),0)","v":35},{"$f":"IF(I8459=\"h\",INDEX(ID!$M$8:$M$31,FBR!$D8459+1)*INDEX(ID!$M$35:$M$46,$B8459),0)","v":0},{"$f":"IF(I8459=\"w\",INDEX(ID!$N$8:$N$31,FBR!$D8459+1)*INDEX(ID!$N$35:$N$46,$B8459),0)","v":35},null,{"$f":"K8459*(indvforbrug*antalbrugere)/($K$8789+$L$8789)","v":0},{"$f":"L8459*indvforbrug*antalbrugere/($K$8789+$L$8789)","v":20.670986793536215},{"$f":"M8459*fællesforbrug/($M$8789+$N$8789)","v":0},{"$f":"N8459*fællesforbrug/($M$8789+$N$8789)","v":0}]
[{"$f":"A8459+1","v":8450},12,19,1,353,51,{"$f":"DATE(2014,B8460,C8460)","v":"2014-12-19"},6,"w",null,{"$f":"IF(I8460=\"h\",INDEX(ID!$K$8:$K$31,FBR!$D8460+1)*INDEX(ID!$K$35:$K$46,$B8460),0)","v":0},{"$f":"IF(I8460=\"w\",INDEX(ID!$L$8:$L$31,FBR!$D8460+1)*INDEX(ID!$L$35:$L$46,$B8460),0)","v":30},{"$f":"IF(I8460=\"h\",INDEX(ID!$M$8:$M$31,FBR!$D8460+1)*INDEX(ID!$M$35:$M$46,$B8460),0)","v":0},{"$f":"IF(I8460=\"w\",INDEX(ID!$N$8:$N$31,FBR!$D8460+1)*INDEX(ID!$N$35:$N$46,$B8460),0)","v":30},null,0,17.717988680173899,0,0]
[8451,12,19,2,353,51,"2014-12-19",6,"w",null,{"$f":"IF(I8461=\"h\",INDEX(ID!$K$8:$K$31,FBR!$D8461+1)*INDEX(ID!$K$35:$K$46,$B8461),0)","v":0},{"$f":"IF(I8461=\"w\",INDEX(ID!$L$8:$L$31,FBR!$D8461+1)*INDEX(ID!$L$35:$L$46,$B8461),0)","v":28},{"$f":"IF(I8461=\"h\",INDEX(ID!$M$8:$M$31,FBR!$D8461+1)*INDEX(ID!$M$35:$M$46,$B8461),0)","v":0},{"$f":"IF(I8461=\"w\",INDEX(ID!$N$8:$N$31,FBR!$D8461+1)*INDEX(ID!$N$35:$N$46,$B8461),0)","v":28},null,0,16.536789434828972,0,0]
[8452,12,19,3,353,51,"2014-12-19",6,"w",null,{"$f":"IF(I8462=\"h\",INDEX(ID!$K$8:$K$31,FBR!$D8462+1)*INDEX(ID!$K$35:$K$46,$B8462),0)","v":0},{"$f":"IF(I8462=\"w\",INDEX(ID!$L$8:$L$31,FBR!$D8462+1)*INDEX(ID!$L$35:$L$46,$B8462),0)","v":27},{"$f":"IF(I8462=\"h\",INDEX(ID!$M$8:$M$31,FBR!$D8462+1)*INDEX(ID!$M$35:$M$46,$B8462),0)","v":0},{"$f":"IF(I8462=\"w\",INDEX(ID!$N$8:$N$31,FBR!$D8462+1)*INDEX(ID!$N$35:$N$46,$B8462),0)","v":27},null,0,15.94618981215651,0,0]
[8453,12,19,4,353,51,"2014-12-19",6,"w",null,{"$f":"IF(I8463=\"h\",INDEX(ID!$K$8:$K$31,FBR!$D8463+1)*INDEX(ID!$K$35:$K$46,$B8463),0)","v":0},{"$f":"IF(I8463=\"w\",INDEX(ID!$L$8:$L$31,FBR!$D8463+1)*INDEX(ID!$L$35:$L$46,$B8463),0)","v":27},{"$f":"IF(I8463=\"h\",INDEX(ID!$M$8:$M$31,FBR!$D8463+1)*INDEX(ID!$M$35:$M$46,$B8463),0)","v":0},{"$f":"IF(I8463=\"w\",INDEX(ID!$N$8:$N$31,FBR!$D8463+1)*INDEX(ID!$N$35:$N$46,$B8463),0)","v":27},null,0,15.94618981215651,0,0]
[8454,12,19,5,353,51,"2014-12-19",6,"w",null,{"$f":"IF(I8464=\"h\",INDEX(ID!$K$8:$K$31,FBR!$D8464+1)*INDEX(ID!$K$35:$K$46,$B8464),0)","v":0},{"$f":"IF(I8464=\"w\",INDEX(ID!$L$8:$L$31,FBR!$D8464+1)*INDEX(ID!$L$35:$L$46,$B8464),0)","v":27},{"$f":"IF(I8464=\"h\",INDEX(ID!$M$8:$M$31,FBR!$D8464+1)*INDEX(ID!$M$35:$M$46,$B8464),0)","v":0},{"$f":"IF(I8464=\"w\",INDEX(ID!$N$8:$N$31,FBR!$D8464+1)*INDEX(ID!$N$35:$N$46,$B8464),0)","v":27},null,0,15.94618981215651,0,0]
[8455,12,19,6,353,51,"2014-12-19",6,"w",null,{"$f":"IF(I8465=\"h\",INDEX(ID!$K$8:$K$31,FBR!$D8465+1)*INDEX(ID!$K$35:$K$46,$B8465),0)","v":0},{"$f":"IF(I8465=\"w\",INDEX(ID!$L$8:$L$31,FBR!$D8465+1)*INDEX(ID!$L$35:$L$46,$B8465),0)","v":29},{"$f":"IF(I8465=\"h\",INDEX(ID!$M$8:$M$31,FBR!$D8465+1)*INDEX(ID!$M$35:$M$46,$B8465),0)","v":0},{"$f":"IF(I8465=\"w\",INDEX(ID!$N$8:$N$31,FBR!$D8465+1)*INDEX(ID!$N$35:$N$46,$B8465),0)","v":29},null,0,17.127389057501436,0,0]
[8456,12,19,7,353,51,"2014-12-19",6,"w",null,{"$f":"IF(I8466=\"h\",INDEX(ID!$K$8:$K$31,FBR!$D8466+1)*INDEX(ID!$K$35:$K$46,$B8466),0)","v":0},{"$f":"IF(I8466=\"w\",INDEX(ID!$L$8:$L$31,FBR!$D8466+1)*INDEX(ID!$L$35:$L$46,$B8466),0)","v":32},{"$f":"IF(I8466=\"h\",INDEX(ID!$M$8:$M$31,FBR!$D8466+1)*INDEX(ID!$M$35:$M$46,$B8466),0)","v":0},{"$f":"IF(I8466=\"w\",INDEX(ID!$N$8:$N$31,FBR!$D8466+1)*INDEX(ID!$N$35:$N$46,$B8466),0)","v":32},null,0,18.899187925518824,0,0]
[8457,12,19,8,353,51,"2014-12-19",6,"w",null,{"$f":"IF(I8467=\"h\",INDEX(ID!$K$8:$K$31,FBR!$D8467+1)*INDEX(ID!$K$35:$K$46,$B8467),0)","v":0},{"$f":"IF(I8467=\"w\",INDEX(ID!$L$8:$L$31,FBR!$D8467+1)*INDEX(ID!$L$35:$L$46,$B8467),0)","v":35},{"$f":"IF(I8467=\"h\",INDEX(ID!$M$8:$M$31,FBR!$D8467+1)*INDEX(ID!$M$35:$M$46,$B8467),0)","v":0},{"$f":"IF(I8467=\"w\",INDEX(ID!$N$8:$N$31,FBR!$D8467+1)*INDEX(ID!$N$35:$N$46,$B8467),0)","v":35},null,0,20.670986793536215,0,0]
[8458,12,19,9,353,51,"2014-12-19",6,"w",null,{"$f":"IF(I8468=\"h\",INDEX(ID!$K$8:$K$31,FBR!$D8468+1)*INDEX(ID!$K$35:$K$46,$B8468),0)","v":0},{"$f":"IF(I8468=\"w\",INDEX(ID!$L$8:$L$31,FBR!$D8468+1)*INDEX(ID!$L$35:$L$46,$B8468),0)","v":38},{"$f":"IF(I8468=\"h\",INDEX(ID!$M$8:$M$31,FBR!$D8468+1)*INDEX(ID!$M$35:$M$46,$B8468),0)","v":0},{"$f":"IF(I8468=\"w\",INDEX(ID!$N$8:$N$31,FBR!$D8468+1)*INDEX(ID!$N$35:$N$46,$B8468),0)","v":38},null,0,22.442785661553604,0,0]
[8459,12,19,10,353,51,"2014-12-19",6,"w",null,{"$f":"IF(I8469=\"h\",INDEX(ID!$K$8:$K$31,FBR!$D8469+1)*INDEX(ID!$K$35:$K$46,$B8469),0)","v":0},{"$f":"IF(I8469=\"w\",INDEX(ID!$L$8:$L$31,FBR!$D8469+1)*INDEX(ID!$L$35:$L$46,$B8469),0)","v":40},{"$f":"IF(I8469=\"h\",INDEX(ID!$M$8:$M$31,FBR!$D8469+1)*INDEX(ID!$M$35:$M$46,$B8469),0)","v":0},{"$f":"IF(I8469=\"w\",INDEX(ID!$N$8:$N$31,FBR!$D8469+1)*INDEX(ID!$N$35:$N$46,$B8469),0)","v":40},null,0,23.623984906898531,0,0]
[8460,12,19,11,353,51,"2014-12-19",6,"w",null,{"$f":"IF(I8470=\"h\",INDEX(ID!$K$8:$K$31,FBR!$D8470+1)*INDEX(ID!$K$35:$K$46,$B8470),0)","v":0},{"$f":"IF(I8470=\"w\",INDEX(ID!$L$8:$L$31,FBR!$D8470+1)*INDEX(ID!$L$35:$L$46,$B8470),0)","v":42},{"$f":"IF(I8470=\"h\",INDEX(ID!$M$8:$M$31,FBR!$D8470+1)*INDEX(ID!$M$35:$M$46,$B8470),0)","v":0},{"$f":"IF(I8470=\"w\",INDEX(ID!$N$8:$N$31,FBR!$D8470+1)*INDEX(ID!$N$35:$N$46,$B8470),0)","v":42},null,0,24.805184152243459,0,0]
[8461,12,19,12,353,51,"2014-12-19",6,"w",null,{"$f":"IF(I8471=\"h\",INDEX(ID!$K$8:$K$31,FBR!$D8471+1)*INDEX(ID!$K$35:$K$46,$B8471),0)","v":0},{"$f":"IF(I8471=\"w\",INDEX(ID!$L$8:$L$31,FBR!$D8471+1)*INDEX(ID!$L$35:$L$46,$B8471),0)","v":43},{"$f":"IF(I8471=\"h\",INDEX(ID!$M$8:$M$31,FBR!$D8471+1)*INDEX(ID!$M$35:$M$46,$B8471),0)","v":0},{"$f":"IF(I8471=\"w\",INDEX(ID!$N$8:$N$31,FBR!$D8471+1)*INDEX(ID!$N$35:$N$46,$B8471),0)","v":43},null,0,25.395783774915923,0,0]
[8462,12,19,13,353,51,"2014-12-19",6,"w",null,{"$f":"IF(I8472=\"h\",INDEX(ID!$K$8:$K$31,FBR!$D8472+1)*INDEX(ID!$K$35:$K$46,$B8472),0)","v":0},{"$f":"IF(I8472=\"w\",INDEX(ID!$L$8:$L$31,FBR!$D8472+1)*INDEX(ID!$L$35:$L$46,$B8472),0)","v":44},{"$f":"IF(I8472=\"h\",INDEX(ID!$M$8:$M$31,FBR!$D8472+1)*INDEX(ID!$M$35:$M$46,$B8472),0)","v":0},{"$f":"IF(I8472=\"w\",INDEX(ID!$N$8:$N$31,FBR!$D8472+1)*INDEX(ID!$N$35:$N$46,$B8472),0)","v":44},null,0,25.986383397588384,0,0]
[8463,12,19,14,353,51,"2014-12-19",6,"w",null,{"$f":"IF(I8473=\"h\",INDEX(ID!$K$8:$K$31,FBR!$D8473+1)*INDEX(ID!$K$35:$K$46,$B8473),0)","v":0},{"$f":"IF(I8473=\"w\",INDEX(ID!$L$8:$L$31,FBR!$D8473+1)*INDEX(ID!$L$35:$L$46,$B8473),0)","v":47},{"$f":"IF(I8473=\"h\",INDEX(ID!$M$8:$M$31,FBR!$D8473+1)*INDEX(ID!$M$35:$M$46,$B8473),0)","v":0},{"$f":"IF(I8473=\"w\",INDEX(ID!$N$8:$N$31,FBR!$D8473+1)*INDEX(ID!$N$35:$N$46,$B8473),0)","v":47},null,0,27.758182265605775,0,0]
[8464,12,19,15,353,51,"2014-12-19",6,"w",null,{"$f":"IF(I8474=\"h\",INDEX(ID!$K$8:$K$31,FBR!$D8474+1)*INDEX(ID!$K$35:$K$46,$B8474),0)","v":0},{"$f":"IF(I8474=\"w\",INDEX(ID!$L$8:$L$31,FBR!$D8474+1)*INDEX(ID!$L$35:$L$46,$B8474),0)","v":50},{"$f":"IF(I8474=\"h\",INDEX(ID!$M$8:$M$31,FBR!$D8474+1)*INDEX(ID!$M$35:$M$46,$B8474),0)","v":0},{"$f":"IF(I8474=\"w\",INDEX(ID!$N$8:$N$31,FBR!$D8474+1)*INDEX(ID!$N$35:$N$46,$B8474),0)","v":50},null,0,29.529981133623163,0,0]
[8465,12,19,16,353,51,"2014-12-19",6,"w",null,{"$f":"IF(I8475=\"h\",INDEX(ID!$K$8:$K$31,FBR!$D8475+1)*INDEX(ID!$K$35:$K$46,$B8475),0)","v":0},{"$f":"IF(I8475=\"w\",INDEX(ID!$L$8:$L$31,FBR!$D8475+1)*INDEX(ID!$L$35:$L$46,$B8475),0)","v":53},{"$f":"IF(I8475=\"h\",INDEX(ID!$M$8:$M$31,FBR!$D8475+1)*INDEX(ID!$M$35:$M$46,$B8475),0)","v":0},{"$f":"IF(I8475=\"w\",INDEX(ID!$N$8:$N$31,FBR!$D8475+1)*INDEX(ID!$N$35:$N$46,$B8475),0)","v":53},null,0,31.301780001640555,0,0]
[8466,12,19,17,353,51,"2014-12-19",6,"w",null,{"$f":"IF(I8476=\"h\",INDEX(ID!$K$8:$K$31,FBR!$D8476+1)*INDEX(ID!$K$35:$K$46,$B8476),0)","v":0},{"$f":"IF(I8476=\"w\",INDEX(ID!$L$8:$L$31,FBR!$D8476+1)*INDEX(ID!$L$35:$L$46,$B8476),0)","v":62},{"$f":"IF(I8476=\"h\",INDEX(ID!$M$8:$M$31,FBR!$D8476+1)*INDEX(ID!$M$35:$M$46,$B8476),0)","v":0},{"$f":"IF(I8476=\"w\",INDEX(ID!$N$8:$N$31,FBR!$D8476+1)*INDEX(ID!$N$35:$N$46,$B8476),0)","v":62},null,0,36.617176605692727,0,0]
[8467,12,19,18,353,51,"2014-12-19",6,"w",null,{"$f":"IF(I8477=\"h\",INDEX(ID!$K$8:$K$31,FBR!$D8477+1)*INDEX(ID!$K$35:$K$46,$B8477),0)","v":0},{"$f":"IF(I8477=\"w\",INDEX(ID!$L$8:$L$31,FBR!$D8477+1)*INDEX(ID!$L$35:$L$46,$B8477),0)","v":65},{"$f":"IF(I8477=\"h\",INDEX(ID!$M$8:$M$31,FBR!$D8477+1)*INDEX(ID!$M$35:$M$46,$B8477),0)","v":0},{"$f":"IF(I8477=\"w\",INDEX(ID!$N$8:$N$31,FBR!$D8477+1)*INDEX(ID!$N$35:$N$46,$B8477),0)","v":65},null,0,38.388975473710111,0,0]
[8468,12,19,19,353,51,"2014-12-19",6,"w",null,{"$f":"IF(I8478=\"h\",INDEX(ID!$K$8:$K$31,FBR!$D8478+1)*INDEX(ID!$K$35:$K$46,$B8478),0)","v":0},{"$f":"IF(I8478=\"w\",INDEX(ID!$L$8:$L$31,FBR!$D8478+1)*INDEX(ID!$L$35:$L$46,$B8478),0)","v":60},{"$f":"IF(I8478=\"h\",INDEX(ID!$M$8:$M$31,FBR!$D8478+1)*INDEX(ID!$M$35:$M$46,$B8478),0)","v":0},{"$f":"IF(I8478=\"w\",INDEX(ID!$N$8:$N$31,FBR!$D8478+1)*INDEX(ID!$N$35:$N$46,$B8478),0)","v":60},null,0,35.435977360347799,0,0]
[8469,12,19,20,353,51,"2014-12-19",6,"w",null,{"$f":"IF(I8479=\"h\",INDEX(ID!$K$8:$K$31,FBR!$D8479+1)*INDEX(ID!$K$35:$K$46,$B8479),0)","v":0},{"$f":"IF(I8479=\"w\",INDEX(ID!$L$8:$L$31,FBR!$D8479+1)*INDEX(ID!$L$35:$L$46,$B8479),0)","v":53},{"$f":"IF(I8479=\"h\",INDEX(ID!$M$8:$M$31,FBR!$D8479+1)*INDEX(ID!$M$35:$M$46,$B8479),0)","v":0},{"$f":"IF(I8479=\"w\",INDEX(ID!$N$8:$N$31,FBR!$D8479+1)*INDEX(ID!$N$35:$N$46,$B8479),0)","v":53},null,0,31.301780001640555,0,0]
[8470,12,19,21,353,51,"2014-12-19",6,"w",null,{"$f":"IF(I8480=\"h\",INDEX(ID!$K$8:$K$31,FBR!$D8480+1)*INDEX(ID!$K$35:$K$46,$B8480),0)","v":0},{"$f":"IF(I8480=\"w\",INDEX(ID!$L$8:$L$31,FBR!$D8480+1)*INDEX(ID!$L$35:$L$46,$B8480),0)","v":50},{"$f":"IF(I8480=\"h\",INDEX(ID!$M$8:$M$31,FBR!$D8480+1)*INDEX(ID!$M$35:$M$46,$B8480),0)","v":0},{"$f":"IF(I8480=\"w\",INDEX(ID!$N$8:$N$31,FBR!$D8480+1)*INDEX(ID!$N$35:$N$46,$B8480),0)","v":50},null,0,29.529981133623163,0,0]
[8471,12,19,22,353,51,"2014-12-19",6,"w",null,{"$f":"IF(I8481=\"h\",INDEX(ID!$K$8:$K$31,FBR!$D8481+1)*INDEX(ID!$K$35:$K$46,$B8481),0)","v":0},{"$f":"IF(I8481=\"w\",INDEX(ID!$L$8:$L$31,FBR!$D8481+1)*INDEX(ID!$L$35:$L$46,$B8481),0)","v":45},{"$f":"IF(I8481=\"h\",INDEX(ID!$M$8:$M$31,FBR!$D8481+1)*INDEX(ID!$M$35:$M$46,$B8481),0)","v":0},{"$f":"IF(I8481=\"w\",INDEX(ID!$N$8:$N$31,FBR!$D8481+1)*INDEX(ID!$N$35:$N$46,$B8481),0)","v":45},null,0,26.576983020260847,0,0]
[8472,12,19,23,353,51,"2014-12-19",6,"w",null,{"$f":"IF(I8482=\"h\",INDEX(ID!$K$8:$K$31,FBR!$D8482+1)*INDEX(ID!$K$35:$K$46,$B8482),0)","v":0},{"$f":"IF(I8482=\"w\",INDEX(ID!$L$8:$L$31,FBR!$D8482+1)*INDEX(ID!$L$35:$L$46,$B8482),0)","v":40},{"$f":"IF(I8482=\"h\",INDEX(ID!$M$8:$M$31,FBR!$D8482+1)*INDEX(ID!$M$35:$M$46,$B8482),0)","v":0},{"$f":"IF(I8482=\"w\",INDEX(ID!$N$8:$N$31,FBR!$D8482+1)*INDEX(ID!$N$35:$N$46,$B8482),0)","v":40},null,0,23.623984906898531,0,0]
[8473,12,20,0,354,51,"2014-12-20",7,"w",null,{"$f":"IF(I8483=\"h\",INDEX(ID!$K$8:$K$31,FBR!$D8483+1)*INDEX(ID!$K$35:$K$46,$B8483),0)","v":0},{"$f":"IF(I8483=\"w\",INDEX(ID!$L$8:$L$31,FBR!$D8483+1)*INDEX(ID!$L$35:$L$46,$B8483),0)","v":35},{"$f":"IF(I8483=\"h\",INDEX(ID!$M$8:$M$31,FBR!$D8483+1)*INDEX(ID!$M$35:$M$46,$B8483),0)","v":0},{"$f":"IF(I8483=\"w\",INDEX(ID!$N$8:$N$31,FBR!$D8483+1)*INDEX(ID!$N$35:$N$46,$B8483),0)","v":35},null,0,20.670986793536215,0,0]
[8474,12,20,1,{"$f":"E8460+1","v":354},51,"2014-12-20",7,"w",null,{"$f":"IF(I8484=\"h\",INDEX(ID!$K$8:$K$31,FBR!$D8484+1)*INDEX(ID!$K$35:$K$46,$B8484),0)","v":0},{"$f":"IF(I8484=\"w\",INDEX(ID!$L$8:$L$31,FBR!$D8484+1)*INDEX(ID!$L$35:$L$46,$B8484),0)","v":30},{"$f":"IF(I8484=\"h\",INDEX(ID!$M$8:$M$31,FBR!$D8484+1)*INDEX(ID!$M$35:$M$46,$B8484),0)","v":0},{"$f":"IF(I8484=\"w\",INDEX(ID!$N$8:$N$31,FBR!$D8484+1)*INDEX(ID!$N$35:$N$46,$B8484),0)","v":30},null,0,17.717988680173899,0,0]
[8475,12,20,2,354,51,"2014-12-20",7,"w",null,{"$f":"IF(I8485=\"h\",INDEX(ID!$K$8:$K$31,FBR!$D8485+1)*INDEX(ID!$K$35:$K$46,$B8485),0)","v":0},{"$f":"IF(I8485=\"w\",INDEX(ID!$L$8:$L$31,FBR!$D8485+1)*INDEX(ID!$L$35:$L$46,$B8485),0)","v":28},{"$f":"IF(I8485=\"h\",INDEX(ID!$M$8:$M$31,FBR!$D8485+1)*INDEX(ID!$M$35:$M$46,$B8485),0)","v":0},{"$f":"IF(I8485=\"w\",INDEX(ID!$N$8:$N$31,FBR!$D8485+1)*INDEX(ID!$N$35:$N$46,$B8485),0)","v":28},null,0,16.536789434828972,0,0]
[8476,12,20,3,354,51,"2014-12-20",7,"w",null,{"$f":"IF(I8486=\"h\",INDEX(ID!$K$8:$K$31,FBR!$D8486+1)*INDEX(ID!$K$35:$K$46,$B8486),0)","v":0},{"$f":"IF(I8486=\"w\",INDEX(ID!$L$8:$L$31,FBR!$D8486+1)*INDEX(ID!$L$35:$L$46,$B8486),0)","v":27},{"$f":"IF(I8486=\"h\",INDEX(ID!$M$8:$M$31,FBR!$D8486+1)*INDEX(ID!$M$35:$M$46,$B8486),0)","v":0},{"$f":"IF(I8486=\"w\",INDEX(ID!$N$8:$N$31,FBR!$D8486+1)*INDEX(ID!$N$35:$N$46,$B8486),0)","v":27},null,0,15.94618981215651,0,0]
[8477,12,20,4,354,51,"2014-12-20",7,"w",null,{"$f":"IF(I8487=\"h\",INDEX(ID!$K$8:$K$31,FBR!$D8487+1)*INDEX(ID!$K$35:$K$46,$B8487),0)","v":0},{"$f":"IF(I8487=\"w\",INDEX(ID!$L$8:$L$31,FBR!$D8487+1)*INDEX(ID!$L$35:$L$46,$B8487),0)","v":27},{"$f":"IF(I8487=\"h\",INDEX(ID!$M$8:$M$31,FBR!$D8487+1)*INDEX(ID!$M$35:$M$46,$B8487),0)","v":0},{"$f":"IF(I8487=\"w\",INDEX(ID!$N$8:$N$31,FBR!$D8487+1)*INDEX(ID!$N$35:$N$46,$B8487),0)","v":27},null,0,15.94618981215651,0,0]
[8478,12,20,5,354,51,"2014-12-20",7,"w",null,{"$f":"IF(I8488=\"h\",INDEX(ID!$K$8:$K$31,FBR!$D8488+1)*INDEX(ID!$K$35:$K$46,$B8488),0)","v":0},{"$f":"IF(I8488=\"w\",INDEX(ID!$L$8:$L$31,FBR!$D8488+1)*INDEX(ID!$L$35:$L$46,$B8488),0)","v":27},{"$f":"IF(I8488=\"h\",INDEX(ID!$M$8:$M$31,FBR!$D8488+1)*INDEX(ID!$M$35:$M$46,$B8488),0)","v":0},{"$f":"IF(I8488=\"w\",INDEX(ID!$N$8:$N$31,FBR!$D8488+1)*INDEX(ID!$N$35:$N$46,$B8488),0)","v":27},null,0,15.94618981215651,0,0]
[8479,12,20,6,354,51,"2014-12-20",7,"w",null,{"$f":"IF(I8489=\"h\",INDEX(ID!$K$8:$K$31,FBR!$D8489+1)*INDEX(ID!$K$35:$K$46,$B8489),0)","v":0},{"$f":"IF(I8489=\"w\",INDEX(ID!$L$8:$L$31,FBR!$D8489+1)*INDEX(ID!$L$35:$L$46,$B8489),0)","v":29},{"$f":"IF(I8489=\"h\",INDEX(ID!$M$8:$M$31,FBR!$D8489+1)*INDEX(ID!$M$35:$M$46,$B8489),0)","v":0},{"$f":"IF(I8489=\"w\",INDEX(ID!$N$8:$N$31,FBR!$D8489+1)*INDEX(ID!$N$35:$N$46,$B8489),0)","v":29},null,0,17.127389057501436,0,0]
[8480,12,20,7,354,51,"2014-12-20",7,"w",null,{"$f":"IF(I8490=\"h\",INDEX(ID!$K$8:$K$31,FBR!$D8490+1)*INDEX(ID!$K$35:$K$46,$B8490),0)","v":0},{"$f":"IF(I8490=\"w\",INDEX(ID!$L$8:$L$31,FBR!$D8490+1)*INDEX(ID!$L$35:$L$46,$B8490),0)","v":32},{"$f":"IF(I8490=\"h\",INDEX(ID!$M$8:$M$31,FBR!$D8490+1)*INDEX(ID!$M$35:$M$46,$B8490),0)","v":0},{"$f":"IF(I8490=\"w\",INDEX(ID!$N$8:$N$31,FBR!$D8490+1)*INDEX(ID!$N$35:$N$46,$B8490),0)","v":32},null,0,18.899187925518824,0,0]
[8481,12,20,8,354,51,"2014-12-20",7,"w",null,{"$f":"IF(I8491=\"h\",INDEX(ID!$K$8:$K$31,FBR!$D8491+1)*INDEX(ID!$K$35:$K$46,$B8491),0)","v":0},{"$f":"IF(I8491=\"w\",INDEX(ID!$L$8:$L$31,FBR!$D8491+1)*INDEX(ID!$L$35:$L$46,$B8491),0)","v":35},{"$f":"IF(I8491=\"h\",INDEX(ID!$M$8:$M$31,FBR!$D8491+1)*INDEX(ID!$M$35:$M$46,$B8491),0)","v":0},{"$f":"IF(I8491=\"w\",INDEX(ID!$N$8:$N$31,FBR!$D8491+1)*INDEX(ID!$N$35:$N$46,$B8491),0)","v":35},null,0,20.670986793536215,0,0]
[8482,12,20,9,354,51,"2014-12-20",7,"w",null,{"$f":"IF(I8492=\"h\",INDEX(ID!$K$8:$K$31,FBR!$D8492+1)*INDEX(ID!$K$35:$K$46,$B8492),0)","v":0},{"$f":"IF(I8492=\"w\",INDEX(ID!$L$8:$L$31,FBR!$D8492+1)*INDEX(ID!$L$35:$L$46,$B8492),0)","v":38},{"$f":"IF(I8492=\"h\",INDEX(ID!$M$8:$M$31,FBR!$D8492+1)*INDEX(ID!$M$35:$M$46,$B8492),0)","v":0},{"$f":"IF(I8492=\"w\",INDEX(ID!$N$8:$N$31,FBR!$D8492+1)*INDEX(ID!$N$35:$N$46,$B8492),0)","v":38},null,0,22.442785661553604,0,0]
[8483,12,20,10,354,51,"2014-12-20",7,"w",null,{"$f":"IF(I8493=\"h\",INDEX(ID!$K$8:$K$31,FBR!$D8493+1)*INDEX(ID!$K$35:$K$46,$B8493),0)","v":0},{"$f":"IF(I8493=\"w\",INDEX(ID!$L$8:$L$31,FBR!$D8493+1)*INDEX(ID!$L$35:$L$46,$B8493),0)","v":40},{"$f":"IF(I8493=\"h\",INDEX(ID!$M$8:$M$31,FBR!$D8493+1)*INDEX(ID!$M$35:$M$46,$B8493),0)","v":0},{"$f":"IF(I8493=\"w\",INDEX(ID!$N$8:$N$31,FBR!$D8493+1)*INDEX(ID!$N$35:$N$46,$B8493),0)","v":40},null,0,23.623984906898531,0,0]
[8484,12,20,11,354,51,"2014-12-20",7,"w",null,{"$f":"IF(I8494=\"h\",INDEX(ID!$K$8:$K$31,FBR!$D8494+1)*INDEX(ID!$K$35:$K$46,$B8494),0)","v":0},{"$f":"IF(I8494=\"w\",INDEX(ID!$L$8:$L$31,FBR!$D8494+1)*INDEX(ID!$L$35:$L$46,$B8494),0)","v":42},{"$f":"IF(I8494=\"h\",INDEX(ID!$M$8:$M$31,FBR!$D8494+1)*INDEX(ID!$M$35:$M$46,$B8494),0)","v":0},{"$f":"IF(I8494=\"w\",INDEX(ID!$N$8:$N$31,FBR!$D8494+1)*INDEX(ID!$N$35:$N$46,$B8494),0)","v":42},null,0,24.805184152243459,0,0]
[8485,12,20,12,354,51,"2014-12-20",7,"w",null,{"$f":"IF(I8495=\"h\",INDEX(ID!$K$8:$K$31,FBR!$D8495+1)*INDEX(ID!$K$35:$K$46,$B8495),0)","v":0},{"$f":"IF(I8495=\"w\",INDEX(ID!$L$8:$L$31,FBR!$D8495+1)*INDEX(ID!$L$35:$L$46,$B8495),0)","v":43},{"$f":"IF(I8495=\"h\",INDEX(ID!$M$8:$M$31,FBR!$D8495+1)*INDEX(ID!$M$35:$M$46,$B8495),0)","v":0},{"$f":"IF(I8495=\"w\",INDEX(ID!$N$8:$N$31,FBR!$D8495+1)*INDEX(ID!$N$35:$N$46,$B8495),0)","v":43},null,0,25.395783774915923,0,0]
[8486,12,20,13,354,51,"2014-12-20",7,"w",null,{"$f":"IF(I8496=\"h\",INDEX(ID!$K$8:$K$31,FBR!$D8496+1)*INDEX(ID!$K$35:$K$46,$B8496),0)","v":0},{"$f":"IF(I8496=\"w\",INDEX(ID!$L$8:$L$31,FBR!$D8496+1)*INDEX(ID!$L$35:$L$46,$B8496),0)","v":44},{"$f":"IF(I8496=\"h\",INDEX(ID!$M$8:$M$31,FBR!$D8496+1)*INDEX(ID!$M$35:$M$46,$B8496),0)","v":0},{"$f":"IF(I8496=\"w\",INDEX(ID!$N$8:$N$31,FBR!$D8496+1)*INDEX(ID!$N$35:$N$46,$B8496),0)","v":44},null,0,25.986383397588384,0,0]
[8487,12,20,14,354,51,"2014-12-20",7,"w",null,{"$f":"IF(I8497=\"h\",INDEX(ID!$K$8:$K$31,FBR!$D8497+1)*INDEX(ID!$K$35:$K$46,$B8497),0)","v":0},{"$f":"IF(I8497=\"w\",INDEX(ID!$L$8:$L$31,FBR!$D8497+1)*INDEX(ID!$L$35:$L$46,$B8497),0)","v":47},{"$f":"IF(I8497=\"h\",INDEX(ID!$M$8:$M$31,FBR!$D8497+1)*INDEX(ID!$M$35:$M$46,$B8497),0)","v":0},{"$f":"IF(I8497=\"w\",INDEX(ID!$N$8:$N$31,FBR!$D8497+1)*INDEX(ID!$N$35:$N$46,$B8497),0)","v":47},null,0,27.758182265605775,0,0]
[8488,12,20,15,354,51,"2014-12-20",7,"w",null,{"$f":"IF(I8498=\"h\",INDEX(ID!$K$8:$K$31,FBR!$D8498+1)*INDEX(ID!$K$35:$K$46,$B8498),0)","v":0},{"$f":"IF(I8498=\"w\",INDEX(ID!$L$8:$L$31,FBR!$D8498+1)*INDEX(ID!$L$35:$L$46,$B8498),0)","v":50},{"$f":"IF(I8498=\"h\",INDEX(ID!$M$8:$M$31,FBR!$D8498+1)*INDEX(ID!$M$35:$M$46,$B8498),0)","v":0},{"$f":"IF(I8498=\"w\",INDEX(ID!$N$8:$N$31,FBR!$D8498+1)*INDEX(ID!$N$35:$N$46,$B8498),0)","v":50},null,0,29.529981133623163,0,0]
[8489,12,20,16,354,51,"2014-12-20",7,"w",null,{"$f":"IF(I8499=\"h\",INDEX(ID!$K$8:$K$31,FBR!$D8499+1)*INDEX(ID!$K$35:$K$46,$B8499),0)","v":0},{"$f":"IF(I8499=\"w\",INDEX(ID!$L$8:$L$31,FBR!$D8499+1)*INDEX(ID!$L$35:$L$46,$B8499),0)","v":53},{"$f":"IF(I8499=\"h\",INDEX(ID!$M$8:$M$31,FBR!$D8499+1)*INDEX(ID!$M$35:$M$46,$B8499),0)","v":0},{"$f":"IF(I8499=\"w\",INDEX(ID!$N$8:$N$31,FBR!$D8499+1)*INDEX(ID!$N$35:$N$46,$B8499),0)","v":53},null,0,31.301780001640555,0,0]
[8490,12,20,17,354,{"$f":"F8332+1","v":51},"2014-12-20",7,"w",null,{"$f":"IF(I8500=\"h\",INDEX(ID!$K$8:$K$31,FBR!$D8500+1)*INDEX(ID!$K$35:$K$46,$B8500),0)","v":0},{"$f":"IF(I8500=\"w\",INDEX(ID!$L$8:$L$31,FBR!$D8500+1)*INDEX(ID!$L$35:$L$46,$B8500),0)","v":62},{"$f":"IF(I8500=\"h\",INDEX(ID!$M$8:$M$31,FBR!$D8500+1)*INDEX(ID!$M$35:$M$46,$B8500),0)","v":0},{"$f":"IF(I8500=\"w\",INDEX(ID!$N$8:$N$31,FBR!$D8500+1)*INDEX(ID!$N$35:$N$46,$B8500),0)","v":62},null,0,36.617176605692727,0,0]
[8491,12,20,18,354,51,"2014-12-20",7,"w",null,{"$f":"IF(I8501=\"h\",INDEX(ID!$K$8:$K$31,FBR!$D8501+1)*INDEX(ID!$K$35:$K$46,$B8501),0)","v":0},{"$f":"IF(I8501=\"w\",INDEX(ID!$L$8:$L$31,FBR!$D8501+1)*INDEX(ID!$L$35:$L$46,$B8501),0)","v":65},{"$f":"IF(I8501=\"h\",INDEX(ID!$M$8:$M$31,FBR!$D8501+1)*INDEX(ID!$M$35:$M$46,$B8501),0)","v":0},{"$f":"IF(I8501=\"w\",INDEX(ID!$N$8:$N$31,FBR!$D8501+1)*INDEX(ID!$N$35:$N$46,$B8501),0)","v":65},null,0,38.388975473710111,0,0]
[8492,12,20,19,354,51,"2014-12-20",7,"w",null,{"$f":"IF(I8502=\"h\",INDEX(ID!$K$8:$K$31,FBR!$D8502+1)*INDEX(ID!$K$35:$K$46,$B8502),0)","v":0},{"$f":"IF(I8502=\"w\",INDEX(ID!$L$8:$L$31,FBR!$D8502+1)*INDEX(ID!$L$35:$L$46,$B8502),0)","v":60},{"$f":"IF(I8502=\"h\",INDEX(ID!$M$8:$M$31,FBR!$D8502+1)*INDEX(ID!$M$35:$M$46,$B8502),0)","v":0},{"$f":"IF(I8502=\"w\",INDEX(ID!$N$8:$N$31,FBR!$D8502+1)*INDEX(ID!$N$35:$N$46,$B8502),0)","v":60},null,0,35.435977360347799,0,0]
[8493,12,20,20,354,51,"2014-12-20",7,"w",null,{"$f":"IF(I8503=\"h\",INDEX(ID!$K$8:$K$31,FBR!$D8503+1)*INDEX(ID!$K$35:$K$46,$B8503),0)","v":0},{"$f":"IF(I8503=\"w\",INDEX(ID!$L$8:$L$31,FBR!$D8503+1)*INDEX(ID!$L$35:$L$46,$B8503),0)","v":53},{"$f":"IF(I8503=\"h\",INDEX(ID!$M$8:$M$31,FBR!$D8503+1)*INDEX(ID!$M$35:$M$46,$B8503),0)","v":0},{"$f":"IF(I8503=\"w\",INDEX(ID!$N$8:$N$31,FBR!$D8503+1)*INDEX(ID!$N$35:$N$46,$B8503),0)","v":53},null,0,31.301780001640555,0,0]
[8494,12,20,21,354,51,"2014-12-20",7,"w",null,{"$f":"IF(I8504=\"h\",INDEX(ID!$K$8:$K$31,FBR!$D8504+1)*INDEX(ID!$K$35:$K$46,$B8504),0)","v":0},{"$f":"IF(I8504=\"w\",INDEX(ID!$L$8:$L$31,FBR!$D8504+1)*INDEX(ID!$L$35:$L$46,$B8504),0)","v":50},{"$f":"IF(I8504=\"h\",INDEX(ID!$M$8:$M$31,FBR!$D8504+1)*INDEX(ID!$M$35:$M$46,$B8504),0)","v":0},{"$f":"IF(I8504=\"w\",INDEX(ID!$N$8:$N$31,FBR!$D8504+1)*INDEX(ID!$N$35:$N$46,$B8504),0)","v":50},null,0,29.529981133623163,0,0]
[8495,12,20,22,354,51,"2014-12-20",7,"w",null,{"$f":"IF(I8505=\"h\",INDEX(ID!$K$8:$K$31,FBR!$D8505+1)*INDEX(ID!$K$35:$K$46,$B8505),0)","v":0},{"$f":"IF(I8505=\"w\",INDEX(ID!$L$8:$L$31,FBR!$D8505+1)*INDEX(ID!$L$35:$L$46,$B8505),0)","v":45},{"$f":"IF(I8505=\"h\",INDEX(ID!$M$8:$M$31,FBR!$D8505+1)*INDEX(ID!$M$35:$M$46,$B8505),0)","v":0},{"$f":"IF(I8505=\"w\",INDEX(ID!$N$8:$N$31,FBR!$D8505+1)*INDEX(ID!$N$35:$N$46,$B8505),0)","v":45},null,0,26.576983020260847,0,0]
[8496,12,20,23,354,51,"2014-12-20",7,"w",null,{"$f":"IF(I8506=\"h\",INDEX(ID!$K$8:$K$31,FBR!$D8506+1)*INDEX(ID!$K$35:$K$46,$B8506),0)","v":0},{"$f":"IF(I8506=\"w\",INDEX(ID!$L$8:$L$31,FBR!$D8506+1)*INDEX(ID!$L$35:$L$46,$B8506),0)","v":40},{"$f":"IF(I8506=\"h\",INDEX(ID!$M$8:$M$31,FBR!$D8506+1)*INDEX(ID!$M$35:$M$46,$B8506),0)","v":0},{"$f":"IF(I8506=\"w\",INDEX(ID!$N$8:$N$31,FBR!$D8506+1)*INDEX(ID!$N$35:$N$46,$B8506),0)","v":40},null,0,23.623984906898531,0,0]
[8497,12,21,0,355,51,"2014-12-21",1,"h",null,{"$f":"IF(I8507=\"h\",INDEX(ID!$K$8:$K$31,FBR!$D8507+1)*INDEX(ID!$K$35:$K$46,$B8507),0)","v":35},{"$f":"IF(I8507=\"w\",INDEX(ID!$L$8:$L$31,FBR!$D8507+1)*INDEX(ID!$L$35:$L$46,$B8507),0)","v":0},{"$f":"IF(I8507=\"h\",INDEX(ID!$M$8:$M$31,FBR!$D8507+1)*INDEX(ID!$M$35:$M$46,$B8507),0)","v":35},{"$f":"IF(I8507=\"w\",INDEX(ID!$N$8:$N$31,FBR!$D8507+1)*INDEX(ID!$N$35:$N$46,$B8507),0)","v":0},null,20.670986793536215,0,0,0]
[8498,12,21,1,355,51,"2014-12-21",1,"h",null,{"$f":"IF(I8508=\"h\",INDEX(ID!$K$8:$K$31,FBR!$D8508+1)*INDEX(ID!$K$35:$K$46,$B8508),0)","v":30},{"$f":"IF(I8508=\"w\",INDEX(ID!$L$8:$L$31,FBR!$D8508+1)*INDEX(ID!$L$35:$L$46,$B8508),0)","v":0},{"$f":"IF(I8508=\"h\",INDEX(ID!$M$8:$M$31,FBR!$D8508+1)*INDEX(ID!$M$35:$M$46,$B8508),0)","v":30},{"$f":"IF(I8508=\"w\",INDEX(ID!$N$8:$N$31,FBR!$D8508+1)*INDEX(ID!$N$35:$N$46,$B8508),0)","v":0},null,17.717988680173899,0,0,0]
[8499,12,21,2,355,51,"2014-12-21",1,"h",null,{"$f":"IF(I8509=\"h\",INDEX(ID!$K$8:$K$31,FBR!$D8509+1)*INDEX(ID!$K$35:$K$46,$B8509),0)","v":28},{"$f":"IF(I8509=\"w\",INDEX(ID!$L$8:$L$31,FBR!$D8509+1)*INDEX(ID!$L$35:$L$46,$B8509),0)","v":0},{"$f":"IF(I8509=\"h\",INDEX(ID!$M$8:$M$31,FBR!$D8509+1)*INDEX(ID!$M$35:$M$46,$B8509),0)","v":28},{"$f":"IF(I8509=\"w\",INDEX(ID!$N$8:$N$31,FBR!$D8509+1)*INDEX(ID!$N$35:$N$46,$B8509),0)","v":0},null,16.536789434828972,0,0,0]
[8500,12,21,3,355,51,"2014-12-21",1,"h",null,{"$f":"IF(I8510=\"h\",INDEX(ID!$K$8:$K$31,FBR!$D8510+1)*INDEX(ID!$K$35:$K$46,$B8510),0)","v":27},{"$f":"IF(I8510=\"w\",INDEX(ID!$L$8:$L$31,FBR!$D8510+1)*INDEX(ID!$L$35:$L$46,$B8510),0)","v":0},{"$f":"IF(I8510=\"h\",INDEX(ID!$M$8:$M$31,FBR!$D8510+1)*INDEX(ID!$M$35:$M$46,$B8510),0)","v":27},{"$f":"IF(I8510=\"w\",INDEX(ID!$N$8:$N$31,FBR!$D8510+1)*INDEX(ID!$N$35:$N$46,$B8510),0)","v":0},null,15.94618981215651,0,0,0]
[8501,12,21,4,355,51,"2014-12-21",1,"h",null,{"$f":"IF(I8511=\"h\",INDEX(ID!$K$8:$K$31,FBR!$D8511+1)*INDEX(ID!$K$35:$K$46,$B8511),0)","v":27},{"$f":"IF(I8511=\"w\",INDEX(ID!$L$8:$L$31,FBR!$D8511+1)*INDEX(ID!$L$35:$L$46,$B8511),0)","v":0},{"$f":"IF(I8511=\"h\",INDEX(ID!$M$8:$M$31,FBR!$D8511+1)*INDEX(ID!$M$35:$M$46,$B8511),0)","v":27},{"$f":"IF(I8511=\"w\",INDEX(ID!$N$8:$N$31,FBR!$D8511+1)*INDEX(ID!$N$35:$N$46,$B8511),0)","v":0},null,15.94618981215651,0,0,0]
[8502,12,21,5,355,51,"2014-12-21",1,"h",null,{"$f":"IF(I8512=\"h\",INDEX(ID!$K$8:$K$31,FBR!$D8512+1)*INDEX(ID!$K$35:$K$46,$B8512),0)","v":27},{"$f":"IF(I8512=\"w\",INDEX(ID!$L$8:$L$31,FBR!$D8512+1)*INDEX(ID!$L$35:$L$46,$B8512),0)","v":0},{"$f":"IF(I8512=\"h\",INDEX(ID!$M$8:$M$31,FBR!$D8512+1)*INDEX(ID!$M$35:$M$46,$B8512),0)","v":27},{"$f":"IF(I8512=\"w\",INDEX(ID!$N$8:$N$31,FBR!$D8512+1)*INDEX(ID!$N$35:$N$46,$B8512),0)","v":0},null,15.94618981215651,0,0,0]
[8503,12,21,6,355,51,"2014-12-21",1,"h",null,{"$f":"IF(I8513=\"h\",INDEX(ID!$K$8:$K$31,FBR!$D8513+1)*INDEX(ID!$K$35:$K$46,$B8513),0)","v":29},{"$f":"IF(I8513=\"w\",INDEX(ID!$L$8:$L$31,FBR!$D8513+1)*INDEX(ID!$L$35:$L$46,$B8513),0)","v":0},{"$f":"IF(I8513=\"h\",INDEX(ID!$M$8:$M$31,FBR!$D8513+1)*INDEX(ID!$M$35:$M$46,$B8513),0)","v":29},{"$f":"IF(I8513=\"w\",INDEX(ID!$N$8:$N$31,FBR!$D8513+1)*INDEX(ID!$N$35:$N$46,$B8513),0)","v":0},null,17.127389057501436,0,0,0]
[8504,12,21,7,355,51,"2014-12-21",1,"h",null,{"$f":"IF(I8514=\"h\",INDEX(ID!$K$8:$K$31,FBR!$D8514+1)*INDEX(ID!$K$35:$K$46,$B8514),0)","v":32},{"$f":"IF(I8514=\"w\",INDEX(ID!$L$8:$L$31,FBR!$D8514+1)*INDEX(ID!$L$35:$L$46,$B8514),0)","v":0},{"$f":"IF(I8514=\"h\",INDEX(ID!$M$8:$M$31,FBR!$D8514+1)*INDEX(ID!$M$35:$M$46,$B8514),0)","v":32},{"$f":"IF(I8514=\"w\",INDEX(ID!$N$8:$N$31,FBR!$D8514+1)*INDEX(ID!$N$35:$N$46,$B8514),0)","v":0},null,18.899187925518824,0,0,0]
[8505,12,21,8,355,51,"2014-12-21",1,"h",null,{"$f":"IF(I8515=\"h\",INDEX(ID!$K$8:$K$31,FBR!$D8515+1)*INDEX(ID!$K$35:$K$46,$B8515),0)","v":35},{"$f":"IF(I8515=\"w\",INDEX(ID!$L$8:$L$31,FBR!$D8515+1)*INDEX(ID!$L$35:$L$46,$B8515),0)","v":0},{"$f":"IF(I8515=\"h\",INDEX(ID!$M$8:$M$31,FBR!$D8515+1)*INDEX(ID!$M$35:$M$46,$B8515),0)","v":35},{"$f":"IF(I8515=\"w\",INDEX(ID!$N$8:$N$31,FBR!$D8515+1)*INDEX(ID!$N$35:$N$46,$B8515),0)","v":0},null,20.670986793536215,0,0,0]
[8506,12,21,9,355,51,"2014-12-21",1,"h",null,{"$f":"IF(I8516=\"h\",INDEX(ID!$K$8:$K$31,FBR!$D8516+1)*INDEX(ID!$K$35:$K$46,$B8516),0)","v":38},{"$f":"IF(I8516=\"w\",INDEX(ID!$L$8:$L$31,FBR!$D8516+1)*INDEX(ID!$L$35:$L$46,$B8516),0)","v":0},{"$f":"IF(I8516=\"h\",INDEX(ID!$M$8:$M$31,FBR!$D8516+1)*INDEX(ID!$M$35:$M$46,$B8516),0)","v":38},{"$f":"IF(I8516=\"w\",INDEX(ID!$N$8:$N$31,FBR!$D8516+1)*INDEX(ID!$N$35:$N$46,$B8516),0)","v":0},null,22.442785661553604,0,0,0]
[8507,12,21,10,355,51,"2014-12-21",1,"h",null,{"$f":"IF(I8517=\"h\",INDEX(ID!$K$8:$K$31,FBR!$D8517+1)*INDEX(ID!$K$35:$K$46,$B8517),0)","v":40},{"$f":"IF(I8517=\"w\",INDEX(ID!$L$8:$L$31,FBR!$D8517+1)*INDEX(ID!$L$35:$L$46,$B8517),0)","v":0},{"$f":"IF(I8517=\"h\",INDEX(ID!$M$8:$M$31,FBR!$D8517+1)*INDEX(ID!$M$35:$M$46,$B8517),0)","v":40},{"$f":"IF(I8517=\"w\",INDEX(ID!$N$8:$N$31,FBR!$D8517+1)*INDEX(ID!$N$35:$N$46,$B8517),0)","v":0},null,23.623984906898531,0,0,0]
[8508,12,21,11,355,51,"2014-12-21",1,"h",null,{"$f":"IF(I8518=\"h\",INDEX(ID!$K$8:$K$31,FBR!$D8518+1)*INDEX(ID!$K$35:$K$46,$B8518),0)","v":42},{"$f":"IF(I8518=\"w\",INDEX(ID!$L$8:$L$31,FBR!$D8518+1)*INDEX(ID!$L$35:$L$46,$B8518),0)","v":0},{"$f":"IF(I8518=\"h\",INDEX(ID!$M$8:$M$31,FBR!$D8518+1)*INDEX(ID!$M$35:$M$46,$B8518),0)","v":42},{"$f":"IF(I8518=\"w\",INDEX(ID!$N$8:$N$31,FBR!$D8518+1)*INDEX(ID!$N$35:$N$46,$B8518),0)","v":0},null,24.805184152243459,0,0,0]
[8509,12,21,12,355,51,"2014-12-21",1,"h",null,{"$f":"IF(I8519=\"h\",INDEX(ID!$K$8:$K$31,FBR!$D8519+1)*INDEX(ID!$K$35:$K$46,$B8519),0)","v":43},{"$f":"IF(I8519=\"w\",INDEX(ID!$L$8:$L$31,FBR!$D8519+1)*INDEX(ID!$L$35:$L$46,$B8519),0)","v":0},{"$f":"IF(I8519=\"h\",INDEX(ID!$M$8:$M$31,FBR!$D8519+1)*INDEX(ID!$M$35:$M$46,$B8519),0)","v":43},{"$f":"IF(I8519=\"w\",INDEX(ID!$N$8:$N$31,FBR!$D8519+1)*INDEX(ID!$N$35:$N$46,$B8519),0)","v":0},null,25.395783774915923,0,0,0]
[8510,12,21,13,355,51,"2014-12-21",1,"h",null,{"$f":"IF(I8520=\"h\",INDEX(ID!$K$8:$K$31,FBR!$D8520+1)*INDEX(ID!$K$35:$K$46,$B8520),0)","v":44},{"$f":"IF(I8520=\"w\",INDEX(ID!$L$8:$L$31,FBR!$D8520+1)*INDEX(ID!$L$35:$L$46,$B8520),0)","v":0},{"$f":"IF(I8520=\"h\",INDEX(ID!$M$8:$M$31,FBR!$D8520+1)*INDEX(ID!$M$35:$M$46,$B8520),0)","v":44},{"$f":"IF(I8520=\"w\",INDEX(ID!$N$8:$N$31,FBR!$D8520+1)*INDEX(ID!$N$35:$N$46,$B8520),0)","v":0},null,25.986383397588384,0,0,0]
[8511,12,21,14,355,51,"2014-12-21",1,"h",null,{"$f":"IF(I8521=\"h\",INDEX(ID!$K$8:$K$31,FBR!$D8521+1)*INDEX(ID!$K$35:$K$46,$B8521),0)","v":47},{"$f":"IF(I8521=\"w\",INDEX(ID!$L$8:$L$31,FBR!$D8521+1)*INDEX(ID!$L$35:$L$46,$B8521),0)","v":0},{"$f":"IF(I8521=\"h\",INDEX(ID!$M$8:$M$31,FBR!$D8521+1)*INDEX(ID!$M$35:$M$46,$B8521),0)","v":47},{"$f":"IF(I8521=\"w\",INDEX(ID!$N$8:$N$31,FBR!$D8521+1)*INDEX(ID!$N$35:$N$46,$B8521),0)","v":0},null,27.758182265605775,0,0,0]
[8512,12,21,15,355,51,"2014-12-21",1,"h",null,{"$f":"IF(I8522=\"h\",INDEX(ID!$K$8:$K$31,FBR!$D8522+1)*INDEX(ID!$K$35:$K$46,$B8522),0)","v":50},{"$f":"IF(I8522=\"w\",INDEX(ID!$L$8:$L$31,FBR!$D8522+1)*INDEX(ID!$L$35:$L$46,$B8522),0)","v":0},{"$f":"IF(I8522=\"h\",INDEX(ID!$M$8:$M$31,FBR!$D8522+1)*INDEX(ID!$M$35:$M$46,$B8522),0)","v":50},{"$f":"IF(I8522=\"w\",INDEX(ID!$N$8:$N$31,FBR!$D8522+1)*INDEX(ID!$N$35:$N$46,$B8522),0)","v":0},null,29.529981133623163,0,0,0]
[8513,12,21,16,355,51,"2014-12-21",{"$f":"WEEKDAY(G8523)","v":1},{"$f":"IF(OR(H8523=6,H8523=7),\"w\",\"h\")","v":"h"},null,{"$f":"IF(I8523=\"h\",INDEX(ID!$K$8:$K$31,FBR!$D8523+1)*INDEX(ID!$K$35:$K$46,$B8523),0)","v":53},{"$f":"IF(I8523=\"w\",INDEX(ID!$L$8:$L$31,FBR!$D8523+1)*INDEX(ID!$L$35:$L$46,$B8523),0)","v":0},{"$f":"IF(I8523=\"h\",INDEX(ID!$M$8:$M$31,FBR!$D8523+1)*INDEX(ID!$M$35:$M$46,$B8523),0)","v":53},{"$f":"IF(I8523=\"w\",INDEX(ID!$N$8:$N$31,FBR!$D8523+1)*INDEX(ID!$N$35:$N$46,$B8523),0)","v":0},null,{"$f":"K8523*(indvforbrug*antalbrugere)/($K$8789+$L$8789)","v":31.301780001640555},{"$f":"L8523*indvforbrug*antalbrugere/($K$8789+$L$8789)","v":0},{"$f":"M8523*fællesforbrug/($M$8789+$N$8789)","v":0},{"$f":"N8523*fællesforbrug/($M$8789+$N$8789)","v":0}]
[{"$f":"A8523+1","v":8514},12,21,17,355,51,{"$f":"DATE(2014,B8524,C8524)","v":"2014-12-21"},1,"h",null,{"$f":"IF(I8524=\"h\",INDEX(ID!$K$8:$K$31,FBR!$D8524+1)*INDEX(ID!$K$35:$K$46,$B8524),0)","v":62},{"$f":"IF(I8524=\"w\",INDEX(ID!$L$8:$L$31,FBR!$D8524+1)*INDEX(ID!$L$35:$L$46,$B8524),0)","v":0},{"$f":"IF(I8524=\"h\",INDEX(ID!$M$8:$M$31,FBR!$D8524+1)*INDEX(ID!$M$35:$M$46,$B8524),0)","v":62},{"$f":"IF(I8524=\"w\",INDEX(ID!$N$8:$N$31,FBR!$D8524+1)*INDEX(ID!$N$35:$N$46,$B8524),0)","v":0},null,36.617176605692727,0,0,0]
[8515,12,21,18,355,51,"2014-12-21",1,"h",null,{"$f":"IF(I8525=\"h\",INDEX(ID!$K$8:$K$31,FBR!$D8525+1)*INDEX(ID!$K$35:$K$46,$B8525),0)","v":65},{"$f":"IF(I8525=\"w\",INDEX(ID!$L$8:$L$31,FBR!$D8525+1)*INDEX(ID!$L$35:$L$46,$B8525),0)","v":0},{"$f":"IF(I8525=\"h\",INDEX(ID!$M$8:$M$31,FBR!$D8525+1)*INDEX(ID!$M$35:$M$46,$B8525),0)","v":65},{"$f":"IF(I8525=\"w\",INDEX(ID!$N$8:$N$31,FBR!$D8525+1)*INDEX(ID!$N$35:$N$46,$B8525),0)","v":0},null,38.388975473710111,0,0,0]
[8516,12,21,19,355,51,"2014-12-21",1,"h",null,{"$f":"IF(I8526=\"h\",INDEX(ID!$K$8:$K$31,FBR!$D8526+1)*INDEX(ID!$K$35:$K$46,$B8526),0)","v":60},{"$f":"IF(I8526=\"w\",INDEX(ID!$L$8:$L$31,FBR!$D8526+1)*INDEX(ID!$L$35:$L$46,$B8526),0)","v":0},{"$f":"IF(I8526=\"h\",INDEX(ID!$M$8:$M$31,FBR!$D8526+1)*INDEX(ID!$M$35:$M$46,$B8526),0)","v":60},{"$f":"IF(I8526=\"w\",INDEX(ID!$N$8:$N$31,FBR!$D8526+1)*INDEX(ID!$N$35:$N$46,$B8526),0)","v":0},null,35.435977360347799,0,0,0]
[8517,12,21,20,355,51,"2014-12-21",1,"h",null,{"$f":"IF(I8527=\"h\",INDEX(ID!$K$8:$K$31,FBR!$D8527+1)*INDEX(ID!$K$35:$K$46,$B8527),0)","v":53},{"$f":"IF(I8527=\"w\",INDEX(ID!$L$8:$L$31,FBR!$D8527+1)*INDEX(ID!$L$35:$L$46,$B8527),0)","v":0},{"$f":"IF(I8527=\"h\",INDEX(ID!$M$8:$M$31,FBR!$D8527+1)*INDEX(ID!$M$35:$M$46,$B8527),0)","v":53},{"$f":"IF(I8527=\"w\",INDEX(ID!$N$8:$N$31,FBR!$D8527+1)*INDEX(ID!$N$35:$N$46,$B8527),0)","v":0},null,31.301780001640555,0,0,0]
[8518,12,21,21,355,51,"2014-12-21",1,"h",null,{"$f":"IF(I8528=\"h\",INDEX(ID!$K$8:$K$31,FBR!$D8528+1)*INDEX(ID!$K$35:$K$46,$B8528),0)","v":50},{"$f":"IF(I8528=\"w\",INDEX(ID!$L$8:$L$31,FBR!$D8528+1)*INDEX(ID!$L$35:$L$46,$B8528),0)","v":0},{"$f":"IF(I8528=\"h\",INDEX(ID!$M$8:$M$31,FBR!$D8528+1)*INDEX(ID!$M$35:$M$46,$B8528),0)","v":50},{"$f":"IF(I8528=\"w\",INDEX(ID!$N$8:$N$31,FBR!$D8528+1)*INDEX(ID!$N$35:$N$46,$B8528),0)","v":0},null,29.529981133623163,0,0,0]
[8519,12,21,22,355,51,"2014-12-21",1,"h",null,{"$f":"IF(I8529=\"h\",INDEX(ID!$K$8:$K$31,FBR!$D8529+1)*INDEX(ID!$K$35:$K$46,$B8529),0)","v":45},{"$f":"IF(I8529=\"w\",INDEX(ID!$L$8:$L$31,FBR!$D8529+1)*INDEX(ID!$L$35:$L$46,$B8529),0)","v":0},{"$f":"IF(I8529=\"h\",INDEX(ID!$M$8:$M$31,FBR!$D8529+1)*INDEX(ID!$M$35:$M$46,$B8529),0)","v":45},{"$f":"IF(I8529=\"w\",INDEX(ID!$N$8:$N$31,FBR!$D8529+1)*INDEX(ID!$N$35:$N$46,$B8529),0)","v":0},null,26.576983020260847,0,0,0]
[8520,12,21,23,355,51,"2014-12-21",1,"h",null,{"$f":"IF(I8530=\"h\",INDEX(ID!$K$8:$K$31,FBR!$D8530+1)*INDEX(ID!$K$35:$K$46,$B8530),0)","v":40},{"$f":"IF(I8530=\"w\",INDEX(ID!$L$8:$L$31,FBR!$D8530+1)*INDEX(ID!$L$35:$L$46,$B8530),0)","v":0},{"$f":"IF(I8530=\"h\",INDEX(ID!$M$8:$M$31,FBR!$D8530+1)*INDEX(ID!$M$35:$M$46,$B8530),0)","v":40},{"$f":"IF(I8530=\"w\",INDEX(ID!$N$8:$N$31,FBR!$D8530+1)*INDEX(ID!$N$35:$N$46,$B8530),0)","v":0},null,23.623984906898531,0,0,0]
[8521,12,22,0,356,51,"2014-12-22",2,"h",null,{"$f":"IF(I8531=\"h\",INDEX(ID!$K$8:$K$31,FBR!$D8531+1)*INDEX(ID!$K$35:$K$46,$B8531),0)","v":35},{"$f":"IF(I8531=\"w\",INDEX(ID!$L$8:$L$31,FBR!$D8531+1)*INDEX(ID!$L$35:$L$46,$B8531),0)","v":0},{"$f":"IF(I8531=\"h\",INDEX(ID!$M$8:$M$31,FBR!$D8531+1)*INDEX(ID!$M$35:$M$46,$B8531),0)","v":35},{"$f":"IF(I8531=\"w\",INDEX(ID!$N$8:$N$31,FBR!$D8531+1)*INDEX(ID!$N$35:$N$46,$B8531),0)","v":0},null,20.670986793536215,0,0,0]
[8522,12,22,1,356,51,"2014-12-22",2,"h",null,{"$f":"IF(I8532=\"h\",INDEX(ID!$K$8:$K$31,FBR!$D8532+1)*INDEX(ID!$K$35:$K$46,$B8532),0)","v":30},{"$f":"IF(I8532=\"w\",INDEX(ID!$L$8:$L$31,FBR!$D8532+1)*INDEX(ID!$L$35:$L$46,$B8532),0)","v":0},{"$f":"IF(I8532=\"h\",INDEX(ID!$M$8:$M$31,FBR!$D8532+1)*INDEX(ID!$M$35:$M$46,$B8532),0)","v":30},{"$f":"IF(I8532=\"w\",INDEX(ID!$N$8:$N$31,FBR!$D8532+1)*INDEX(ID!$N$35:$N$46,$B8532),0)","v":0},null,17.717988680173899,0,0,0]
[8523,12,22,2,356,51,"2014-12-22",2,"h",null,{"$f":"IF(I8533=\"h\",INDEX(ID!$K$8:$K$31,FBR!$D8533+1)*INDEX(ID!$K$35:$K$46,$B8533),0)","v":28},{"$f":"IF(I8533=\"w\",INDEX(ID!$L$8:$L$31,FBR!$D8533+1)*INDEX(ID!$L$35:$L$46,$B8533),0)","v":0},{"$f":"IF(I8533=\"h\",INDEX(ID!$M$8:$M$31,FBR!$D8533+1)*INDEX(ID!$M$35:$M$46,$B8533),0)","v":28},{"$f":"IF(I8533=\"w\",INDEX(ID!$N$8:$N$31,FBR!$D8533+1)*INDEX(ID!$N$35:$N$46,$B8533),0)","v":0},null,16.536789434828972,0,0,0]
[8524,12,22,3,356,51,"2014-12-22",2,"h",null,{"$f":"IF(I8534=\"h\",INDEX(ID!$K$8:$K$31,FBR!$D8534+1)*INDEX(ID!$K$35:$K$46,$B8534),0)","v":27},{"$f":"IF(I8534=\"w\",INDEX(ID!$L$8:$L$31,FBR!$D8534+1)*INDEX(ID!$L$35:$L$46,$B8534),0)","v":0},{"$f":"IF(I8534=\"h\",INDEX(ID!$M$8:$M$31,FBR!$D8534+1)*INDEX(ID!$M$35:$M$46,$B8534),0)","v":27},{"$f":"IF(I8534=\"w\",INDEX(ID!$N$8:$N$31,FBR!$D8534+1)*INDEX(ID!$N$35:$N$46,$B8534),0)","v":0},null,15.94618981215651,0,0,0]
[8525,12,22,4,356,51,"2014-12-22",2,"h",null,{"$f":"IF(I8535=\"h\",INDEX(ID!$K$8:$K$31,FBR!$D8535+1)*INDEX(ID!$K$35:$K$46,$B8535),0)","v":27},{"$f":"IF(I8535=\"w\",INDEX(ID!$L$8:$L$31,FBR!$D8535+1)*INDEX(ID!$L$35:$L$46,$B8535),0)","v":0},{"$f":"IF(I8535=\"h\",INDEX(ID!$M$8:$M$31,FBR!$D8535+1)*INDEX(ID!$M$35:$M$46,$B8535),0)","v":27},{"$f":"IF(I8535=\"w\",INDEX(ID!$N$8:$N$31,FBR!$D8535+1)*INDEX(ID!$N$35:$N$46,$B8535),0)","v":0},null,15.94618981215651,0,0,0]
[8526,12,22,5,356,51,"2014-12-22",2,"h",null,{"$f":"IF(I8536=\"h\",INDEX(ID!$K$8:$K$31,FBR!$D8536+1)*INDEX(ID!$K$35:$K$46,$B8536),0)","v":27},{"$f":"IF(I8536=\"w\",INDEX(ID!$L$8:$L$31,FBR!$D8536+1)*INDEX(ID!$L$35:$L$46,$B8536),0)","v":0},{"$f":"IF(I8536=\"h\",INDEX(ID!$M$8:$M$31,FBR!$D8536+1)*INDEX(ID!$M$35:$M$46,$B8536),0)","v":27},{"$f":"IF(I8536=\"w\",INDEX(ID!$N$8:$N$31,FBR!$D8536+1)*INDEX(ID!$N$35:$N$46,$B8536),0)","v":0},null,15.94618981215651,0,0,0]
[8527,12,22,6,356,51,"2014-12-22",2,"h",null,{"$f":"IF(I8537=\"h\",INDEX(ID!$K$8:$K$31,FBR!$D8537+1)*INDEX(ID!$K$35:$K$46,$B8537),0)","v":29},{"$f":"IF(I8537=\"w\",INDEX(ID!$L$8:$L$31,FBR!$D8537+1)*INDEX(ID!$L$35:$L$46,$B8537),0)","v":0},{"$f":"IF(I8537=\"h\",INDEX(ID!$M$8:$M$31,FBR!$D8537+1)*INDEX(ID!$M$35:$M$46,$B8537),0)","v":29},{"$f":"IF(I8537=\"w\",INDEX(ID!$N$8:$N$31,FBR!$D8537+1)*INDEX(ID!$N$35:$N$46,$B8537),0)","v":0},null,17.127389057501436,0,0,0]
[8528,12,22,7,356,51,"2014-12-22",2,"h",null,{"$f":"IF(I8538=\"h\",INDEX(ID!$K$8:$K$31,FBR!$D8538+1)*INDEX(ID!$K$35:$K$46,$B8538),0)","v":32},{"$f":"IF(I8538=\"w\",INDEX(ID!$L$8:$L$31,FBR!$D8538+1)*INDEX(ID!$L$35:$L$46,$B8538),0)","v":0},{"$f":"IF(I8538=\"h\",INDEX(ID!$M$8:$M$31,FBR!$D8538+1)*INDEX(ID!$M$35:$M$46,$B8538),0)","v":32},{"$f":"IF(I8538=\"w\",INDEX(ID!$N$8:$N$31,FBR!$D8538+1)*INDEX(ID!$N$35:$N$46,$B8538),0)","v":0},null,18.899187925518824,0,0,0]
[8529,12,22,8,356,51,"2014-12-22",2,"h",null,{"$f":"IF(I8539=\"h\",INDEX(ID!$K$8:$K$31,FBR!$D8539+1)*INDEX(ID!$K$35:$K$46,$B8539),0)","v":35},{"$f":"IF(I8539=\"w\",INDEX(ID!$L$8:$L$31,FBR!$D8539+1)*INDEX(ID!$L$35:$L$46,$B8539),0)","v":0},{"$f":"IF(I8539=\"h\",INDEX(ID!$M$8:$M$31,FBR!$D8539+1)*INDEX(ID!$M$35:$M$46,$B8539),0)","v":35},{"$f":"IF(I8539=\"w\",INDEX(ID!$N$8:$N$31,FBR!$D8539+1)*INDEX(ID!$N$35:$N$46,$B8539),0)","v":0},null,20.670986793536215,0,0,0]
[8530,12,22,9,356,51,"2014-12-22",2,"h",null,{"$f":"IF(I8540=\"h\",INDEX(ID!$K$8:$K$31,FBR!$D8540+1)*INDEX(ID!$K$35:$K$46,$B8540),0)","v":38},{"$f":"IF(I8540=\"w\",INDEX(ID!$L$8:$L$31,FBR!$D8540+1)*INDEX(ID!$L$35:$L$46,$B8540),0)","v":0},{"$f":"IF(I8540=\"h\",INDEX(ID!$M$8:$M$31,FBR!$D8540+1)*INDEX(ID!$M$35:$M$46,$B8540),0)","v":38},{"$f":"IF(I8540=\"w\",INDEX(ID!$N$8:$N$31,FBR!$D8540+1)*INDEX(ID!$N$35:$N$46,$B8540),0)","v":0},null,22.442785661553604,0,0,0]
[8531,12,22,10,356,51,"2014-12-22",2,"h",null,{"$f":"IF(I8541=\"h\",INDEX(ID!$K$8:$K$31,FBR!$D8541+1)*INDEX(ID!$K$35:$K$46,$B8541),0)","v":40},{"$f":"IF(I8541=\"w\",INDEX(ID!$L$8:$L$31,FBR!$D8541+1)*INDEX(ID!$L$35:$L$46,$B8541),0)","v":0},{"$f":"IF(I8541=\"h\",INDEX(ID!$M$8:$M$31,FBR!$D8541+1)*INDEX(ID!$M$35:$M$46,$B8541),0)","v":40},{"$f":"IF(I8541=\"w\",INDEX(ID!$N$8:$N$31,FBR!$D8541+1)*INDEX(ID!$N$35:$N$46,$B8541),0)","v":0},null,23.623984906898531,0,0,0]
[8532,12,22,11,356,51,"2014-12-22",2,"h",null,{"$f":"IF(I8542=\"h\",INDEX(ID!$K$8:$K$31,FBR!$D8542+1)*INDEX(ID!$K$35:$K$46,$B8542),0)","v":42},{"$f":"IF(I8542=\"w\",INDEX(ID!$L$8:$L$31,FBR!$D8542+1)*INDEX(ID!$L$35:$L$46,$B8542),0)","v":0},{"$f":"IF(I8542=\"h\",INDEX(ID!$M$8:$M$31,FBR!$D8542+1)*INDEX(ID!$M$35:$M$46,$B8542),0)","v":42},{"$f":"IF(I8542=\"w\",INDEX(ID!$N$8:$N$31,FBR!$D8542+1)*INDEX(ID!$N$35:$N$46,$B8542),0)","v":0},null,24.805184152243459,0,0,0]
[8533,12,22,12,356,51,"2014-12-22",2,"h",null,{"$f":"IF(I8543=\"h\",INDEX(ID!$K$8:$K$31,FBR!$D8543+1)*INDEX(ID!$K$35:$K$46,$B8543),0)","v":43},{"$f":"IF(I8543=\"w\",INDEX(ID!$L$8:$L$31,FBR!$D8543+1)*INDEX(ID!$L$35:$L$46,$B8543),0)","v":0},{"$f":"IF(I8543=\"h\",INDEX(ID!$M$8:$M$31,FBR!$D8543+1)*INDEX(ID!$M$35:$M$46,$B8543),0)","v":43},{"$f":"IF(I8543=\"w\",INDEX(ID!$N$8:$N$31,FBR!$D8543+1)*INDEX(ID!$N$35:$N$46,$B8543),0)","v":0},null,25.395783774915923,0,0,0]
[8534,12,22,13,356,51,"2014-12-22",2,"h",null,{"$f":"IF(I8544=\"h\",INDEX(ID!$K$8:$K$31,FBR!$D8544+1)*INDEX(ID!$K$35:$K$46,$B8544),0)","v":44},{"$f":"IF(I8544=\"w\",INDEX(ID!$L$8:$L$31,FBR!$D8544+1)*INDEX(ID!$L$35:$L$46,$B8544),0)","v":0},{"$f":"IF(I8544=\"h\",INDEX(ID!$M$8:$M$31,FBR!$D8544+1)*INDEX(ID!$M$35:$M$46,$B8544),0)","v":44},{"$f":"IF(I8544=\"w\",INDEX(ID!$N$8:$N$31,FBR!$D8544+1)*INDEX(ID!$N$35:$N$46,$B8544),0)","v":0},null,25.986383397588384,0,0,0]
[8535,12,22,14,356,51,"2014-12-22",2,"h",null,{"$f":"IF(I8545=\"h\",INDEX(ID!$K$8:$K$31,FBR!$D8545+1)*INDEX(ID!$K$35:$K$46,$B8545),0)","v":47},{"$f":"IF(I8545=\"w\",INDEX(ID!$L$8:$L$31,FBR!$D8545+1)*INDEX(ID!$L$35:$L$46,$B8545),0)","v":0},{"$f":"IF(I8545=\"h\",INDEX(ID!$M$8:$M$31,FBR!$D8545+1)*INDEX(ID!$M$35:$M$46,$B8545),0)","v":47},{"$f":"IF(I8545=\"w\",INDEX(ID!$N$8:$N$31,FBR!$D8545+1)*INDEX(ID!$N$35:$N$46,$B8545),0)","v":0},null,27.758182265605775,0,0,0]
[8536,12,22,15,356,51,"2014-12-22",2,"h",null,{"$f":"IF(I8546=\"h\",INDEX(ID!$K$8:$K$31,FBR!$D8546+1)*INDEX(ID!$K$35:$K$46,$B8546),0)","v":50},{"$f":"IF(I8546=\"w\",INDEX(ID!$L$8:$L$31,FBR!$D8546+1)*INDEX(ID!$L$35:$L$46,$B8546),0)","v":0},{"$f":"IF(I8546=\"h\",INDEX(ID!$M$8:$M$31,FBR!$D8546+1)*INDEX(ID!$M$35:$M$46,$B8546),0)","v":50},{"$f":"IF(I8546=\"w\",INDEX(ID!$N$8:$N$31,FBR!$D8546+1)*INDEX(ID!$N$35:$N$46,$B8546),0)","v":0},null,29.529981133623163,0,0,0]
[8537,12,22,16,356,51,"2014-12-22",2,"h",null,{"$f":"IF(I8547=\"h\",INDEX(ID!$K$8:$K$31,FBR!$D8547+1)*INDEX(ID!$K$35:$K$46,$B8547),0)","v":53},{"$f":"IF(I8547=\"w\",INDEX(ID!$L$8:$L$31,FBR!$D8547+1)*INDEX(ID!$L$35:$L$46,$B8547),0)","v":0},{"$f":"IF(I8547=\"h\",INDEX(ID!$M$8:$M$31,FBR!$D8547+1)*INDEX(ID!$M$35:$M$46,$B8547),0)","v":53},{"$f":"IF(I8547=\"w\",INDEX(ID!$N$8:$N$31,FBR!$D8547+1)*INDEX(ID!$N$35:$N$46,$B8547),0)","v":0},null,31.301780001640555,0,0,0]
[8538,12,22,17,{"$f":"E8524+1","v":356},51,"2014-12-22",2,"h",null,{"$f":"IF(I8548=\"h\",INDEX(ID!$K$8:$K$31,FBR!$D8548+1)*INDEX(ID!$K$35:$K$46,$B8548),0)","v":62},{"$f":"IF(I8548=\"w\",INDEX(ID!$L$8:$L$31,FBR!$D8548+1)*INDEX(ID!$L$35:$L$46,$B8548),0)","v":0},{"$f":"IF(I8548=\"h\",INDEX(ID!$M$8:$M$31,FBR!$D8548+1)*INDEX(ID!$M$35:$M$46,$B8548),0)","v":62},{"$f":"IF(I8548=\"w\",INDEX(ID!$N$8:$N$31,FBR!$D8548+1)*INDEX(ID!$N$35:$N$46,$B8548),0)","v":0},null,36.617176605692727,0,0,0]
[8539,12,22,18,356,51,"2014-12-22",2,"h",null,{"$f":"IF(I8549=\"h\",INDEX(ID!$K$8:$K$31,FBR!$D8549+1)*INDEX(ID!$K$35:$K$46,$B8549),0)","v":65},{"$f":"IF(I8549=\"w\",INDEX(ID!$L$8:$L$31,FBR!$D8549+1)*INDEX(ID!$L$35:$L$46,$B8549),0)","v":0},{"$f":"IF(I8549=\"h\",INDEX(ID!$M$8:$M$31,FBR!$D8549+1)*INDEX(ID!$M$35:$M$46,$B8549),0)","v":65},{"$f":"IF(I8549=\"w\",INDEX(ID!$N$8:$N$31,FBR!$D8549+1)*INDEX(ID!$N$35:$N$46,$B8549),0)","v":0},null,38.388975473710111,0,0,0]
[8540,12,22,19,356,51,"2014-12-22",2,"h",null,{"$f":"IF(I8550=\"h\",INDEX(ID!$K$8:$K$31,FBR!$D8550+1)*INDEX(ID!$K$35:$K$46,$B8550),0)","v":60},{"$f":"IF(I8550=\"w\",INDEX(ID!$L$8:$L$31,FBR!$D8550+1)*INDEX(ID!$L$35:$L$46,$B8550),0)","v":0},{"$f":"IF(I8550=\"h\",INDEX(ID!$M$8:$M$31,FBR!$D8550+1)*INDEX(ID!$M$35:$M$46,$B8550),0)","v":60},{"$f":"IF(I8550=\"w\",INDEX(ID!$N$8:$N$31,FBR!$D8550+1)*INDEX(ID!$N$35:$N$46,$B8550),0)","v":0},null,35.435977360347799,0,0,0]
[8541,12,22,20,356,51,"2014-12-22",2,"h",null,{"$f":"IF(I8551=\"h\",INDEX(ID!$K$8:$K$31,FBR!$D8551+1)*INDEX(ID!$K$35:$K$46,$B8551),0)","v":53},{"$f":"IF(I8551=\"w\",INDEX(ID!$L$8:$L$31,FBR!$D8551+1)*INDEX(ID!$L$35:$L$46,$B8551),0)","v":0},{"$f":"IF(I8551=\"h\",INDEX(ID!$M$8:$M$31,FBR!$D8551+1)*INDEX(ID!$M$35:$M$46,$B8551),0)","v":53},{"$f":"IF(I8551=\"w\",INDEX(ID!$N$8:$N$31,FBR!$D8551+1)*INDEX(ID!$N$35:$N$46,$B8551),0)","v":0},null,31.301780001640555,0,0,0]
[8542,12,22,21,356,51,"2014-12-22",2,"h",null,{"$f":"IF(I8552=\"h\",INDEX(ID!$K$8:$K$31,FBR!$D8552+1)*INDEX(ID!$K$35:$K$46,$B8552),0)","v":50},{"$f":"IF(I8552=\"w\",INDEX(ID!$L$8:$L$31,FBR!$D8552+1)*INDEX(ID!$L$35:$L$46,$B8552),0)","v":0},{"$f":"IF(I8552=\"h\",INDEX(ID!$M$8:$M$31,FBR!$D8552+1)*INDEX(ID!$M$35:$M$46,$B8552),0)","v":50},{"$f":"IF(I8552=\"w\",INDEX(ID!$N$8:$N$31,FBR!$D8552+1)*INDEX(ID!$N$35:$N$46,$B8552),0)","v":0},null,29.529981133623163,0,0,0]
[8543,12,22,22,356,51,"2014-12-22",2,"h",null,{"$f":"IF(I8553=\"h\",INDEX(ID!$K$8:$K$31,FBR!$D8553+1)*INDEX(ID!$K$35:$K$46,$B8553),0)","v":45},{"$f":"IF(I8553=\"w\",INDEX(ID!$L$8:$L$31,FBR!$D8553+1)*INDEX(ID!$L$35:$L$46,$B8553),0)","v":0},{"$f":"IF(I8553=\"h\",INDEX(ID!$M$8:$M$31,FBR!$D8553+1)*INDEX(ID!$M$35:$M$46,$B8553),0)","v":45},{"$f":"IF(I8553=\"w\",INDEX(ID!$N$8:$N$31,FBR!$D8553+1)*INDEX(ID!$N$35:$N$46,$B8553),0)","v":0},null,26.576983020260847,0,0,0]
[8544,12,22,23,356,51,"2014-12-22",2,"h",null,{"$f":"IF(I8554=\"h\",INDEX(ID!$K$8:$K$31,FBR!$D8554+1)*INDEX(ID!$K$35:$K$46,$B8554),0)","v":40},{"$f":"IF(I8554=\"w\",INDEX(ID!$L$8:$L$31,FBR!$D8554+1)*INDEX(ID!$L$35:$L$46,$B8554),0)","v":0},{"$f":"IF(I8554=\"h\",INDEX(ID!$M$8:$M$31,FBR!$D8554+1)*INDEX(ID!$M$35:$M$46,$B8554),0)","v":40},{"$f":"IF(I8554=\"w\",INDEX(ID!$N$8:$N$31,FBR!$D8554+1)*INDEX(ID!$N$35:$N$46,$B8554),0)","v":0},null,23.623984906898531,0,0,0]
[8545,12,23,0,357,51,"2014-12-23",3,"h",null,{"$f":"IF(I8555=\"h\",INDEX(ID!$K$8:$K$31,FBR!$D8555+1)*INDEX(ID!$K$35:$K$46,$B8555),0)","v":35},{"$f":"IF(I8555=\"w\",INDEX(ID!$L$8:$L$31,FBR!$D8555+1)*INDEX(ID!$L$35:$L$46,$B8555),0)","v":0},{"$f":"IF(I8555=\"h\",INDEX(ID!$M$8:$M$31,FBR!$D8555+1)*INDEX(ID!$M$35:$M$46,$B8555),0)","v":35},{"$f":"IF(I8555=\"w\",INDEX(ID!$N$8:$N$31,FBR!$D8555+1)*INDEX(ID!$N$35:$N$46,$B8555),0)","v":0},null,20.670986793536215,0,0,0]
[8546,12,23,1,357,51,"2014-12-23",3,"h",null,{"$f":"IF(I8556=\"h\",INDEX(ID!$K$8:$K$31,FBR!$D8556+1)*INDEX(ID!$K$35:$K$46,$B8556),0)","v":30},{"$f":"IF(I8556=\"w\",INDEX(ID!$L$8:$L$31,FBR!$D8556+1)*INDEX(ID!$L$35:$L$46,$B8556),0)","v":0},{"$f":"IF(I8556=\"h\",INDEX(ID!$M$8:$M$31,FBR!$D8556+1)*INDEX(ID!$M$35:$M$46,$B8556),0)","v":30},{"$f":"IF(I8556=\"w\",INDEX(ID!$N$8:$N$31,FBR!$D8556+1)*INDEX(ID!$N$35:$N$46,$B8556),0)","v":0},null,17.717988680173899,0,0,0]
[8547,12,23,2,357,51,"2014-12-23",3,"h",null,{"$f":"IF(I8557=\"h\",INDEX(ID!$K$8:$K$31,FBR!$D8557+1)*INDEX(ID!$K$35:$K$46,$B8557),0)","v":28},{"$f":"IF(I8557=\"w\",INDEX(ID!$L$8:$L$31,FBR!$D8557+1)*INDEX(ID!$L$35:$L$46,$B8557),0)","v":0},{"$f":"IF(I8557=\"h\",INDEX(ID!$M$8:$M$31,FBR!$D8557+1)*INDEX(ID!$M$35:$M$46,$B8557),0)","v":28},{"$f":"IF(I8557=\"w\",INDEX(ID!$N$8:$N$31,FBR!$D8557+1)*INDEX(ID!$N$35:$N$46,$B8557),0)","v":0},null,16.536789434828972,0,0,0]
[8548,12,23,3,357,51,"2014-12-23",3,"h",null,{"$f":"IF(I8558=\"h\",INDEX(ID!$K$8:$K$31,FBR!$D8558+1)*INDEX(ID!$K$35:$K$46,$B8558),0)","v":27},{"$f":"IF(I8558=\"w\",INDEX(ID!$L$8:$L$31,FBR!$D8558+1)*INDEX(ID!$L$35:$L$46,$B8558),0)","v":0},{"$f":"IF(I8558=\"h\",INDEX(ID!$M$8:$M$31,FBR!$D8558+1)*INDEX(ID!$M$35:$M$46,$B8558),0)","v":27},{"$f":"IF(I8558=\"w\",INDEX(ID!$N$8:$N$31,FBR!$D8558+1)*INDEX(ID!$N$35:$N$46,$B8558),0)","v":0},null,15.94618981215651,0,0,0]
[8549,12,23,4,357,51,"2014-12-23",3,"h",null,{"$f":"IF(I8559=\"h\",INDEX(ID!$K$8:$K$31,FBR!$D8559+1)*INDEX(ID!$K$35:$K$46,$B8559),0)","v":27},{"$f":"IF(I8559=\"w\",INDEX(ID!$L$8:$L$31,FBR!$D8559+1)*INDEX(ID!$L$35:$L$46,$B8559),0)","v":0},{"$f":"IF(I8559=\"h\",INDEX(ID!$M$8:$M$31,FBR!$D8559+1)*INDEX(ID!$M$35:$M$46,$B8559),0)","v":27},{"$f":"IF(I8559=\"w\",INDEX(ID!$N$8:$N$31,FBR!$D8559+1)*INDEX(ID!$N$35:$N$46,$B8559),0)","v":0},null,15.94618981215651,0,0,0]
[8550,12,23,5,357,51,"2014-12-23",3,"h",null,{"$f":"IF(I8560=\"h\",INDEX(ID!$K$8:$K$31,FBR!$D8560+1)*INDEX(ID!$K$35:$K$46,$B8560),0)","v":27},{"$f":"IF(I8560=\"w\",INDEX(ID!$L$8:$L$31,FBR!$D8560+1)*INDEX(ID!$L$35:$L$46,$B8560),0)","v":0},{"$f":"IF(I8560=\"h\",INDEX(ID!$M$8:$M$31,FBR!$D8560+1)*INDEX(ID!$M$35:$M$46,$B8560),0)","v":27},{"$f":"IF(I8560=\"w\",INDEX(ID!$N$8:$N$31,FBR!$D8560+1)*INDEX(ID!$N$35:$N$46,$B8560),0)","v":0},null,15.94618981215651,0,0,0]
[8551,12,23,6,357,51,"2014-12-23",3,"h",null,{"$f":"IF(I8561=\"h\",INDEX(ID!$K$8:$K$31,FBR!$D8561+1)*INDEX(ID!$K$35:$K$46,$B8561),0)","v":29},{"$f":"IF(I8561=\"w\",INDEX(ID!$L$8:$L$31,FBR!$D8561+1)*INDEX(ID!$L$35:$L$46,$B8561),0)","v":0},{"$f":"IF(I8561=\"h\",INDEX(ID!$M$8:$M$31,FBR!$D8561+1)*INDEX(ID!$M$35:$M$46,$B8561),0)","v":29},{"$f":"IF(I8561=\"w\",INDEX(ID!$N$8:$N$31,FBR!$D8561+1)*INDEX(ID!$N$35:$N$46,$B8561),0)","v":0},null,17.127389057501436,0,0,0]
[8552,12,23,7,357,51,"2014-12-23",3,"h",null,{"$f":"IF(I8562=\"h\",INDEX(ID!$K$8:$K$31,FBR!$D8562+1)*INDEX(ID!$K$35:$K$46,$B8562),0)","v":32},{"$f":"IF(I8562=\"w\",INDEX(ID!$L$8:$L$31,FBR!$D8562+1)*INDEX(ID!$L$35:$L$46,$B8562),0)","v":0},{"$f":"IF(I8562=\"h\",INDEX(ID!$M$8:$M$31,FBR!$D8562+1)*INDEX(ID!$M$35:$M$46,$B8562),0)","v":32},{"$f":"IF(I8562=\"w\",INDEX(ID!$N$8:$N$31,FBR!$D8562+1)*INDEX(ID!$N$35:$N$46,$B8562),0)","v":0},null,18.899187925518824,0,0,0]
[8553,12,23,8,357,51,"2014-12-23",3,"h",null,{"$f":"IF(I8563=\"h\",INDEX(ID!$K$8:$K$31,FBR!$D8563+1)*INDEX(ID!$K$35:$K$46,$B8563),0)","v":35},{"$f":"IF(I8563=\"w\",INDEX(ID!$L$8:$L$31,FBR!$D8563+1)*INDEX(ID!$L$35:$L$46,$B8563),0)","v":0},{"$f":"IF(I8563=\"h\",INDEX(ID!$M$8:$M$31,FBR!$D8563+1)*INDEX(ID!$M$35:$M$46,$B8563),0)","v":35},{"$f":"IF(I8563=\"w\",INDEX(ID!$N$8:$N$31,FBR!$D8563+1)*INDEX(ID!$N$35:$N$46,$B8563),0)","v":0},null,20.670986793536215,0,0,0]
[8554,12,23,9,357,{"$f":"F8396+1","v":51},"2014-12-23",3,"h",null,{"$f":"IF(I8564=\"h\",INDEX(ID!$K$8:$K$31,FBR!$D8564+1)*INDEX(ID!$K$35:$K$46,$B8564),0)","v":38},{"$f":"IF(I8564=\"w\",INDEX(ID!$L$8:$L$31,FBR!$D8564+1)*INDEX(ID!$L$35:$L$46,$B8564),0)","v":0},{"$f":"IF(I8564=\"h\",INDEX(ID!$M$8:$M$31,FBR!$D8564+1)*INDEX(ID!$M$35:$M$46,$B8564),0)","v":38},{"$f":"IF(I8564=\"w\",INDEX(ID!$N$8:$N$31,FBR!$D8564+1)*INDEX(ID!$N$35:$N$46,$B8564),0)","v":0},null,22.442785661553604,0,0,0]
[8555,12,23,10,357,51,"2014-12-23",3,"h",null,{"$f":"IF(I8565=\"h\",INDEX(ID!$K$8:$K$31,FBR!$D8565+1)*INDEX(ID!$K$35:$K$46,$B8565),0)","v":40},{"$f":"IF(I8565=\"w\",INDEX(ID!$L$8:$L$31,FBR!$D8565+1)*INDEX(ID!$L$35:$L$46,$B8565),0)","v":0},{"$f":"IF(I8565=\"h\",INDEX(ID!$M$8:$M$31,FBR!$D8565+1)*INDEX(ID!$M$35:$M$46,$B8565),0)","v":40},{"$f":"IF(I8565=\"w\",INDEX(ID!$N$8:$N$31,FBR!$D8565+1)*INDEX(ID!$N$35:$N$46,$B8565),0)","v":0},null,23.623984906898531,0,0,0]
[8556,12,23,11,357,51,"2014-12-23",3,"h",null,{"$f":"IF(I8566=\"h\",INDEX(ID!$K$8:$K$31,FBR!$D8566+1)*INDEX(ID!$K$35:$K$46,$B8566),0)","v":42},{"$f":"IF(I8566=\"w\",INDEX(ID!$L$8:$L$31,FBR!$D8566+1)*INDEX(ID!$L$35:$L$46,$B8566),0)","v":0},{"$f":"IF(I8566=\"h\",INDEX(ID!$M$8:$M$31,FBR!$D8566+1)*INDEX(ID!$M$35:$M$46,$B8566),0)","v":42},{"$f":"IF(I8566=\"w\",INDEX(ID!$N$8:$N$31,FBR!$D8566+1)*INDEX(ID!$N$35:$N$46,$B8566),0)","v":0},null,24.805184152243459,0,0,0]
[8557,12,23,12,357,51,"2014-12-23",3,"h",null,{"$f":"IF(I8567=\"h\",INDEX(ID!$K$8:$K$31,FBR!$D8567+1)*INDEX(ID!$K$35:$K$46,$B8567),0)","v":43},{"$f":"IF(I8567=\"w\",INDEX(ID!$L$8:$L$31,FBR!$D8567+1)*INDEX(ID!$L$35:$L$46,$B8567),0)","v":0},{"$f":"IF(I8567=\"h\",INDEX(ID!$M$8:$M$31,FBR!$D8567+1)*INDEX(ID!$M$35:$M$46,$B8567),0)","v":43},{"$f":"IF(I8567=\"w\",INDEX(ID!$N$8:$N$31,FBR!$D8567+1)*INDEX(ID!$N$35:$N$46,$B8567),0)","v":0},null,25.395783774915923,0,0,0]
[8558,12,23,13,357,51,"2014-12-23",3,"h",null,{"$f":"IF(I8568=\"h\",INDEX(ID!$K$8:$K$31,FBR!$D8568+1)*INDEX(ID!$K$35:$K$46,$B8568),0)","v":44},{"$f":"IF(I8568=\"w\",INDEX(ID!$L$8:$L$31,FBR!$D8568+1)*INDEX(ID!$L$35:$L$46,$B8568),0)","v":0},{"$f":"IF(I8568=\"h\",INDEX(ID!$M$8:$M$31,FBR!$D8568+1)*INDEX(ID!$M$35:$M$46,$B8568),0)","v":44},{"$f":"IF(I8568=\"w\",INDEX(ID!$N$8:$N$31,FBR!$D8568+1)*INDEX(ID!$N$35:$N$46,$B8568),0)","v":0},null,25.986383397588384,0,0,0]
[8559,12,23,14,357,51,"2014-12-23",3,"h",null,{"$f":"IF(I8569=\"h\",INDEX(ID!$K$8:$K$31,FBR!$D8569+1)*INDEX(ID!$K$35:$K$46,$B8569),0)","v":47},{"$f":"IF(I8569=\"w\",INDEX(ID!$L$8:$L$31,FBR!$D8569+1)*INDEX(ID!$L$35:$L$46,$B8569),0)","v":0},{"$f":"IF(I8569=\"h\",INDEX(ID!$M$8:$M$31,FBR!$D8569+1)*INDEX(ID!$M$35:$M$46,$B8569),0)","v":47},{"$f":"IF(I8569=\"w\",INDEX(ID!$N$8:$N$31,FBR!$D8569+1)*INDEX(ID!$N$35:$N$46,$B8569),0)","v":0},null,27.758182265605775,0,0,0]
[8560,12,23,15,357,51,"2014-12-23",3,"h",null,{"$f":"IF(I8570=\"h\",INDEX(ID!$K$8:$K$31,FBR!$D8570+1)*INDEX(ID!$K$35:$K$46,$B8570),0)","v":50},{"$f":"IF(I8570=\"w\",INDEX(ID!$L$8:$L$31,FBR!$D8570+1)*INDEX(ID!$L$35:$L$46,$B8570),0)","v":0},{"$f":"IF(I8570=\"h\",INDEX(ID!$M$8:$M$31,FBR!$D8570+1)*INDEX(ID!$M$35:$M$46,$B8570),0)","v":50},{"$f":"IF(I8570=\"w\",INDEX(ID!$N$8:$N$31,FBR!$D8570+1)*INDEX(ID!$N$35:$N$46,$B8570),0)","v":0},null,29.529981133623163,0,0,0]
[8561,12,23,16,357,51,"2014-12-23",3,"h",null,{"$f":"IF(I8571=\"h\",INDEX(ID!$K$8:$K$31,FBR!$D8571+1)*INDEX(ID!$K$35:$K$46,$B8571),0)","v":53},{"$f":"IF(I8571=\"w\",INDEX(ID!$L$8:$L$31,FBR!$D8571+1)*INDEX(ID!$L$35:$L$46,$B8571),0)","v":0},{"$f":"IF(I8571=\"h\",INDEX(ID!$M$8:$M$31,FBR!$D8571+1)*INDEX(ID!$M$35:$M$46,$B8571),0)","v":53},{"$f":"IF(I8571=\"w\",INDEX(ID!$N$8:$N$31,FBR!$D8571+1)*INDEX(ID!$N$35:$N$46,$B8571),0)","v":0},null,31.301780001640555,0,0,0]
[8562,12,23,17,357,51,"2014-12-23",3,"h",null,{"$f":"IF(I8572=\"h\",INDEX(ID!$K$8:$K$31,FBR!$D8572+1)*INDEX(ID!$K$35:$K$46,$B8572),0)","v":62},{"$f":"IF(I8572=\"w\",INDEX(ID!$L$8:$L$31,FBR!$D8572+1)*INDEX(ID!$L$35:$L$46,$B8572),0)","v":0},{"$f":"IF(I8572=\"h\",INDEX(ID!$M$8:$M$31,FBR!$D8572+1)*INDEX(ID!$M$35:$M$46,$B8572),0)","v":62},{"$f":"IF(I8572=\"w\",INDEX(ID!$N$8:$N$31,FBR!$D8572+1)*INDEX(ID!$N$35:$N$46,$B8572),0)","v":0},null,36.617176605692727,0,0,0]
[8563,12,23,18,357,51,"2014-12-23",3,"h",null,{"$f":"IF(I8573=\"h\",INDEX(ID!$K$8:$K$31,FBR!$D8573+1)*INDEX(ID!$K$35:$K$46,$B8573),0)","v":65},{"$f":"IF(I8573=\"w\",INDEX(ID!$L$8:$L$31,FBR!$D8573+1)*INDEX(ID!$L$35:$L$46,$B8573),0)","v":0},{"$f":"IF(I8573=\"h\",INDEX(ID!$M$8:$M$31,FBR!$D8573+1)*INDEX(ID!$M$35:$M$46,$B8573),0)","v":65},{"$f":"IF(I8573=\"w\",INDEX(ID!$N$8:$N$31,FBR!$D8573+1)*INDEX(ID!$N$35:$N$46,$B8573),0)","v":0},null,38.388975473710111,0,0,0]
[8564,12,23,19,357,51,"2014-12-23",3,"h",null,{"$f":"IF(I8574=\"h\",INDEX(ID!$K$8:$K$31,FBR!$D8574+1)*INDEX(ID!$K$35:$K$46,$B8574),0)","v":60},{"$f":"IF(I8574=\"w\",INDEX(ID!$L$8:$L$31,FBR!$D8574+1)*INDEX(ID!$L$35:$L$46,$B8574),0)","v":0},{"$f":"IF(I8574=\"h\",INDEX(ID!$M$8:$M$31,FBR!$D8574+1)*INDEX(ID!$M$35:$M$46,$B8574),0)","v":60},{"$f":"IF(I8574=\"w\",INDEX(ID!$N$8:$N$31,FBR!$D8574+1)*INDEX(ID!$N$35:$N$46,$B8574),0)","v":0},null,35.435977360347799,0,0,0]
[8565,12,23,20,357,51,"2014-12-23",3,"h",null,{"$f":"IF(I8575=\"h\",INDEX(ID!$K$8:$K$31,FBR!$D8575+1)*INDEX(ID!$K$35:$K$46,$B8575),0)","v":53},{"$f":"IF(I8575=\"w\",INDEX(ID!$L$8:$L$31,FBR!$D8575+1)*INDEX(ID!$L$35:$L$46,$B8575),0)","v":0},{"$f":"IF(I8575=\"h\",INDEX(ID!$M$8:$M$31,FBR!$D8575+1)*INDEX(ID!$M$35:$M$46,$B8575),0)","v":53},{"$f":"IF(I8575=\"w\",INDEX(ID!$N$8:$N$31,FBR!$D8575+1)*INDEX(ID!$N$35:$N$46,$B8575),0)","v":0},null,31.301780001640555,0,0,0]
[8566,12,23,21,357,51,"2014-12-23",3,"h",null,{"$f":"IF(I8576=\"h\",INDEX(ID!$K$8:$K$31,FBR!$D8576+1)*INDEX(ID!$K$35:$K$46,$B8576),0)","v":50},{"$f":"IF(I8576=\"w\",INDEX(ID!$L$8:$L$31,FBR!$D8576+1)*INDEX(ID!$L$35:$L$46,$B8576),0)","v":0},{"$f":"IF(I8576=\"h\",INDEX(ID!$M$8:$M$31,FBR!$D8576+1)*INDEX(ID!$M$35:$M$46,$B8576),0)","v":50},{"$f":"IF(I8576=\"w\",INDEX(ID!$N$8:$N$31,FBR!$D8576+1)*INDEX(ID!$N$35:$N$46,$B8576),0)","v":0},null,29.529981133623163,0,0,0]
[8567,12,23,22,357,51,"2014-12-23",3,"h",null,{"$f":"IF(I8577=\"h\",INDEX(ID!$K$8:$K$31,FBR!$D8577+1)*INDEX(ID!$K$35:$K$46,$B8577),0)","v":45},{"$f":"IF(I8577=\"w\",INDEX(ID!$L$8:$L$31,FBR!$D8577+1)*INDEX(ID!$L$35:$L$46,$B8577),0)","v":0},{"$f":"IF(I8577=\"h\",INDEX(ID!$M$8:$M$31,FBR!$D8577+1)*INDEX(ID!$M$35:$M$46,$B8577),0)","v":45},{"$f":"IF(I8577=\"w\",INDEX(ID!$N$8:$N$31,FBR!$D8577+1)*INDEX(ID!$N$35:$N$46,$B8577),0)","v":0},null,26.576983020260847,0,0,0]
[8568,12,23,23,357,51,"2014-12-23",3,"h",null,{"$f":"IF(I8578=\"h\",INDEX(ID!$K$8:$K$31,FBR!$D8578+1)*INDEX(ID!$K$35:$K$46,$B8578),0)","v":40},{"$f":"IF(I8578=\"w\",INDEX(ID!$L$8:$L$31,FBR!$D8578+1)*INDEX(ID!$L$35:$L$46,$B8578),0)","v":0},{"$f":"IF(I8578=\"h\",INDEX(ID!$M$8:$M$31,FBR!$D8578+1)*INDEX(ID!$M$35:$M$46,$B8578),0)","v":40},{"$f":"IF(I8578=\"w\",INDEX(ID!$N$8:$N$31,FBR!$D8578+1)*INDEX(ID!$N$35:$N$46,$B8578),0)","v":0},null,23.623984906898531,0,0,0]
[8569,12,24,0,358,52,"2014-12-24",4,"h",null,{"$f":"IF(I8579=\"h\",INDEX(ID!$K$8:$K$31,FBR!$D8579+1)*INDEX(ID!$K$35:$K$46,$B8579),0)","v":35},{"$f":"IF(I8579=\"w\",INDEX(ID!$L$8:$L$31,FBR!$D8579+1)*INDEX(ID!$L$35:$L$46,$B8579),0)","v":0},{"$f":"IF(I8579=\"h\",INDEX(ID!$M$8:$M$31,FBR!$D8579+1)*INDEX(ID!$M$35:$M$46,$B8579),0)","v":35},{"$f":"IF(I8579=\"w\",INDEX(ID!$N$8:$N$31,FBR!$D8579+1)*INDEX(ID!$N$35:$N$46,$B8579),0)","v":0},null,20.670986793536215,0,0,0]
[8570,12,24,1,358,52,"2014-12-24",4,"h",null,{"$f":"IF(I8580=\"h\",INDEX(ID!$K$8:$K$31,FBR!$D8580+1)*INDEX(ID!$K$35:$K$46,$B8580),0)","v":30},{"$f":"IF(I8580=\"w\",INDEX(ID!$L$8:$L$31,FBR!$D8580+1)*INDEX(ID!$L$35:$L$46,$B8580),0)","v":0},{"$f":"IF(I8580=\"h\",INDEX(ID!$M$8:$M$31,FBR!$D8580+1)*INDEX(ID!$M$35:$M$46,$B8580),0)","v":30},{"$f":"IF(I8580=\"w\",INDEX(ID!$N$8:$N$31,FBR!$D8580+1)*INDEX(ID!$N$35:$N$46,$B8580),0)","v":0},null,17.717988680173899,0,0,0]
[8571,12,24,2,358,52,"2014-12-24",4,"h",null,{"$f":"IF(I8581=\"h\",INDEX(ID!$K$8:$K$31,FBR!$D8581+1)*INDEX(ID!$K$35:$K$46,$B8581),0)","v":28},{"$f":"IF(I8581=\"w\",INDEX(ID!$L$8:$L$31,FBR!$D8581+1)*INDEX(ID!$L$35:$L$46,$B8581),0)","v":0},{"$f":"IF(I8581=\"h\",INDEX(ID!$M$8:$M$31,FBR!$D8581+1)*INDEX(ID!$M$35:$M$46,$B8581),0)","v":28},{"$f":"IF(I8581=\"w\",INDEX(ID!$N$8:$N$31,FBR!$D8581+1)*INDEX(ID!$N$35:$N$46,$B8581),0)","v":0},null,16.536789434828972,0,0,0]
[8572,12,24,3,358,52,"2014-12-24",4,"h",null,{"$f":"IF(I8582=\"h\",INDEX(ID!$K$8:$K$31,FBR!$D8582+1)*INDEX(ID!$K$35:$K$46,$B8582),0)","v":27},{"$f":"IF(I8582=\"w\",INDEX(ID!$L$8:$L$31,FBR!$D8582+1)*INDEX(ID!$L$35:$L$46,$B8582),0)","v":0},{"$f":"IF(I8582=\"h\",INDEX(ID!$M$8:$M$31,FBR!$D8582+1)*INDEX(ID!$M$35:$M$46,$B8582),0)","v":27},{"$f":"IF(I8582=\"w\",INDEX(ID!$N$8:$N$31,FBR!$D8582+1)*INDEX(ID!$N$35:$N$46,$B8582),0)","v":0},null,15.94618981215651,0,0,0]
[8573,12,24,4,358,52,"2014-12-24",4,"h",null,{"$f":"IF(I8583=\"h\",INDEX(ID!$K$8:$K$31,FBR!$D8583+1)*INDEX(ID!$K$35:$K$46,$B8583),0)","v":27},{"$f":"IF(I8583=\"w\",INDEX(ID!$L$8:$L$31,FBR!$D8583+1)*INDEX(ID!$L$35:$L$46,$B8583),0)","v":0},{"$f":"IF(I8583=\"h\",INDEX(ID!$M$8:$M$31,FBR!$D8583+1)*INDEX(ID!$M$35:$M$46,$B8583),0)","v":27},{"$f":"IF(I8583=\"w\",INDEX(ID!$N$8:$N$31,FBR!$D8583+1)*INDEX(ID!$N$35:$N$46,$B8583),0)","v":0},null,15.94618981215651,0,0,0]
[8574,12,24,5,358,52,"2014-12-24",4,"h",null,{"$f":"IF(I8584=\"h\",INDEX(ID!$K$8:$K$31,FBR!$D8584+1)*INDEX(ID!$K$35:$K$46,$B8584),0)","v":27},{"$f":"IF(I8584=\"w\",INDEX(ID!$L$8:$L$31,FBR!$D8584+1)*INDEX(ID!$L$35:$L$46,$B8584),0)","v":0},{"$f":"IF(I8584=\"h\",INDEX(ID!$M$8:$M$31,FBR!$D8584+1)*INDEX(ID!$M$35:$M$46,$B8584),0)","v":27},{"$f":"IF(I8584=\"w\",INDEX(ID!$N$8:$N$31,FBR!$D8584+1)*INDEX(ID!$N$35:$N$46,$B8584),0)","v":0},null,15.94618981215651,0,0,0]
[8575,12,24,6,358,52,"2014-12-24",4,"h",null,{"$f":"IF(I8585=\"h\",INDEX(ID!$K$8:$K$31,FBR!$D8585+1)*INDEX(ID!$K$35:$K$46,$B8585),0)","v":29},{"$f":"IF(I8585=\"w\",INDEX(ID!$L$8:$L$31,FBR!$D8585+1)*INDEX(ID!$L$35:$L$46,$B8585),0)","v":0},{"$f":"IF(I8585=\"h\",INDEX(ID!$M$8:$M$31,FBR!$D8585+1)*INDEX(ID!$M$35:$M$46,$B8585),0)","v":29},{"$f":"IF(I8585=\"w\",INDEX(ID!$N$8:$N$31,FBR!$D8585+1)*INDEX(ID!$N$35:$N$46,$B8585),0)","v":0},null,17.127389057501436,0,0,0]
[8576,12,24,7,358,52,"2014-12-24",4,"h",null,{"$f":"IF(I8586=\"h\",INDEX(ID!$K$8:$K$31,FBR!$D8586+1)*INDEX(ID!$K$35:$K$46,$B8586),0)","v":32},{"$f":"IF(I8586=\"w\",INDEX(ID!$L$8:$L$31,FBR!$D8586+1)*INDEX(ID!$L$35:$L$46,$B8586),0)","v":0},{"$f":"IF(I8586=\"h\",INDEX(ID!$M$8:$M$31,FBR!$D8586+1)*INDEX(ID!$M$35:$M$46,$B8586),0)","v":32},{"$f":"IF(I8586=\"w\",INDEX(ID!$N$8:$N$31,FBR!$D8586+1)*INDEX(ID!$N$35:$N$46,$B8586),0)","v":0},null,18.899187925518824,0,0,0]
[8577,12,24,8,358,52,"2014-12-24",{"$f":"WEEKDAY(G8587)","v":4},{"$f":"IF(OR(H8587=6,H8587=7),\"w\",\"h\")","v":"h"},null,{"$f":"IF(I8587=\"h\",INDEX(ID!$K$8:$K$31,FBR!$D8587+1)*INDEX(ID!$K$35:$K$46,$B8587),0)","v":35},{"$f":"IF(I8587=\"w\",INDEX(ID!$L$8:$L$31,FBR!$D8587+1)*INDEX(ID!$L$35:$L$46,$B8587),0)","v":0},{"$f":"IF(I8587=\"h\",INDEX(ID!$M$8:$M$31,FBR!$D8587+1)*INDEX(ID!$M$35:$M$46,$B8587),0)","v":35},{"$f":"IF(I8587=\"w\",INDEX(ID!$N$8:$N$31,FBR!$D8587+1)*INDEX(ID!$N$35:$N$46,$B8587),0)","v":0},null,{"$f":"K8587*(indvforbrug*antalbrugere)/($K$8789+$L$8789)","v":20.670986793536215},{"$f":"L8587*indvforbrug*antalbrugere/($K$8789+$L$8789)","v":0},{"$f":"M8587*fællesforbrug/($M$8789+$N$8789)","v":0},{"$f":"N8587*fællesforbrug/($M$8789+$N$8789)","v":0}]
[{"$f":"A8587+1","v":8578},12,24,9,358,52,{"$f":"DATE(2014,B8588,C8588)","v":"2014-12-24"},4,"h",null,{"$f":"IF(I8588=\"h\",INDEX(ID!$K$8:$K$31,FBR!$D8588+1)*INDEX(ID!$K$35:$K$46,$B8588),0)","v":38},{"$f":"IF(I8588=\"w\",INDEX(ID!$L$8:$L$31,FBR!$D8588+1)*INDEX(ID!$L$35:$L$46,$B8588),0)","v":0},{"$f":"IF(I8588=\"h\",INDEX(ID!$M$8:$M$31,FBR!$D8588+1)*INDEX(ID!$M$35:$M$46,$B8588),0)","v":38},{"$f":"IF(I8588=\"w\",INDEX(ID!$N$8:$N$31,FBR!$D8588+1)*INDEX(ID!$N$35:$N$46,$B8588),0)","v":0},null,22.442785661553604,0,0,0]
[8579,12,24,10,358,52,"2014-12-24",4,"h",null,{"$f":"IF(I8589=\"h\",INDEX(ID!$K$8:$K$31,FBR!$D8589+1)*INDEX(ID!$K$35:$K$46,$B8589),0)","v":40},{"$f":"IF(I8589=\"w\",INDEX(ID!$L$8:$L$31,FBR!$D8589+1)*INDEX(ID!$L$35:$L$46,$B8589),0)","v":0},{"$f":"IF(I8589=\"h\",INDEX(ID!$M$8:$M$31,FBR!$D8589+1)*INDEX(ID!$M$35:$M$46,$B8589),0)","v":40},{"$f":"IF(I8589=\"w\",INDEX(ID!$N$8:$N$31,FBR!$D8589+1)*INDEX(ID!$N$35:$N$46,$B8589),0)","v":0},null,23.623984906898531,0,0,0]
[8580,12,24,11,358,52,"2014-12-24",4,"h",null,{"$f":"IF(I8590=\"h\",INDEX(ID!$K$8:$K$31,FBR!$D8590+1)*INDEX(ID!$K$35:$K$46,$B8590),0)","v":42},{"$f":"IF(I8590=\"w\",INDEX(ID!$L$8:$L$31,FBR!$D8590+1)*INDEX(ID!$L$35:$L$46,$B8590),0)","v":0},{"$f":"IF(I8590=\"h\",INDEX(ID!$M$8:$M$31,FBR!$D8590+1)*INDEX(ID!$M$35:$M$46,$B8590),0)","v":42},{"$f":"IF(I8590=\"w\",INDEX(ID!$N$8:$N$31,FBR!$D8590+1)*INDEX(ID!$N$35:$N$46,$B8590),0)","v":0},null,24.805184152243459,0,0,0]
[8581,12,24,12,358,52,"2014-12-24",4,"h",null,{"$f":"IF(I8591=\"h\",INDEX(ID!$K$8:$K$31,FBR!$D8591+1)*INDEX(ID!$K$35:$K$46,$B8591),0)","v":43},{"$f":"IF(I8591=\"w\",INDEX(ID!$L$8:$L$31,FBR!$D8591+1)*INDEX(ID!$L$35:$L$46,$B8591),0)","v":0},{"$f":"IF(I8591=\"h\",INDEX(ID!$M$8:$M$31,FBR!$D8591+1)*INDEX(ID!$M$35:$M$46,$B8591),0)","v":43},{"$f":"IF(I8591=\"w\",INDEX(ID!$N$8:$N$31,FBR!$D8591+1)*INDEX(ID!$N$35:$N$46,$B8591),0)","v":0},null,25.395783774915923,0,0,0]
[8582,12,24,13,358,52,"2014-12-24",4,"h",null,{"$f":"IF(I8592=\"h\",INDEX(ID!$K$8:$K$31,FBR!$D8592+1)*INDEX(ID!$K$35:$K$46,$B8592),0)","v":44},{"$f":"IF(I8592=\"w\",INDEX(ID!$L$8:$L$31,FBR!$D8592+1)*INDEX(ID!$L$35:$L$46,$B8592),0)","v":0},{"$f":"IF(I8592=\"h\",INDEX(ID!$M$8:$M$31,FBR!$D8592+1)*INDEX(ID!$M$35:$M$46,$B8592),0)","v":44},{"$f":"IF(I8592=\"w\",INDEX(ID!$N$8:$N$31,FBR!$D8592+1)*INDEX(ID!$N$35:$N$46,$B8592),0)","v":0},null,25.986383397588384,0,0,0]
[8583,12,24,14,358,52,"2014-12-24",4,"h",null,{"$f":"IF(I8593=\"h\",INDEX(ID!$K$8:$K$31,FBR!$D8593+1)*INDEX(ID!$K$35:$K$46,$B8593),0)","v":47},{"$f":"IF(I8593=\"w\",INDEX(ID!$L$8:$L$31,FBR!$D8593+1)*INDEX(ID!$L$35:$L$46,$B8593),0)","v":0},{"$f":"IF(I8593=\"h\",INDEX(ID!$M$8:$M$31,FBR!$D8593+1)*INDEX(ID!$M$35:$M$46,$B8593),0)","v":47},{"$f":"IF(I8593=\"w\",INDEX(ID!$N$8:$N$31,FBR!$D8593+1)*INDEX(ID!$N$35:$N$46,$B8593),0)","v":0},null,27.758182265605775,0,0,0]
[8584,12,24,15,358,52,"2014-12-24",4,"h",null,{"$f":"IF(I8594=\"h\",INDEX(ID!$K$8:$K$31,FBR!$D8594+1)*INDEX(ID!$K$35:$K$46,$B8594),0)","v":50},{"$f":"IF(I8594=\"w\",INDEX(ID!$L$8:$L$31,FBR!$D8594+1)*INDEX(ID!$L$35:$L$46,$B8594),0)","v":0},{"$f":"IF(I8594=\"h\",INDEX(ID!$M$8:$M$31,FBR!$D8594+1)*INDEX(ID!$M$35:$M$46,$B8594),0)","v":50},{"$f":"IF(I8594=\"w\",INDEX(ID!$N$8:$N$31,FBR!$D8594+1)*INDEX(ID!$N$35:$N$46,$B8594),0)","v":0},null,29.529981133623163,0,0,0]
[8585,12,24,16,358,52,"2014-12-24",4,"h",null,{"$f":"IF(I8595=\"h\",INDEX(ID!$K$8:$K$31,FBR!$D8595+1)*INDEX(ID!$K$35:$K$46,$B8595),0)","v":53},{"$f":"IF(I8595=\"w\",INDEX(ID!$L$8:$L$31,FBR!$D8595+1)*INDEX(ID!$L$35:$L$46,$B8595),0)","v":0},{"$f":"IF(I8595=\"h\",INDEX(ID!$M$8:$M$31,FBR!$D8595+1)*INDEX(ID!$M$35:$M$46,$B8595),0)","v":53},{"$f":"IF(I8595=\"w\",INDEX(ID!$N$8:$N$31,FBR!$D8595+1)*INDEX(ID!$N$35:$N$46,$B8595),0)","v":0},null,31.301780001640555,0,0,0]
[8586,12,24,17,358,52,"2014-12-24",4,"h",null,{"$f":"IF(I8596=\"h\",INDEX(ID!$K$8:$K$31,FBR!$D8596+1)*INDEX(ID!$K$35:$K$46,$B8596),0)","v":62},{"$f":"IF(I8596=\"w\",INDEX(ID!$L$8:$L$31,FBR!$D8596+1)*INDEX(ID!$L$35:$L$46,$B8596),0)","v":0},{"$f":"IF(I8596=\"h\",INDEX(ID!$M$8:$M$31,FBR!$D8596+1)*INDEX(ID!$M$35:$M$46,$B8596),0)","v":62},{"$f":"IF(I8596=\"w\",INDEX(ID!$N$8:$N$31,FBR!$D8596+1)*INDEX(ID!$N$35:$N$46,$B8596),0)","v":0},null,36.617176605692727,0,0,0]
[8587,12,24,18,358,52,"2014-12-24",4,"h",null,{"$f":"IF(I8597=\"h\",INDEX(ID!$K$8:$K$31,FBR!$D8597+1)*INDEX(ID!$K$35:$K$46,$B8597),0)","v":65},{"$f":"IF(I8597=\"w\",INDEX(ID!$L$8:$L$31,FBR!$D8597+1)*INDEX(ID!$L$35:$L$46,$B8597),0)","v":0},{"$f":"IF(I8597=\"h\",INDEX(ID!$M$8:$M$31,FBR!$D8597+1)*INDEX(ID!$M$35:$M$46,$B8597),0)","v":65},{"$f":"IF(I8597=\"w\",INDEX(ID!$N$8:$N$31,FBR!$D8597+1)*INDEX(ID!$N$35:$N$46,$B8597),0)","v":0},null,38.388975473710111,0,0,0]
[8588,12,24,19,358,52,"2014-12-24",4,"h",null,{"$f":"IF(I8598=\"h\",INDEX(ID!$K$8:$K$31,FBR!$D8598+1)*INDEX(ID!$K$35:$K$46,$B8598),0)","v":60},{"$f":"IF(I8598=\"w\",INDEX(ID!$L$8:$L$31,FBR!$D8598+1)*INDEX(ID!$L$35:$L$46,$B8598),0)","v":0},{"$f":"IF(I8598=\"h\",INDEX(ID!$M$8:$M$31,FBR!$D8598+1)*INDEX(ID!$M$35:$M$46,$B8598),0)","v":60},{"$f":"IF(I8598=\"w\",INDEX(ID!$N$8:$N$31,FBR!$D8598+1)*INDEX(ID!$N$35:$N$46,$B8598),0)","v":0},null,35.435977360347799,0,0,0]
[8589,12,24,20,358,52,"2014-12-24",4,"h",null,{"$f":"IF(I8599=\"h\",INDEX(ID!$K$8:$K$31,FBR!$D8599+1)*INDEX(ID!$K$35:$K$46,$B8599),0)","v":53},{"$f":"IF(I8599=\"w\",INDEX(ID!$L$8:$L$31,FBR!$D8599+1)*INDEX(ID!$L$35:$L$46,$B8599),0)","v":0},{"$f":"IF(I8599=\"h\",INDEX(ID!$M$8:$M$31,FBR!$D8599+1)*INDEX(ID!$M$35:$M$46,$B8599),0)","v":53},{"$f":"IF(I8599=\"w\",INDEX(ID!$N$8:$N$31,FBR!$D8599+1)*INDEX(ID!$N$35:$N$46,$B8599),0)","v":0},null,31.301780001640555,0,0,0]
[8590,12,24,21,358,52,"2014-12-24",4,"h",null,{"$f":"IF(I8600=\"h\",INDEX(ID!$K$8:$K$31,FBR!$D8600+1)*INDEX(ID!$K$35:$K$46,$B8600),0)","v":50},{"$f":"IF(I8600=\"w\",INDEX(ID!$L$8:$L$31,FBR!$D8600+1)*INDEX(ID!$L$35:$L$46,$B8600),0)","v":0},{"$f":"IF(I8600=\"h\",INDEX(ID!$M$8:$M$31,FBR!$D8600+1)*INDEX(ID!$M$35:$M$46,$B8600),0)","v":50},{"$f":"IF(I8600=\"w\",INDEX(ID!$N$8:$N$31,FBR!$D8600+1)*INDEX(ID!$N$35:$N$46,$B8600),0)","v":0},null,29.529981133623163,0,0,0]
[8591,12,24,22,358,52,"2014-12-24",4,"h",null,{"$f":"IF(I8601=\"h\",INDEX(ID!$K$8:$K$31,FBR!$D8601+1)*INDEX(ID!$K$35:$K$46,$B8601),0)","v":45},{"$f":"IF(I8601=\"w\",INDEX(ID!$L$8:$L$31,FBR!$D8601+1)*INDEX(ID!$L$35:$L$46,$B8601),0)","v":0},{"$f":"IF(I8601=\"h\",INDEX(ID!$M$8:$M$31,FBR!$D8601+1)*INDEX(ID!$M$35:$M$46,$B8601),0)","v":45},{"$f":"IF(I8601=\"w\",INDEX(ID!$N$8:$N$31,FBR!$D8601+1)*INDEX(ID!$N$35:$N$46,$B8601),0)","v":0},null,26.576983020260847,0,0,0]
[8592,12,24,23,358,52,"2014-12-24",4,"h",null,{"$f":"IF(I8602=\"h\",INDEX(ID!$K$8:$K$31,FBR!$D8602+1)*INDEX(ID!$K$35:$K$46,$B8602),0)","v":40},{"$f":"IF(I8602=\"w\",INDEX(ID!$L$8:$L$31,FBR!$D8602+1)*INDEX(ID!$L$35:$L$46,$B8602),0)","v":0},{"$f":"IF(I8602=\"h\",INDEX(ID!$M$8:$M$31,FBR!$D8602+1)*INDEX(ID!$M$35:$M$46,$B8602),0)","v":40},{"$f":"IF(I8602=\"w\",INDEX(ID!$N$8:$N$31,FBR!$D8602+1)*INDEX(ID!$N$35:$N$46,$B8602),0)","v":0},null,23.623984906898531,0,0,0]
[8593,12,25,0,359,52,"2014-12-25",5,"h",null,{"$f":"IF(I8603=\"h\",INDEX(ID!$K$8:$K$31,FBR!$D8603+1)*INDEX(ID!$K$35:$K$46,$B8603),0)","v":35},{"$f":"IF(I8603=\"w\",INDEX(ID!$L$8:$L$31,FBR!$D8603+1)*INDEX(ID!$L$35:$L$46,$B8603),0)","v":0},{"$f":"IF(I8603=\"h\",INDEX(ID!$M$8:$M$31,FBR!$D8603+1)*INDEX(ID!$M$35:$M$46,$B8603),0)","v":35},{"$f":"IF(I8603=\"w\",INDEX(ID!$N$8:$N$31,FBR!$D8603+1)*INDEX(ID!$N$35:$N$46,$B8603),0)","v":0},null,20.670986793536215,0,0,0]
[8594,12,25,1,359,52,"2014-12-25",5,"h",null,{"$f":"IF(I8604=\"h\",INDEX(ID!$K$8:$K$31,FBR!$D8604+1)*INDEX(ID!$K$35:$K$46,$B8604),0)","v":30},{"$f":"IF(I8604=\"w\",INDEX(ID!$L$8:$L$31,FBR!$D8604+1)*INDEX(ID!$L$35:$L$46,$B8604),0)","v":0},{"$f":"IF(I8604=\"h\",INDEX(ID!$M$8:$M$31,FBR!$D8604+1)*INDEX(ID!$M$35:$M$46,$B8604),0)","v":30},{"$f":"IF(I8604=\"w\",INDEX(ID!$N$8:$N$31,FBR!$D8604+1)*INDEX(ID!$N$35:$N$46,$B8604),0)","v":0},null,17.717988680173899,0,0,0]
[8595,12,25,2,359,52,"2014-12-25",5,"h",null,{"$f":"IF(I8605=\"h\",INDEX(ID!$K$8:$K$31,FBR!$D8605+1)*INDEX(ID!$K$35:$K$46,$B8605),0)","v":28},{"$f":"IF(I8605=\"w\",INDEX(ID!$L$8:$L$31,FBR!$D8605+1)*INDEX(ID!$L$35:$L$46,$B8605),0)","v":0},{"$f":"IF(I8605=\"h\",INDEX(ID!$M$8:$M$31,FBR!$D8605+1)*INDEX(ID!$M$35:$M$46,$B8605),0)","v":28},{"$f":"IF(I8605=\"w\",INDEX(ID!$N$8:$N$31,FBR!$D8605+1)*INDEX(ID!$N$35:$N$46,$B8605),0)","v":0},null,16.536789434828972,0,0,0]
[8596,12,25,3,359,52,"2014-12-25",5,"h",null,{"$f":"IF(I8606=\"h\",INDEX(ID!$K$8:$K$31,FBR!$D8606+1)*INDEX(ID!$K$35:$K$46,$B8606),0)","v":27},{"$f":"IF(I8606=\"w\",INDEX(ID!$L$8:$L$31,FBR!$D8606+1)*INDEX(ID!$L$35:$L$46,$B8606),0)","v":0},{"$f":"IF(I8606=\"h\",INDEX(ID!$M$8:$M$31,FBR!$D8606+1)*INDEX(ID!$M$35:$M$46,$B8606),0)","v":27},{"$f":"IF(I8606=\"w\",INDEX(ID!$N$8:$N$31,FBR!$D8606+1)*INDEX(ID!$N$35:$N$46,$B8606),0)","v":0},null,15.94618981215651,0,0,0]
[8597,12,25,4,359,52,"2014-12-25",5,"h",null,{"$f":"IF(I8607=\"h\",INDEX(ID!$K$8:$K$31,FBR!$D8607+1)*INDEX(ID!$K$35:$K$46,$B8607),0)","v":27},{"$f":"IF(I8607=\"w\",INDEX(ID!$L$8:$L$31,FBR!$D8607+1)*INDEX(ID!$L$35:$L$46,$B8607),0)","v":0},{"$f":"IF(I8607=\"h\",INDEX(ID!$M$8:$M$31,FBR!$D8607+1)*INDEX(ID!$M$35:$M$46,$B8607),0)","v":27},{"$f":"IF(I8607=\"w\",INDEX(ID!$N$8:$N$31,FBR!$D8607+1)*INDEX(ID!$N$35:$N$46,$B8607),0)","v":0},null,15.94618981215651,0,0,0]
[8598,12,25,5,359,52,"2014-12-25",5,"h",null,{"$f":"IF(I8608=\"h\",INDEX(ID!$K$8:$K$31,FBR!$D8608+1)*INDEX(ID!$K$35:$K$46,$B8608),0)","v":27},{"$f":"IF(I8608=\"w\",INDEX(ID!$L$8:$L$31,FBR!$D8608+1)*INDEX(ID!$L$35:$L$46,$B8608),0)","v":0},{"$f":"IF(I8608=\"h\",INDEX(ID!$M$8:$M$31,FBR!$D8608+1)*INDEX(ID!$M$35:$M$46,$B8608),0)","v":27},{"$f":"IF(I8608=\"w\",INDEX(ID!$N$8:$N$31,FBR!$D8608+1)*INDEX(ID!$N$35:$N$46,$B8608),0)","v":0},null,15.94618981215651,0,0,0]
[8599,12,25,6,359,52,"2014-12-25",5,"h",null,{"$f":"IF(I8609=\"h\",INDEX(ID!$K$8:$K$31,FBR!$D8609+1)*INDEX(ID!$K$35:$K$46,$B8609),0)","v":29},{"$f":"IF(I8609=\"w\",INDEX(ID!$L$8:$L$31,FBR!$D8609+1)*INDEX(ID!$L$35:$L$46,$B8609),0)","v":0},{"$f":"IF(I8609=\"h\",INDEX(ID!$M$8:$M$31,FBR!$D8609+1)*INDEX(ID!$M$35:$M$46,$B8609),0)","v":29},{"$f":"IF(I8609=\"w\",INDEX(ID!$N$8:$N$31,FBR!$D8609+1)*INDEX(ID!$N$35:$N$46,$B8609),0)","v":0},null,17.127389057501436,0,0,0]
[8600,12,25,7,359,52,"2014-12-25",5,"h",null,{"$f":"IF(I8610=\"h\",INDEX(ID!$K$8:$K$31,FBR!$D8610+1)*INDEX(ID!$K$35:$K$46,$B8610),0)","v":32},{"$f":"IF(I8610=\"w\",INDEX(ID!$L$8:$L$31,FBR!$D8610+1)*INDEX(ID!$L$35:$L$46,$B8610),0)","v":0},{"$f":"IF(I8610=\"h\",INDEX(ID!$M$8:$M$31,FBR!$D8610+1)*INDEX(ID!$M$35:$M$46,$B8610),0)","v":32},{"$f":"IF(I8610=\"w\",INDEX(ID!$N$8:$N$31,FBR!$D8610+1)*INDEX(ID!$N$35:$N$46,$B8610),0)","v":0},null,18.899187925518824,0,0,0]
[8601,12,25,8,359,52,"2014-12-25",5,"h",null,{"$f":"IF(I8611=\"h\",INDEX(ID!$K$8:$K$31,FBR!$D8611+1)*INDEX(ID!$K$35:$K$46,$B8611),0)","v":35},{"$f":"IF(I8611=\"w\",INDEX(ID!$L$8:$L$31,FBR!$D8611+1)*INDEX(ID!$L$35:$L$46,$B8611),0)","v":0},{"$f":"IF(I8611=\"h\",INDEX(ID!$M$8:$M$31,FBR!$D8611+1)*INDEX(ID!$M$35:$M$46,$B8611),0)","v":35},{"$f":"IF(I8611=\"w\",INDEX(ID!$N$8:$N$31,FBR!$D8611+1)*INDEX(ID!$N$35:$N$46,$B8611),0)","v":0},null,20.670986793536215,0,0,0]
[8602,12,25,9,{"$f":"E8588+1","v":359},52,"2014-12-25",5,"h",null,{"$f":"IF(I8612=\"h\",INDEX(ID!$K$8:$K$31,FBR!$D8612+1)*INDEX(ID!$K$35:$K$46,$B8612),0)","v":38},{"$f":"IF(I8612=\"w\",INDEX(ID!$L$8:$L$31,FBR!$D8612+1)*INDEX(ID!$L$35:$L$46,$B8612),0)","v":0},{"$f":"IF(I8612=\"h\",INDEX(ID!$M$8:$M$31,FBR!$D8612+1)*INDEX(ID!$M$35:$M$46,$B8612),0)","v":38},{"$f":"IF(I8612=\"w\",INDEX(ID!$N$8:$N$31,FBR!$D8612+1)*INDEX(ID!$N$35:$N$46,$B8612),0)","v":0},null,22.442785661553604,0,0,0]
[8603,12,25,10,359,52,"2014-12-25",5,"h",null,{"$f":"IF(I8613=\"h\",INDEX(ID!$K$8:$K$31,FBR!$D8613+1)*INDEX(ID!$K$35:$K$46,$B8613),0)","v":40},{"$f":"IF(I8613=\"w\",INDEX(ID!$L$8:$L$31,FBR!$D8613+1)*INDEX(ID!$L$35:$L$46,$B8613),0)","v":0},{"$f":"IF(I8613=\"h\",INDEX(ID!$M$8:$M$31,FBR!$D8613+1)*INDEX(ID!$M$35:$M$46,$B8613),0)","v":40},{"$f":"IF(I8613=\"w\",INDEX(ID!$N$8:$N$31,FBR!$D8613+1)*INDEX(ID!$N$35:$N$46,$B8613),0)","v":0},null,23.623984906898531,0,0,0]
[8604,12,25,11,359,52,"2014-12-25",5,"h",null,{"$f":"IF(I8614=\"h\",INDEX(ID!$K$8:$K$31,FBR!$D8614+1)*INDEX(ID!$K$35:$K$46,$B8614),0)","v":42},{"$f":"IF(I8614=\"w\",INDEX(ID!$L$8:$L$31,FBR!$D8614+1)*INDEX(ID!$L$35:$L$46,$B8614),0)","v":0},{"$f":"IF(I8614=\"h\",INDEX(ID!$M$8:$M$31,FBR!$D8614+1)*INDEX(ID!$M$35:$M$46,$B8614),0)","v":42},{"$f":"IF(I8614=\"w\",INDEX(ID!$N$8:$N$31,FBR!$D8614+1)*INDEX(ID!$N$35:$N$46,$B8614),0)","v":0},null,24.805184152243459,0,0,0]
[8605,12,25,12,359,52,"2014-12-25",5,"h",null,{"$f":"IF(I8615=\"h\",INDEX(ID!$K$8:$K$31,FBR!$D8615+1)*INDEX(ID!$K$35:$K$46,$B8615),0)","v":43},{"$f":"IF(I8615=\"w\",INDEX(ID!$L$8:$L$31,FBR!$D8615+1)*INDEX(ID!$L$35:$L$46,$B8615),0)","v":0},{"$f":"IF(I8615=\"h\",INDEX(ID!$M$8:$M$31,FBR!$D8615+1)*INDEX(ID!$M$35:$M$46,$B8615),0)","v":43},{"$f":"IF(I8615=\"w\",INDEX(ID!$N$8:$N$31,FBR!$D8615+1)*INDEX(ID!$N$35:$N$46,$B8615),0)","v":0},null,25.395783774915923,0,0,0]
[8606,12,25,13,359,52,"2014-12-25",5,"h",null,{"$f":"IF(I8616=\"h\",INDEX(ID!$K$8:$K$31,FBR!$D8616+1)*INDEX(ID!$K$35:$K$46,$B8616),0)","v":44},{"$f":"IF(I8616=\"w\",INDEX(ID!$L$8:$L$31,FBR!$D8616+1)*INDEX(ID!$L$35:$L$46,$B8616),0)","v":0},{"$f":"IF(I8616=\"h\",INDEX(ID!$M$8:$M$31,FBR!$D8616+1)*INDEX(ID!$M$35:$M$46,$B8616),0)","v":44},{"$f":"IF(I8616=\"w\",INDEX(ID!$N$8:$N$31,FBR!$D8616+1)*INDEX(ID!$N$35:$N$46,$B8616),0)","v":0},null,25.986383397588384,0,0,0]
[8607,12,25,14,359,52,"2014-12-25",5,"h",null,{"$f":"IF(I8617=\"h\",INDEX(ID!$K$8:$K$31,FBR!$D8617+1)*INDEX(ID!$K$35:$K$46,$B8617),0)","v":47},{"$f":"IF(I8617=\"w\",INDEX(ID!$L$8:$L$31,FBR!$D8617+1)*INDEX(ID!$L$35:$L$46,$B8617),0)","v":0},{"$f":"IF(I8617=\"h\",INDEX(ID!$M$8:$M$31,FBR!$D8617+1)*INDEX(ID!$M$35:$M$46,$B8617),0)","v":47},{"$f":"IF(I8617=\"w\",INDEX(ID!$N$8:$N$31,FBR!$D8617+1)*INDEX(ID!$N$35:$N$46,$B8617),0)","v":0},null,27.758182265605775,0,0,0]
[8608,12,25,15,359,52,"2014-12-25",5,"h",null,{"$f":"IF(I8618=\"h\",INDEX(ID!$K$8:$K$31,FBR!$D8618+1)*INDEX(ID!$K$35:$K$46,$B8618),0)","v":50},{"$f":"IF(I8618=\"w\",INDEX(ID!$L$8:$L$31,FBR!$D8618+1)*INDEX(ID!$L$35:$L$46,$B8618),0)","v":0},{"$f":"IF(I8618=\"h\",INDEX(ID!$M$8:$M$31,FBR!$D8618+1)*INDEX(ID!$M$35:$M$46,$B8618),0)","v":50},{"$f":"IF(I8618=\"w\",INDEX(ID!$N$8:$N$31,FBR!$D8618+1)*INDEX(ID!$N$35:$N$46,$B8618),0)","v":0},null,29.529981133623163,0,0,0]
[8609,12,25,16,359,52,"2014-12-25",5,"h",null,{"$f":"IF(I8619=\"h\",INDEX(ID!$K$8:$K$31,FBR!$D8619+1)*INDEX(ID!$K$35:$K$46,$B8619),0)","v":53},{"$f":"IF(I8619=\"w\",INDEX(ID!$L$8:$L$31,FBR!$D8619+1)*INDEX(ID!$L$35:$L$46,$B8619),0)","v":0},{"$f":"IF(I8619=\"h\",INDEX(ID!$M$8:$M$31,FBR!$D8619+1)*INDEX(ID!$M$35:$M$46,$B8619),0)","v":53},{"$f":"IF(I8619=\"w\",INDEX(ID!$N$8:$N$31,FBR!$D8619+1)*INDEX(ID!$N$35:$N$46,$B8619),0)","v":0},null,31.301780001640555,0,0,0]
[8610,12,25,17,359,52,"2014-12-25",5,"h",null,{"$f":"IF(I8620=\"h\",INDEX(ID!$K$8:$K$31,FBR!$D8620+1)*INDEX(ID!$K$35:$K$46,$B8620),0)","v":62},{"$f":"IF(I8620=\"w\",INDEX(ID!$L$8:$L$31,FBR!$D8620+1)*INDEX(ID!$L$35:$L$46,$B8620),0)","v":0},{"$f":"IF(I8620=\"h\",INDEX(ID!$M$8:$M$31,FBR!$D8620+1)*INDEX(ID!$M$35:$M$46,$B8620),0)","v":62},{"$f":"IF(I8620=\"w\",INDEX(ID!$N$8:$N$31,FBR!$D8620+1)*INDEX(ID!$N$35:$N$46,$B8620),0)","v":0},null,36.617176605692727,0,0,0]
[8611,12,25,18,359,52,"2014-12-25",5,"h",null,{"$f":"IF(I8621=\"h\",INDEX(ID!$K$8:$K$31,FBR!$D8621+1)*INDEX(ID!$K$35:$K$46,$B8621),0)","v":65},{"$f":"IF(I8621=\"w\",INDEX(ID!$L$8:$L$31,FBR!$D8621+1)*INDEX(ID!$L$35:$L$46,$B8621),0)","v":0},{"$f":"IF(I8621=\"h\",INDEX(ID!$M$8:$M$31,FBR!$D8621+1)*INDEX(ID!$M$35:$M$46,$B8621),0)","v":65},{"$f":"IF(I8621=\"w\",INDEX(ID!$N$8:$N$31,FBR!$D8621+1)*INDEX(ID!$N$35:$N$46,$B8621),0)","v":0},null,38.388975473710111,0,0,0]
[8612,12,25,19,359,52,"2014-12-25",5,"h",null,{"$f":"IF(I8622=\"h\",INDEX(ID!$K$8:$K$31,FBR!$D8622+1)*INDEX(ID!$K$35:$K$46,$B8622),0)","v":60},{"$f":"IF(I8622=\"w\",INDEX(ID!$L$8:$L$31,FBR!$D8622+1)*INDEX(ID!$L$35:$L$46,$B8622),0)","v":0},{"$f":"IF(I8622=\"h\",INDEX(ID!$M$8:$M$31,FBR!$D8622+1)*INDEX(ID!$M$35:$M$46,$B8622),0)","v":60},{"$f":"IF(I8622=\"w\",INDEX(ID!$N$8:$N$31,FBR!$D8622+1)*INDEX(ID!$N$35:$N$46,$B8622),0)","v":0},null,35.435977360347799,0,0,0]
[8613,12,25,20,359,52,"2014-12-25",5,"h",null,{"$f":"IF(I8623=\"h\",INDEX(ID!$K$8:$K$31,FBR!$D8623+1)*INDEX(ID!$K$35:$K$46,$B8623),0)","v":53},{"$f":"IF(I8623=\"w\",INDEX(ID!$L$8:$L$31,FBR!$D8623+1)*INDEX(ID!$L$35:$L$46,$B8623),0)","v":0},{"$f":"IF(I8623=\"h\",INDEX(ID!$M$8:$M$31,FBR!$D8623+1)*INDEX(ID!$M$35:$M$46,$B8623),0)","v":53},{"$f":"IF(I8623=\"w\",INDEX(ID!$N$8:$N$31,FBR!$D8623+1)*INDEX(ID!$N$35:$N$46,$B8623),0)","v":0},null,31.301780001640555,0,0,0]
[8614,12,25,21,359,52,"2014-12-25",5,"h",null,{"$f":"IF(I8624=\"h\",INDEX(ID!$K$8:$K$31,FBR!$D8624+1)*INDEX(ID!$K$35:$K$46,$B8624),0)","v":50},{"$f":"IF(I8624=\"w\",INDEX(ID!$L$8:$L$31,FBR!$D8624+1)*INDEX(ID!$L$35:$L$46,$B8624),0)","v":0},{"$f":"IF(I8624=\"h\",INDEX(ID!$M$8:$M$31,FBR!$D8624+1)*INDEX(ID!$M$35:$M$46,$B8624),0)","v":50},{"$f":"IF(I8624=\"w\",INDEX(ID!$N$8:$N$31,FBR!$D8624+1)*INDEX(ID!$N$35:$N$46,$B8624),0)","v":0},null,29.529981133623163,0,0,0]
[8615,12,25,22,359,52,"2014-12-25",5,"h",null,{"$f":"IF(I8625=\"h\",INDEX(ID!$K$8:$K$31,FBR!$D8625+1)*INDEX(ID!$K$35:$K$46,$B8625),0)","v":45},{"$f":"IF(I8625=\"w\",INDEX(ID!$L$8:$L$31,FBR!$D8625+1)*INDEX(ID!$L$35:$L$46,$B8625),0)","v":0},{"$f":"IF(I8625=\"h\",INDEX(ID!$M$8:$M$31,FBR!$D8625+1)*INDEX(ID!$M$35:$M$46,$B8625),0)","v":45},{"$f":"IF(I8625=\"w\",INDEX(ID!$N$8:$N$31,FBR!$D8625+1)*INDEX(ID!$N$35:$N$46,$B8625),0)","v":0},null,26.576983020260847,0,0,0]
[8616,12,25,23,359,52,"2014-12-25",5,"h",null,{"$f":"IF(I8626=\"h\",INDEX(ID!$K$8:$K$31,FBR!$D8626+1)*INDEX(ID!$K$35:$K$46,$B8626),0)","v":40},{"$f":"IF(I8626=\"w\",INDEX(ID!$L$8:$L$31,FBR!$D8626+1)*INDEX(ID!$L$35:$L$46,$B8626),0)","v":0},{"$f":"IF(I8626=\"h\",INDEX(ID!$M$8:$M$31,FBR!$D8626+1)*INDEX(ID!$M$35:$M$46,$B8626),0)","v":40},{"$f":"IF(I8626=\"w\",INDEX(ID!$N$8:$N$31,FBR!$D8626+1)*INDEX(ID!$N$35:$N$46,$B8626),0)","v":0},null,23.623984906898531,0,0,0]
[8617,12,26,0,360,52,"2014-12-26",6,"w",null,{"$f":"IF(I8627=\"h\",INDEX(ID!$K$8:$K$31,FBR!$D8627+1)*INDEX(ID!$K$35:$K$46,$B8627),0)","v":0},{"$f":"IF(I8627=\"w\",INDEX(ID!$L$8:$L$31,FBR!$D8627+1)*INDEX(ID!$L$35:$L$46,$B8627),0)","v":35},{"$f":"IF(I8627=\"h\",INDEX(ID!$M$8:$M$31,FBR!$D8627+1)*INDEX(ID!$M$35:$M$46,$B8627),0)","v":0},{"$f":"IF(I8627=\"w\",INDEX(ID!$N$8:$N$31,FBR!$D8627+1)*INDEX(ID!$N$35:$N$46,$B8627),0)","v":35},null,0,20.670986793536215,0,0]
[8618,12,26,1,360,{"$f":"F8460+1","v":52},"2014-12-26",6,"w",null,{"$f":"IF(I8628=\"h\",INDEX(ID!$K$8:$K$31,FBR!$D8628+1)*INDEX(ID!$K$35:$K$46,$B8628),0)","v":0},{"$f":"IF(I8628=\"w\",INDEX(ID!$L$8:$L$31,FBR!$D8628+1)*INDEX(ID!$L$35:$L$46,$B8628),0)","v":30},{"$f":"IF(I8628=\"h\",INDEX(ID!$M$8:$M$31,FBR!$D8628+1)*INDEX(ID!$M$35:$M$46,$B8628),0)","v":0},{"$f":"IF(I8628=\"w\",INDEX(ID!$N$8:$N$31,FBR!$D8628+1)*INDEX(ID!$N$35:$N$46,$B8628),0)","v":30},null,0,17.717988680173899,0,0]
[8619,12,26,2,360,52,"2014-12-26",6,"w",null,{"$f":"IF(I8629=\"h\",INDEX(ID!$K$8:$K$31,FBR!$D8629+1)*INDEX(ID!$K$35:$K$46,$B8629),0)","v":0},{"$f":"IF(I8629=\"w\",INDEX(ID!$L$8:$L$31,FBR!$D8629+1)*INDEX(ID!$L$35:$L$46,$B8629),0)","v":28},{"$f":"IF(I8629=\"h\",INDEX(ID!$M$8:$M$31,FBR!$D8629+1)*INDEX(ID!$M$35:$M$46,$B8629),0)","v":0},{"$f":"IF(I8629=\"w\",INDEX(ID!$N$8:$N$31,FBR!$D8629+1)*INDEX(ID!$N$35:$N$46,$B8629),0)","v":28},null,0,16.536789434828972,0,0]
[8620,12,26,3,360,52,"2014-12-26",6,"w",null,{"$f":"IF(I8630=\"h\",INDEX(ID!$K$8:$K$31,FBR!$D8630+1)*INDEX(ID!$K$35:$K$46,$B8630),0)","v":0},{"$f":"IF(I8630=\"w\",INDEX(ID!$L$8:$L$31,FBR!$D8630+1)*INDEX(ID!$L$35:$L$46,$B8630),0)","v":27},{"$f":"IF(I8630=\"h\",INDEX(ID!$M$8:$M$31,FBR!$D8630+1)*INDEX(ID!$M$35:$M$46,$B8630),0)","v":0},{"$f":"IF(I8630=\"w\",INDEX(ID!$N$8:$N$31,FBR!$D8630+1)*INDEX(ID!$N$35:$N$46,$B8630),0)","v":27},null,0,15.94618981215651,0,0]
[8621,12,26,4,360,52,"2014-12-26",6,"w",null,{"$f":"IF(I8631=\"h\",INDEX(ID!$K$8:$K$31,FBR!$D8631+1)*INDEX(ID!$K$35:$K$46,$B8631),0)","v":0},{"$f":"IF(I8631=\"w\",INDEX(ID!$L$8:$L$31,FBR!$D8631+1)*INDEX(ID!$L$35:$L$46,$B8631),0)","v":27},{"$f":"IF(I8631=\"h\",INDEX(ID!$M$8:$M$31,FBR!$D8631+1)*INDEX(ID!$M$35:$M$46,$B8631),0)","v":0},{"$f":"IF(I8631=\"w\",INDEX(ID!$N$8:$N$31,FBR!$D8631+1)*INDEX(ID!$N$35:$N$46,$B8631),0)","v":27},null,0,15.94618981215651,0,0]
[8622,12,26,5,360,52,"2014-12-26",6,"w",null,{"$f":"IF(I8632=\"h\",INDEX(ID!$K$8:$K$31,FBR!$D8632+1)*INDEX(ID!$K$35:$K$46,$B8632),0)","v":0},{"$f":"IF(I8632=\"w\",INDEX(ID!$L$8:$L$31,FBR!$D8632+1)*INDEX(ID!$L$35:$L$46,$B8632),0)","v":27},{"$f":"IF(I8632=\"h\",INDEX(ID!$M$8:$M$31,FBR!$D8632+1)*INDEX(ID!$M$35:$M$46,$B8632),0)","v":0},{"$f":"IF(I8632=\"w\",INDEX(ID!$N$8:$N$31,FBR!$D8632+1)*INDEX(ID!$N$35:$N$46,$B8632),0)","v":27},null,0,15.94618981215651,0,0]
[8623,12,26,6,360,52,"2014-12-26",6,"w",null,{"$f":"IF(I8633=\"h\",INDEX(ID!$K$8:$K$31,FBR!$D8633+1)*INDEX(ID!$K$35:$K$46,$B8633),0)","v":0},{"$f":"IF(I8633=\"w\",INDEX(ID!$L$8:$L$31,FBR!$D8633+1)*INDEX(ID!$L$35:$L$46,$B8633),0)","v":29},{"$f":"IF(I8633=\"h\",INDEX(ID!$M$8:$M$31,FBR!$D8633+1)*INDEX(ID!$M$35:$M$46,$B8633),0)","v":0},{"$f":"IF(I8633=\"w\",INDEX(ID!$N$8:$N$31,FBR!$D8633+1)*INDEX(ID!$N$35:$N$46,$B8633),0)","v":29},null,0,17.127389057501436,0,0]
[8624,12,26,7,360,52,"2014-12-26",6,"w",null,{"$f":"IF(I8634=\"h\",INDEX(ID!$K$8:$K$31,FBR!$D8634+1)*INDEX(ID!$K$35:$K$46,$B8634),0)","v":0},{"$f":"IF(I8634=\"w\",INDEX(ID!$L$8:$L$31,FBR!$D8634+1)*INDEX(ID!$L$35:$L$46,$B8634),0)","v":32},{"$f":"IF(I8634=\"h\",INDEX(ID!$M$8:$M$31,FBR!$D8634+1)*INDEX(ID!$M$35:$M$46,$B8634),0)","v":0},{"$f":"IF(I8634=\"w\",INDEX(ID!$N$8:$N$31,FBR!$D8634+1)*INDEX(ID!$N$35:$N$46,$B8634),0)","v":32},null,0,18.899187925518824,0,0]
[8625,12,26,8,360,52,"2014-12-26",6,"w",null,{"$f":"IF(I8635=\"h\",INDEX(ID!$K$8:$K$31,FBR!$D8635+1)*INDEX(ID!$K$35:$K$46,$B8635),0)","v":0},{"$f":"IF(I8635=\"w\",INDEX(ID!$L$8:$L$31,FBR!$D8635+1)*INDEX(ID!$L$35:$L$46,$B8635),0)","v":35},{"$f":"IF(I8635=\"h\",INDEX(ID!$M$8:$M$31,FBR!$D8635+1)*INDEX(ID!$M$35:$M$46,$B8635),0)","v":0},{"$f":"IF(I8635=\"w\",INDEX(ID!$N$8:$N$31,FBR!$D8635+1)*INDEX(ID!$N$35:$N$46,$B8635),0)","v":35},null,0,20.670986793536215,0,0]
[8626,12,26,9,360,52,"2014-12-26",6,"w",null,{"$f":"IF(I8636=\"h\",INDEX(ID!$K$8:$K$31,FBR!$D8636+1)*INDEX(ID!$K$35:$K$46,$B8636),0)","v":0},{"$f":"IF(I8636=\"w\",INDEX(ID!$L$8:$L$31,FBR!$D8636+1)*INDEX(ID!$L$35:$L$46,$B8636),0)","v":38},{"$f":"IF(I8636=\"h\",INDEX(ID!$M$8:$M$31,FBR!$D8636+1)*INDEX(ID!$M$35:$M$46,$B8636),0)","v":0},{"$f":"IF(I8636=\"w\",INDEX(ID!$N$8:$N$31,FBR!$D8636+1)*INDEX(ID!$N$35:$N$46,$B8636),0)","v":38},null,0,22.442785661553604,0,0]
[8627,12,26,10,360,52,"2014-12-26",6,"w",null,{"$f":"IF(I8637=\"h\",INDEX(ID!$K$8:$K$31,FBR!$D8637+1)*INDEX(ID!$K$35:$K$46,$B8637),0)","v":0},{"$f":"IF(I8637=\"w\",INDEX(ID!$L$8:$L$31,FBR!$D8637+1)*INDEX(ID!$L$35:$L$46,$B8637),0)","v":40},{"$f":"IF(I8637=\"h\",INDEX(ID!$M$8:$M$31,FBR!$D8637+1)*INDEX(ID!$M$35:$M$46,$B8637),0)","v":0},{"$f":"IF(I8637=\"w\",INDEX(ID!$N$8:$N$31,FBR!$D8637+1)*INDEX(ID!$N$35:$N$46,$B8637),0)","v":40},null,0,23.623984906898531,0,0]
[8628,12,26,11,360,52,"2014-12-26",6,"w",null,{"$f":"IF(I8638=\"h\",INDEX(ID!$K$8:$K$31,FBR!$D8638+1)*INDEX(ID!$K$35:$K$46,$B8638),0)","v":0},{"$f":"IF(I8638=\"w\",INDEX(ID!$L$8:$L$31,FBR!$D8638+1)*INDEX(ID!$L$35:$L$46,$B8638),0)","v":42},{"$f":"IF(I8638=\"h\",INDEX(ID!$M$8:$M$31,FBR!$D8638+1)*INDEX(ID!$M$35:$M$46,$B8638),0)","v":0},{"$f":"IF(I8638=\"w\",INDEX(ID!$N$8:$N$31,FBR!$D8638+1)*INDEX(ID!$N$35:$N$46,$B8638),0)","v":42},null,0,24.805184152243459,0,0]
[8629,12,26,12,360,52,"2014-12-26",6,"w",null,{"$f":"IF(I8639=\"h\",INDEX(ID!$K$8:$K$31,FBR!$D8639+1)*INDEX(ID!$K$35:$K$46,$B8639),0)","v":0},{"$f":"IF(I8639=\"w\",INDEX(ID!$L$8:$L$31,FBR!$D8639+1)*INDEX(ID!$L$35:$L$46,$B8639),0)","v":43},{"$f":"IF(I8639=\"h\",INDEX(ID!$M$8:$M$31,FBR!$D8639+1)*INDEX(ID!$M$35:$M$46,$B8639),0)","v":0},{"$f":"IF(I8639=\"w\",INDEX(ID!$N$8:$N$31,FBR!$D8639+1)*INDEX(ID!$N$35:$N$46,$B8639),0)","v":43},null,0,25.395783774915923,0,0]
[8630,12,26,13,360,52,"2014-12-26",6,"w",null,{"$f":"IF(I8640=\"h\",INDEX(ID!$K$8:$K$31,FBR!$D8640+1)*INDEX(ID!$K$35:$K$46,$B8640),0)","v":0},{"$f":"IF(I8640=\"w\",INDEX(ID!$L$8:$L$31,FBR!$D8640+1)*INDEX(ID!$L$35:$L$46,$B8640),0)","v":44},{"$f":"IF(I8640=\"h\",INDEX(ID!$M$8:$M$31,FBR!$D8640+1)*INDEX(ID!$M$35:$M$46,$B8640),0)","v":0},{"$f":"IF(I8640=\"w\",INDEX(ID!$N$8:$N$31,FBR!$D8640+1)*INDEX(ID!$N$35:$N$46,$B8640),0)","v":44},null,0,25.986383397588384,0,0]
[8631,12,26,14,360,52,"2014-12-26",6,"w",null,{"$f":"IF(I8641=\"h\",INDEX(ID!$K$8:$K$31,FBR!$D8641+1)*INDEX(ID!$K$35:$K$46,$B8641),0)","v":0},{"$f":"IF(I8641=\"w\",INDEX(ID!$L$8:$L$31,FBR!$D8641+1)*INDEX(ID!$L$35:$L$46,$B8641),0)","v":47},{"$f":"IF(I8641=\"h\",INDEX(ID!$M$8:$M$31,FBR!$D8641+1)*INDEX(ID!$M$35:$M$46,$B8641),0)","v":0},{"$f":"IF(I8641=\"w\",INDEX(ID!$N$8:$N$31,FBR!$D8641+1)*INDEX(ID!$N$35:$N$46,$B8641),0)","v":47},null,0,27.758182265605775,0,0]
[8632,12,26,15,360,52,"2014-12-26",6,"w",null,{"$f":"IF(I8642=\"h\",INDEX(ID!$K$8:$K$31,FBR!$D8642+1)*INDEX(ID!$K$35:$K$46,$B8642),0)","v":0},{"$f":"IF(I8642=\"w\",INDEX(ID!$L$8:$L$31,FBR!$D8642+1)*INDEX(ID!$L$35:$L$46,$B8642),0)","v":50},{"$f":"IF(I8642=\"h\",INDEX(ID!$M$8:$M$31,FBR!$D8642+1)*INDEX(ID!$M$35:$M$46,$B8642),0)","v":0},{"$f":"IF(I8642=\"w\",INDEX(ID!$N$8:$N$31,FBR!$D8642+1)*INDEX(ID!$N$35:$N$46,$B8642),0)","v":50},null,0,29.529981133623163,0,0]
[8633,12,26,16,360,52,"2014-12-26",6,"w",null,{"$f":"IF(I8643=\"h\",INDEX(ID!$K$8:$K$31,FBR!$D8643+1)*INDEX(ID!$K$35:$K$46,$B8643),0)","v":0},{"$f":"IF(I8643=\"w\",INDEX(ID!$L$8:$L$31,FBR!$D8643+1)*INDEX(ID!$L$35:$L$46,$B8643),0)","v":53},{"$f":"IF(I8643=\"h\",INDEX(ID!$M$8:$M$31,FBR!$D8643+1)*INDEX(ID!$M$35:$M$46,$B8643),0)","v":0},{"$f":"IF(I8643=\"w\",INDEX(ID!$N$8:$N$31,FBR!$D8643+1)*INDEX(ID!$N$35:$N$46,$B8643),0)","v":53},null,0,31.301780001640555,0,0]
[8634,12,26,17,360,52,"2014-12-26",6,"w",null,{"$f":"IF(I8644=\"h\",INDEX(ID!$K$8:$K$31,FBR!$D8644+1)*INDEX(ID!$K$35:$K$46,$B8644),0)","v":0},{"$f":"IF(I8644=\"w\",INDEX(ID!$L$8:$L$31,FBR!$D8644+1)*INDEX(ID!$L$35:$L$46,$B8644),0)","v":62},{"$f":"IF(I8644=\"h\",INDEX(ID!$M$8:$M$31,FBR!$D8644+1)*INDEX(ID!$M$35:$M$46,$B8644),0)","v":0},{"$f":"IF(I8644=\"w\",INDEX(ID!$N$8:$N$31,FBR!$D8644+1)*INDEX(ID!$N$35:$N$46,$B8644),0)","v":62},null,0,36.617176605692727,0,0]
[8635,12,26,18,360,52,"2014-12-26",6,"w",null,{"$f":"IF(I8645=\"h\",INDEX(ID!$K$8:$K$31,FBR!$D8645+1)*INDEX(ID!$K$35:$K$46,$B8645),0)","v":0},{"$f":"IF(I8645=\"w\",INDEX(ID!$L$8:$L$31,FBR!$D8645+1)*INDEX(ID!$L$35:$L$46,$B8645),0)","v":65},{"$f":"IF(I8645=\"h\",INDEX(ID!$M$8:$M$31,FBR!$D8645+1)*INDEX(ID!$M$35:$M$46,$B8645),0)","v":0},{"$f":"IF(I8645=\"w\",INDEX(ID!$N$8:$N$31,FBR!$D8645+1)*INDEX(ID!$N$35:$N$46,$B8645),0)","v":65},null,0,38.388975473710111,0,0]
[8636,12,26,19,360,52,"2014-12-26",6,"w",null,{"$f":"IF(I8646=\"h\",INDEX(ID!$K$8:$K$31,FBR!$D8646+1)*INDEX(ID!$K$35:$K$46,$B8646),0)","v":0},{"$f":"IF(I8646=\"w\",INDEX(ID!$L$8:$L$31,FBR!$D8646+1)*INDEX(ID!$L$35:$L$46,$B8646),0)","v":60},{"$f":"IF(I8646=\"h\",INDEX(ID!$M$8:$M$31,FBR!$D8646+1)*INDEX(ID!$M$35:$M$46,$B8646),0)","v":0},{"$f":"IF(I8646=\"w\",INDEX(ID!$N$8:$N$31,FBR!$D8646+1)*INDEX(ID!$N$35:$N$46,$B8646),0)","v":60},null,0,35.435977360347799,0,0]
[8637,12,26,20,360,52,"2014-12-26",6,"w",null,{"$f":"IF(I8647=\"h\",INDEX(ID!$K$8:$K$31,FBR!$D8647+1)*INDEX(ID!$K$35:$K$46,$B8647),0)","v":0},{"$f":"IF(I8647=\"w\",INDEX(ID!$L$8:$L$31,FBR!$D8647+1)*INDEX(ID!$L$35:$L$46,$B8647),0)","v":53},{"$f":"IF(I8647=\"h\",INDEX(ID!$M$8:$M$31,FBR!$D8647+1)*INDEX(ID!$M$35:$M$46,$B8647),0)","v":0},{"$f":"IF(I8647=\"w\",INDEX(ID!$N$8:$N$31,FBR!$D8647+1)*INDEX(ID!$N$35:$N$46,$B8647),0)","v":53},null,0,31.301780001640555,0,0]
[8638,12,26,21,360,52,"2014-12-26",6,"w",null,{"$f":"IF(I8648=\"h\",INDEX(ID!$K$8:$K$31,FBR!$D8648+1)*INDEX(ID!$K$35:$K$46,$B8648),0)","v":0},{"$f":"IF(I8648=\"w\",INDEX(ID!$L$8:$L$31,FBR!$D8648+1)*INDEX(ID!$L$35:$L$46,$B8648),0)","v":50},{"$f":"IF(I8648=\"h\",INDEX(ID!$M$8:$M$31,FBR!$D8648+1)*INDEX(ID!$M$35:$M$46,$B8648),0)","v":0},{"$f":"IF(I8648=\"w\",INDEX(ID!$N$8:$N$31,FBR!$D8648+1)*INDEX(ID!$N$35:$N$46,$B8648),0)","v":50},null,0,29.529981133623163,0,0]
[8639,12,26,22,360,52,"2014-12-26",6,"w",null,{"$f":"IF(I8649=\"h\",INDEX(ID!$K$8:$K$31,FBR!$D8649+1)*INDEX(ID!$K$35:$K$46,$B8649),0)","v":0},{"$f":"IF(I8649=\"w\",INDEX(ID!$L$8:$L$31,FBR!$D8649+1)*INDEX(ID!$L$35:$L$46,$B8649),0)","v":45},{"$f":"IF(I8649=\"h\",INDEX(ID!$M$8:$M$31,FBR!$D8649+1)*INDEX(ID!$M$35:$M$46,$B8649),0)","v":0},{"$f":"IF(I8649=\"w\",INDEX(ID!$N$8:$N$31,FBR!$D8649+1)*INDEX(ID!$N$35:$N$46,$B8649),0)","v":45},null,0,26.576983020260847,0,0]
[8640,12,26,23,360,52,"2014-12-26",6,"w",null,{"$f":"IF(I8650=\"h\",INDEX(ID!$K$8:$K$31,FBR!$D8650+1)*INDEX(ID!$K$35:$K$46,$B8650),0)","v":0},{"$f":"IF(I8650=\"w\",INDEX(ID!$L$8:$L$31,FBR!$D8650+1)*INDEX(ID!$L$35:$L$46,$B8650),0)","v":40},{"$f":"IF(I8650=\"h\",INDEX(ID!$M$8:$M$31,FBR!$D8650+1)*INDEX(ID!$M$35:$M$46,$B8650),0)","v":0},{"$f":"IF(I8650=\"w\",INDEX(ID!$N$8:$N$31,FBR!$D8650+1)*INDEX(ID!$N$35:$N$46,$B8650),0)","v":40},null,0,23.623984906898531,0,0]
[8641,12,27,0,361,52,"2014-12-27",{"$f":"WEEKDAY(G8651)","v":7},{"$f":"IF(OR(H8651=6,H8651=7),\"w\",\"h\")","v":"w"},null,{"$f":"IF(I8651=\"h\",INDEX(ID!$K$8:$K$31,FBR!$D8651+1)*INDEX(ID!$K$35:$K$46,$B8651),0)","v":0},{"$f":"IF(I8651=\"w\",INDEX(ID!$L$8:$L$31,FBR!$D8651+1)*INDEX(ID!$L$35:$L$46,$B8651),0)","v":35},{"$f":"IF(I8651=\"h\",INDEX(ID!$M$8:$M$31,FBR!$D8651+1)*INDEX(ID!$M$35:$M$46,$B8651),0)","v":0},{"$f":"IF(I8651=\"w\",INDEX(ID!$N$8:$N$31,FBR!$D8651+1)*INDEX(ID!$N$35:$N$46,$B8651),0)","v":35},null,{"$f":"K8651*(indvforbrug*antalbrugere)/($K$8789+$L$8789)","v":0},{"$f":"L8651*indvforbrug*antalbrugere/($K$8789+$L$8789)","v":20.670986793536215},{"$f":"M8651*fællesforbrug/($M$8789+$N$8789)","v":0},{"$f":"N8651*fællesforbrug/($M$8789+$N$8789)","v":0}]
[{"$f":"A8651+1","v":8642},12,27,1,361,52,{"$f":"DATE(2014,B8652,C8652)","v":"2014-12-27"},7,"w",null,{"$f":"IF(I8652=\"h\",INDEX(ID!$K$8:$K$31,FBR!$D8652+1)*INDEX(ID!$K$35:$K$46,$B8652),0)","v":0},{"$f":"IF(I8652=\"w\",INDEX(ID!$L$8:$L$31,FBR!$D8652+1)*INDEX(ID!$L$35:$L$46,$B8652),0)","v":30},{"$f":"IF(I8652=\"h\",INDEX(ID!$M$8:$M$31,FBR!$D8652+1)*INDEX(ID!$M$35:$M$46,$B8652),0)","v":0},{"$f":"IF(I8652=\"w\",INDEX(ID!$N$8:$N$31,FBR!$D8652+1)*INDEX(ID!$N$35:$N$46,$B8652),0)","v":30},null,0,17.717988680173899,0,0]
[8643,12,27,2,361,52,"2014-12-27",7,"w",null,{"$f":"IF(I8653=\"h\",INDEX(ID!$K$8:$K$31,FBR!$D8653+1)*INDEX(ID!$K$35:$K$46,$B8653),0)","v":0},{"$f":"IF(I8653=\"w\",INDEX(ID!$L$8:$L$31,FBR!$D8653+1)*INDEX(ID!$L$35:$L$46,$B8653),0)","v":28},{"$f":"IF(I8653=\"h\",INDEX(ID!$M$8:$M$31,FBR!$D8653+1)*INDEX(ID!$M$35:$M$46,$B8653),0)","v":0},{"$f":"IF(I8653=\"w\",INDEX(ID!$N$8:$N$31,FBR!$D8653+1)*INDEX(ID!$N$35:$N$46,$B8653),0)","v":28},null,0,16.536789434828972,0,0]
[8644,12,27,3,361,52,"2014-12-27",7,"w",null,{"$f":"IF(I8654=\"h\",INDEX(ID!$K$8:$K$31,FBR!$D8654+1)*INDEX(ID!$K$35:$K$46,$B8654),0)","v":0},{"$f":"IF(I8654=\"w\",INDEX(ID!$L$8:$L$31,FBR!$D8654+1)*INDEX(ID!$L$35:$L$46,$B8654),0)","v":27},{"$f":"IF(I8654=\"h\",INDEX(ID!$M$8:$M$31,FBR!$D8654+1)*INDEX(ID!$M$35:$M$46,$B8654),0)","v":0},{"$f":"IF(I8654=\"w\",INDEX(ID!$N$8:$N$31,FBR!$D8654+1)*INDEX(ID!$N$35:$N$46,$B8654),0)","v":27},null,0,15.94618981215651,0,0]
[8645,12,27,4,361,52,"2014-12-27",7,"w",null,{"$f":"IF(I8655=\"h\",INDEX(ID!$K$8:$K$31,FBR!$D8655+1)*INDEX(ID!$K$35:$K$46,$B8655),0)","v":0},{"$f":"IF(I8655=\"w\",INDEX(ID!$L$8:$L$31,FBR!$D8655+1)*INDEX(ID!$L$35:$L$46,$B8655),0)","v":27},{"$f":"IF(I8655=\"h\",INDEX(ID!$M$8:$M$31,FBR!$D8655+1)*INDEX(ID!$M$35:$M$46,$B8655),0)","v":0},{"$f":"IF(I8655=\"w\",INDEX(ID!$N$8:$N$31,FBR!$D8655+1)*INDEX(ID!$N$35:$N$46,$B8655),0)","v":27},null,0,15.94618981215651,0,0]
[8646,12,27,5,361,52,"2014-12-27",7,"w",null,{"$f":"IF(I8656=\"h\",INDEX(ID!$K$8:$K$31,FBR!$D8656+1)*INDEX(ID!$K$35:$K$46,$B8656),0)","v":0},{"$f":"IF(I8656=\"w\",INDEX(ID!$L$8:$L$31,FBR!$D8656+1)*INDEX(ID!$L$35:$L$46,$B8656),0)","v":27},{"$f":"IF(I8656=\"h\",INDEX(ID!$M$8:$M$31,FBR!$D8656+1)*INDEX(ID!$M$35:$M$46,$B8656),0)","v":0},{"$f":"IF(I8656=\"w\",INDEX(ID!$N$8:$N$31,FBR!$D8656+1)*INDEX(ID!$N$35:$N$46,$B8656),0)","v":27},null,0,15.94618981215651,0,0]
[8647,12,27,6,361,52,"2014-12-27",7,"w",null,{"$f":"IF(I8657=\"h\",INDEX(ID!$K$8:$K$31,FBR!$D8657+1)*INDEX(ID!$K$35:$K$46,$B8657),0)","v":0},{"$f":"IF(I8657=\"w\",INDEX(ID!$L$8:$L$31,FBR!$D8657+1)*INDEX(ID!$L$35:$L$46,$B8657),0)","v":29},{"$f":"IF(I8657=\"h\",INDEX(ID!$M$8:$M$31,FBR!$D8657+1)*INDEX(ID!$M$35:$M$46,$B8657),0)","v":0},{"$f":"IF(I8657=\"w\",INDEX(ID!$N$8:$N$31,FBR!$D8657+1)*INDEX(ID!$N$35:$N$46,$B8657),0)","v":29},null,0,17.127389057501436,0,0]
[8648,12,27,7,361,52,"2014-12-27",7,"w",null,{"$f":"IF(I8658=\"h\",INDEX(ID!$K$8:$K$31,FBR!$D8658+1)*INDEX(ID!$K$35:$K$46,$B8658),0)","v":0},{"$f":"IF(I8658=\"w\",INDEX(ID!$L$8:$L$31,FBR!$D8658+1)*INDEX(ID!$L$35:$L$46,$B8658),0)","v":32},{"$f":"IF(I8658=\"h\",INDEX(ID!$M$8:$M$31,FBR!$D8658+1)*INDEX(ID!$M$35:$M$46,$B8658),0)","v":0},{"$f":"IF(I8658=\"w\",INDEX(ID!$N$8:$N$31,FBR!$D8658+1)*INDEX(ID!$N$35:$N$46,$B8658),0)","v":32},null,0,18.899187925518824,0,0]
[8649,12,27,8,361,52,"2014-12-27",7,"w",null,{"$f":"IF(I8659=\"h\",INDEX(ID!$K$8:$K$31,FBR!$D8659+1)*INDEX(ID!$K$35:$K$46,$B8659),0)","v":0},{"$f":"IF(I8659=\"w\",INDEX(ID!$L$8:$L$31,FBR!$D8659+1)*INDEX(ID!$L$35:$L$46,$B8659),0)","v":35},{"$f":"IF(I8659=\"h\",INDEX(ID!$M$8:$M$31,FBR!$D8659+1)*INDEX(ID!$M$35:$M$46,$B8659),0)","v":0},{"$f":"IF(I8659=\"w\",INDEX(ID!$N$8:$N$31,FBR!$D8659+1)*INDEX(ID!$N$35:$N$46,$B8659),0)","v":35},null,0,20.670986793536215,0,0]
[8650,12,27,9,361,52,"2014-12-27",7,"w",null,{"$f":"IF(I8660=\"h\",INDEX(ID!$K$8:$K$31,FBR!$D8660+1)*INDEX(ID!$K$35:$K$46,$B8660),0)","v":0},{"$f":"IF(I8660=\"w\",INDEX(ID!$L$8:$L$31,FBR!$D8660+1)*INDEX(ID!$L$35:$L$46,$B8660),0)","v":38},{"$f":"IF(I8660=\"h\",INDEX(ID!$M$8:$M$31,FBR!$D8660+1)*INDEX(ID!$M$35:$M$46,$B8660),0)","v":0},{"$f":"IF(I8660=\"w\",INDEX(ID!$N$8:$N$31,FBR!$D8660+1)*INDEX(ID!$N$35:$N$46,$B8660),0)","v":38},null,0,22.442785661553604,0,0]
[8651,12,27,10,361,52,"2014-12-27",7,"w",null,{"$f":"IF(I8661=\"h\",INDEX(ID!$K$8:$K$31,FBR!$D8661+1)*INDEX(ID!$K$35:$K$46,$B8661),0)","v":0},{"$f":"IF(I8661=\"w\",INDEX(ID!$L$8:$L$31,FBR!$D8661+1)*INDEX(ID!$L$35:$L$46,$B8661),0)","v":40},{"$f":"IF(I8661=\"h\",INDEX(ID!$M$8:$M$31,FBR!$D8661+1)*INDEX(ID!$M$35:$M$46,$B8661),0)","v":0},{"$f":"IF(I8661=\"w\",INDEX(ID!$N$8:$N$31,FBR!$D8661+1)*INDEX(ID!$N$35:$N$46,$B8661),0)","v":40},null,0,23.623984906898531,0,0]
[8652,12,27,11,361,52,"2014-12-27",7,"w",null,{"$f":"IF(I8662=\"h\",INDEX(ID!$K$8:$K$31,FBR!$D8662+1)*INDEX(ID!$K$35:$K$46,$B8662),0)","v":0},{"$f":"IF(I8662=\"w\",INDEX(ID!$L$8:$L$31,FBR!$D8662+1)*INDEX(ID!$L$35:$L$46,$B8662),0)","v":42},{"$f":"IF(I8662=\"h\",INDEX(ID!$M$8:$M$31,FBR!$D8662+1)*INDEX(ID!$M$35:$M$46,$B8662),0)","v":0},{"$f":"IF(I8662=\"w\",INDEX(ID!$N$8:$N$31,FBR!$D8662+1)*INDEX(ID!$N$35:$N$46,$B8662),0)","v":42},null,0,24.805184152243459,0,0]
[8653,12,27,12,361,52,"2014-12-27",7,"w",null,{"$f":"IF(I8663=\"h\",INDEX(ID!$K$8:$K$31,FBR!$D8663+1)*INDEX(ID!$K$35:$K$46,$B8663),0)","v":0},{"$f":"IF(I8663=\"w\",INDEX(ID!$L$8:$L$31,FBR!$D8663+1)*INDEX(ID!$L$35:$L$46,$B8663),0)","v":43},{"$f":"IF(I8663=\"h\",INDEX(ID!$M$8:$M$31,FBR!$D8663+1)*INDEX(ID!$M$35:$M$46,$B8663),0)","v":0},{"$f":"IF(I8663=\"w\",INDEX(ID!$N$8:$N$31,FBR!$D8663+1)*INDEX(ID!$N$35:$N$46,$B8663),0)","v":43},null,0,25.395783774915923,0,0]
[8654,12,27,13,361,52,"2014-12-27",7,"w",null,{"$f":"IF(I8664=\"h\",INDEX(ID!$K$8:$K$31,FBR!$D8664+1)*INDEX(ID!$K$35:$K$46,$B8664),0)","v":0},{"$f":"IF(I8664=\"w\",INDEX(ID!$L$8:$L$31,FBR!$D8664+1)*INDEX(ID!$L$35:$L$46,$B8664),0)","v":44},{"$f":"IF(I8664=\"h\",INDEX(ID!$M$8:$M$31,FBR!$D8664+1)*INDEX(ID!$M$35:$M$46,$B8664),0)","v":0},{"$f":"IF(I8664=\"w\",INDEX(ID!$N$8:$N$31,FBR!$D8664+1)*INDEX(ID!$N$35:$N$46,$B8664),0)","v":44},null,0,25.986383397588384,0,0]
[8655,12,27,14,361,52,"2014-12-27",7,"w",null,{"$f":"IF(I8665=\"h\",INDEX(ID!$K$8:$K$31,FBR!$D8665+1)*INDEX(ID!$K$35:$K$46,$B8665),0)","v":0},{"$f":"IF(I8665=\"w\",INDEX(ID!$L$8:$L$31,FBR!$D8665+1)*INDEX(ID!$L$35:$L$46,$B8665),0)","v":47},{"$f":"IF(I8665=\"h\",INDEX(ID!$M$8:$M$31,FBR!$D8665+1)*INDEX(ID!$M$35:$M$46,$B8665),0)","v":0},{"$f":"IF(I8665=\"w\",INDEX(ID!$N$8:$N$31,FBR!$D8665+1)*INDEX(ID!$N$35:$N$46,$B8665),0)","v":47},null,0,27.758182265605775,0,0]
[8656,12,27,15,361,52,"2014-12-27",7,"w",null,{"$f":"IF(I8666=\"h\",INDEX(ID!$K$8:$K$31,FBR!$D8666+1)*INDEX(ID!$K$35:$K$46,$B8666),0)","v":0},{"$f":"IF(I8666=\"w\",INDEX(ID!$L$8:$L$31,FBR!$D8666+1)*INDEX(ID!$L$35:$L$46,$B8666),0)","v":50},{"$f":"IF(I8666=\"h\",INDEX(ID!$M$8:$M$31,FBR!$D8666+1)*INDEX(ID!$M$35:$M$46,$B8666),0)","v":0},{"$f":"IF(I8666=\"w\",INDEX(ID!$N$8:$N$31,FBR!$D8666+1)*INDEX(ID!$N$35:$N$46,$B8666),0)","v":50},null,0,29.529981133623163,0,0]
[8657,12,27,16,361,52,"2014-12-27",7,"w",null,{"$f":"IF(I8667=\"h\",INDEX(ID!$K$8:$K$31,FBR!$D8667+1)*INDEX(ID!$K$35:$K$46,$B8667),0)","v":0},{"$f":"IF(I8667=\"w\",INDEX(ID!$L$8:$L$31,FBR!$D8667+1)*INDEX(ID!$L$35:$L$46,$B8667),0)","v":53},{"$f":"IF(I8667=\"h\",INDEX(ID!$M$8:$M$31,FBR!$D8667+1)*INDEX(ID!$M$35:$M$46,$B8667),0)","v":0},{"$f":"IF(I8667=\"w\",INDEX(ID!$N$8:$N$31,FBR!$D8667+1)*INDEX(ID!$N$35:$N$46,$B8667),0)","v":53},null,0,31.301780001640555,0,0]
[8658,12,27,17,361,52,"2014-12-27",7,"w",null,{"$f":"IF(I8668=\"h\",INDEX(ID!$K$8:$K$31,FBR!$D8668+1)*INDEX(ID!$K$35:$K$46,$B8668),0)","v":0},{"$f":"IF(I8668=\"w\",INDEX(ID!$L$8:$L$31,FBR!$D8668+1)*INDEX(ID!$L$35:$L$46,$B8668),0)","v":62},{"$f":"IF(I8668=\"h\",INDEX(ID!$M$8:$M$31,FBR!$D8668+1)*INDEX(ID!$M$35:$M$46,$B8668),0)","v":0},{"$f":"IF(I8668=\"w\",INDEX(ID!$N$8:$N$31,FBR!$D8668+1)*INDEX(ID!$N$35:$N$46,$B8668),0)","v":62},null,0,36.617176605692727,0,0]
[8659,12,27,18,361,52,"2014-12-27",7,"w",null,{"$f":"IF(I8669=\"h\",INDEX(ID!$K$8:$K$31,FBR!$D8669+1)*INDEX(ID!$K$35:$K$46,$B8669),0)","v":0},{"$f":"IF(I8669=\"w\",INDEX(ID!$L$8:$L$31,FBR!$D8669+1)*INDEX(ID!$L$35:$L$46,$B8669),0)","v":65},{"$f":"IF(I8669=\"h\",INDEX(ID!$M$8:$M$31,FBR!$D8669+1)*INDEX(ID!$M$35:$M$46,$B8669),0)","v":0},{"$f":"IF(I8669=\"w\",INDEX(ID!$N$8:$N$31,FBR!$D8669+1)*INDEX(ID!$N$35:$N$46,$B8669),0)","v":65},null,0,38.388975473710111,0,0]
[8660,12,27,19,361,52,"2014-12-27",7,"w",null,{"$f":"IF(I8670=\"h\",INDEX(ID!$K$8:$K$31,FBR!$D8670+1)*INDEX(ID!$K$35:$K$46,$B8670),0)","v":0},{"$f":"IF(I8670=\"w\",INDEX(ID!$L$8:$L$31,FBR!$D8670+1)*INDEX(ID!$L$35:$L$46,$B8670),0)","v":60},{"$f":"IF(I8670=\"h\",INDEX(ID!$M$8:$M$31,FBR!$D8670+1)*INDEX(ID!$M$35:$M$46,$B8670),0)","v":0},{"$f":"IF(I8670=\"w\",INDEX(ID!$N$8:$N$31,FBR!$D8670+1)*INDEX(ID!$N$35:$N$46,$B8670),0)","v":60},null,0,35.435977360347799,0,0]
[8661,12,27,20,361,52,"2014-12-27",7,"w",null,{"$f":"IF(I8671=\"h\",INDEX(ID!$K$8:$K$31,FBR!$D8671+1)*INDEX(ID!$K$35:$K$46,$B8671),0)","v":0},{"$f":"IF(I8671=\"w\",INDEX(ID!$L$8:$L$31,FBR!$D8671+1)*INDEX(ID!$L$35:$L$46,$B8671),0)","v":53},{"$f":"IF(I8671=\"h\",INDEX(ID!$M$8:$M$31,FBR!$D8671+1)*INDEX(ID!$M$35:$M$46,$B8671),0)","v":0},{"$f":"IF(I8671=\"w\",INDEX(ID!$N$8:$N$31,FBR!$D8671+1)*INDEX(ID!$N$35:$N$46,$B8671),0)","v":53},null,0,31.301780001640555,0,0]
[8662,12,27,21,361,52,"2014-12-27",7,"w",null,{"$f":"IF(I8672=\"h\",INDEX(ID!$K$8:$K$31,FBR!$D8672+1)*INDEX(ID!$K$35:$K$46,$B8672),0)","v":0},{"$f":"IF(I8672=\"w\",INDEX(ID!$L$8:$L$31,FBR!$D8672+1)*INDEX(ID!$L$35:$L$46,$B8672),0)","v":50},{"$f":"IF(I8672=\"h\",INDEX(ID!$M$8:$M$31,FBR!$D8672+1)*INDEX(ID!$M$35:$M$46,$B8672),0)","v":0},{"$f":"IF(I8672=\"w\",INDEX(ID!$N$8:$N$31,FBR!$D8672+1)*INDEX(ID!$N$35:$N$46,$B8672),0)","v":50},null,0,29.529981133623163,0,0]
[8663,12,27,22,361,52,"2014-12-27",7,"w",null,{"$f":"IF(I8673=\"h\",INDEX(ID!$K$8:$K$31,FBR!$D8673+1)*INDEX(ID!$K$35:$K$46,$B8673),0)","v":0},{"$f":"IF(I8673=\"w\",INDEX(ID!$L$8:$L$31,FBR!$D8673+1)*INDEX(ID!$L$35:$L$46,$B8673),0)","v":45},{"$f":"IF(I8673=\"h\",INDEX(ID!$M$8:$M$31,FBR!$D8673+1)*INDEX(ID!$M$35:$M$46,$B8673),0)","v":0},{"$f":"IF(I8673=\"w\",INDEX(ID!$N$8:$N$31,FBR!$D8673+1)*INDEX(ID!$N$35:$N$46,$B8673),0)","v":45},null,0,26.576983020260847,0,0]
[8664,12,27,23,361,52,"2014-12-27",7,"w",null,{"$f":"IF(I8674=\"h\",INDEX(ID!$K$8:$K$31,FBR!$D8674+1)*INDEX(ID!$K$35:$K$46,$B8674),0)","v":0},{"$f":"IF(I8674=\"w\",INDEX(ID!$L$8:$L$31,FBR!$D8674+1)*INDEX(ID!$L$35:$L$46,$B8674),0)","v":40},{"$f":"IF(I8674=\"h\",INDEX(ID!$M$8:$M$31,FBR!$D8674+1)*INDEX(ID!$M$35:$M$46,$B8674),0)","v":0},{"$f":"IF(I8674=\"w\",INDEX(ID!$N$8:$N$31,FBR!$D8674+1)*INDEX(ID!$N$35:$N$46,$B8674),0)","v":40},null,0,23.623984906898531,0,0]
[8665,12,28,0,362,52,"2014-12-28",1,"h",null,{"$f":"IF(I8675=\"h\",INDEX(ID!$K$8:$K$31,FBR!$D8675+1)*INDEX(ID!$K$35:$K$46,$B8675),0)","v":35},{"$f":"IF(I8675=\"w\",INDEX(ID!$L$8:$L$31,FBR!$D8675+1)*INDEX(ID!$L$35:$L$46,$B8675),0)","v":0},{"$f":"IF(I8675=\"h\",INDEX(ID!$M$8:$M$31,FBR!$D8675+1)*INDEX(ID!$M$35:$M$46,$B8675),0)","v":35},{"$f":"IF(I8675=\"w\",INDEX(ID!$N$8:$N$31,FBR!$D8675+1)*INDEX(ID!$N$35:$N$46,$B8675),0)","v":0},null,20.670986793536215,0,0,0]
[8666,12,28,1,{"$f":"E8652+1","v":362},52,"2014-12-28",1,"h",null,{"$f":"IF(I8676=\"h\",INDEX(ID!$K$8:$K$31,FBR!$D8676+1)*INDEX(ID!$K$35:$K$46,$B8676),0)","v":30},{"$f":"IF(I8676=\"w\",INDEX(ID!$L$8:$L$31,FBR!$D8676+1)*INDEX(ID!$L$35:$L$46,$B8676),0)","v":0},{"$f":"IF(I8676=\"h\",INDEX(ID!$M$8:$M$31,FBR!$D8676+1)*INDEX(ID!$M$35:$M$46,$B8676),0)","v":30},{"$f":"IF(I8676=\"w\",INDEX(ID!$N$8:$N$31,FBR!$D8676+1)*INDEX(ID!$N$35:$N$46,$B8676),0)","v":0},null,17.717988680173899,0,0,0]
[8667,12,28,2,362,52,"2014-12-28",1,"h",null,{"$f":"IF(I8677=\"h\",INDEX(ID!$K$8:$K$31,FBR!$D8677+1)*INDEX(ID!$K$35:$K$46,$B8677),0)","v":28},{"$f":"IF(I8677=\"w\",INDEX(ID!$L$8:$L$31,FBR!$D8677+1)*INDEX(ID!$L$35:$L$46,$B8677),0)","v":0},{"$f":"IF(I8677=\"h\",INDEX(ID!$M$8:$M$31,FBR!$D8677+1)*INDEX(ID!$M$35:$M$46,$B8677),0)","v":28},{"$f":"IF(I8677=\"w\",INDEX(ID!$N$8:$N$31,FBR!$D8677+1)*INDEX(ID!$N$35:$N$46,$B8677),0)","v":0},null,16.536789434828972,0,0,0]
[8668,12,28,3,362,52,"2014-12-28",1,"h",null,{"$f":"IF(I8678=\"h\",INDEX(ID!$K$8:$K$31,FBR!$D8678+1)*INDEX(ID!$K$35:$K$46,$B8678),0)","v":27},{"$f":"IF(I8678=\"w\",INDEX(ID!$L$8:$L$31,FBR!$D8678+1)*INDEX(ID!$L$35:$L$46,$B8678),0)","v":0},{"$f":"IF(I8678=\"h\",INDEX(ID!$M$8:$M$31,FBR!$D8678+1)*INDEX(ID!$M$35:$M$46,$B8678),0)","v":27},{"$f":"IF(I8678=\"w\",INDEX(ID!$N$8:$N$31,FBR!$D8678+1)*INDEX(ID!$N$35:$N$46,$B8678),0)","v":0},null,15.94618981215651,0,0,0]
[8669,12,28,4,362,52,"2014-12-28",1,"h",null,{"$f":"IF(I8679=\"h\",INDEX(ID!$K$8:$K$31,FBR!$D8679+1)*INDEX(ID!$K$35:$K$46,$B8679),0)","v":27},{"$f":"IF(I8679=\"w\",INDEX(ID!$L$8:$L$31,FBR!$D8679+1)*INDEX(ID!$L$35:$L$46,$B8679),0)","v":0},{"$f":"IF(I8679=\"h\",INDEX(ID!$M$8:$M$31,FBR!$D8679+1)*INDEX(ID!$M$35:$M$46,$B8679),0)","v":27},{"$f":"IF(I8679=\"w\",INDEX(ID!$N$8:$N$31,FBR!$D8679+1)*INDEX(ID!$N$35:$N$46,$B8679),0)","v":0},null,15.94618981215651,0,0,0]
[8670,12,28,5,362,52,"2014-12-28",1,"h",null,{"$f":"IF(I8680=\"h\",INDEX(ID!$K$8:$K$31,FBR!$D8680+1)*INDEX(ID!$K$35:$K$46,$B8680),0)","v":27},{"$f":"IF(I8680=\"w\",INDEX(ID!$L$8:$L$31,FBR!$D8680+1)*INDEX(ID!$L$35:$L$46,$B8680),0)","v":0},{"$f":"IF(I8680=\"h\",INDEX(ID!$M$8:$M$31,FBR!$D8680+1)*INDEX(ID!$M$35:$M$46,$B8680),0)","v":27},{"$f":"IF(I8680=\"w\",INDEX(ID!$N$8:$N$31,FBR!$D8680+1)*INDEX(ID!$N$35:$N$46,$B8680),0)","v":0},null,15.94618981215651,0,0,0]
[8671,12,28,6,362,52,"2014-12-28",1,"h",null,{"$f":"IF(I8681=\"h\",INDEX(ID!$K$8:$K$31,FBR!$D8681+1)*INDEX(ID!$K$35:$K$46,$B8681),0)","v":29},{"$f":"IF(I8681=\"w\",INDEX(ID!$L$8:$L$31,FBR!$D8681+1)*INDEX(ID!$L$35:$L$46,$B8681),0)","v":0},{"$f":"IF(I8681=\"h\",INDEX(ID!$M$8:$M$31,FBR!$D8681+1)*INDEX(ID!$M$35:$M$46,$B8681),0)","v":29},{"$f":"IF(I8681=\"w\",INDEX(ID!$N$8:$N$31,FBR!$D8681+1)*INDEX(ID!$N$35:$N$46,$B8681),0)","v":0},null,17.127389057501436,0,0,0]
[8672,12,28,7,362,52,"2014-12-28",1,"h",null,{"$f":"IF(I8682=\"h\",INDEX(ID!$K$8:$K$31,FBR!$D8682+1)*INDEX(ID!$K$35:$K$46,$B8682),0)","v":32},{"$f":"IF(I8682=\"w\",INDEX(ID!$L$8:$L$31,FBR!$D8682+1)*INDEX(ID!$L$35:$L$46,$B8682),0)","v":0},{"$f":"IF(I8682=\"h\",INDEX(ID!$M$8:$M$31,FBR!$D8682+1)*INDEX(ID!$M$35:$M$46,$B8682),0)","v":32},{"$f":"IF(I8682=\"w\",INDEX(ID!$N$8:$N$31,FBR!$D8682+1)*INDEX(ID!$N$35:$N$46,$B8682),0)","v":0},null,18.899187925518824,0,0,0]
[8673,12,28,8,362,52,"2014-12-28",1,"h",null,{"$f":"IF(I8683=\"h\",INDEX(ID!$K$8:$K$31,FBR!$D8683+1)*INDEX(ID!$K$35:$K$46,$B8683),0)","v":35},{"$f":"IF(I8683=\"w\",INDEX(ID!$L$8:$L$31,FBR!$D8683+1)*INDEX(ID!$L$35:$L$46,$B8683),0)","v":0},{"$f":"IF(I8683=\"h\",INDEX(ID!$M$8:$M$31,FBR!$D8683+1)*INDEX(ID!$M$35:$M$46,$B8683),0)","v":35},{"$f":"IF(I8683=\"w\",INDEX(ID!$N$8:$N$31,FBR!$D8683+1)*INDEX(ID!$N$35:$N$46,$B8683),0)","v":0},null,20.670986793536215,0,0,0]
[8674,12,28,9,362,52,"2014-12-28",1,"h",null,{"$f":"IF(I8684=\"h\",INDEX(ID!$K$8:$K$31,FBR!$D8684+1)*INDEX(ID!$K$35:$K$46,$B8684),0)","v":38},{"$f":"IF(I8684=\"w\",INDEX(ID!$L$8:$L$31,FBR!$D8684+1)*INDEX(ID!$L$35:$L$46,$B8684),0)","v":0},{"$f":"IF(I8684=\"h\",INDEX(ID!$M$8:$M$31,FBR!$D8684+1)*INDEX(ID!$M$35:$M$46,$B8684),0)","v":38},{"$f":"IF(I8684=\"w\",INDEX(ID!$N$8:$N$31,FBR!$D8684+1)*INDEX(ID!$N$35:$N$46,$B8684),0)","v":0},null,22.442785661553604,0,0,0]
[8675,12,28,10,362,52,"2014-12-28",1,"h",null,{"$f":"IF(I8685=\"h\",INDEX(ID!$K$8:$K$31,FBR!$D8685+1)*INDEX(ID!$K$35:$K$46,$B8685),0)","v":40},{"$f":"IF(I8685=\"w\",INDEX(ID!$L$8:$L$31,FBR!$D8685+1)*INDEX(ID!$L$35:$L$46,$B8685),0)","v":0},{"$f":"IF(I8685=\"h\",INDEX(ID!$M$8:$M$31,FBR!$D8685+1)*INDEX(ID!$M$35:$M$46,$B8685),0)","v":40},{"$f":"IF(I8685=\"w\",INDEX(ID!$N$8:$N$31,FBR!$D8685+1)*INDEX(ID!$N$35:$N$46,$B8685),0)","v":0},null,23.623984906898531,0,0,0]
[8676,12,28,11,362,52,"2014-12-28",1,"h",null,{"$f":"IF(I8686=\"h\",INDEX(ID!$K$8:$K$31,FBR!$D8686+1)*INDEX(ID!$K$35:$K$46,$B8686),0)","v":42},{"$f":"IF(I8686=\"w\",INDEX(ID!$L$8:$L$31,FBR!$D8686+1)*INDEX(ID!$L$35:$L$46,$B8686),0)","v":0},{"$f":"IF(I8686=\"h\",INDEX(ID!$M$8:$M$31,FBR!$D8686+1)*INDEX(ID!$M$35:$M$46,$B8686),0)","v":42},{"$f":"IF(I8686=\"w\",INDEX(ID!$N$8:$N$31,FBR!$D8686+1)*INDEX(ID!$N$35:$N$46,$B8686),0)","v":0},null,24.805184152243459,0,0,0]
[8677,12,28,12,362,52,"2014-12-28",1,"h",null,{"$f":"IF(I8687=\"h\",INDEX(ID!$K$8:$K$31,FBR!$D8687+1)*INDEX(ID!$K$35:$K$46,$B8687),0)","v":43},{"$f":"IF(I8687=\"w\",INDEX(ID!$L$8:$L$31,FBR!$D8687+1)*INDEX(ID!$L$35:$L$46,$B8687),0)","v":0},{"$f":"IF(I8687=\"h\",INDEX(ID!$M$8:$M$31,FBR!$D8687+1)*INDEX(ID!$M$35:$M$46,$B8687),0)","v":43},{"$f":"IF(I8687=\"w\",INDEX(ID!$N$8:$N$31,FBR!$D8687+1)*INDEX(ID!$N$35:$N$46,$B8687),0)","v":0},null,25.395783774915923,0,0,0]
[8678,12,28,13,362,52,"2014-12-28",1,"h",null,{"$f":"IF(I8688=\"h\",INDEX(ID!$K$8:$K$31,FBR!$D8688+1)*INDEX(ID!$K$35:$K$46,$B8688),0)","v":44},{"$f":"IF(I8688=\"w\",INDEX(ID!$L$8:$L$31,FBR!$D8688+1)*INDEX(ID!$L$35:$L$46,$B8688),0)","v":0},{"$f":"IF(I8688=\"h\",INDEX(ID!$M$8:$M$31,FBR!$D8688+1)*INDEX(ID!$M$35:$M$46,$B8688),0)","v":44},{"$f":"IF(I8688=\"w\",INDEX(ID!$N$8:$N$31,FBR!$D8688+1)*INDEX(ID!$N$35:$N$46,$B8688),0)","v":0},null,25.986383397588384,0,0,0]
[8679,12,28,14,362,52,"2014-12-28",1,"h",null,{"$f":"IF(I8689=\"h\",INDEX(ID!$K$8:$K$31,FBR!$D8689+1)*INDEX(ID!$K$35:$K$46,$B8689),0)","v":47},{"$f":"IF(I8689=\"w\",INDEX(ID!$L$8:$L$31,FBR!$D8689+1)*INDEX(ID!$L$35:$L$46,$B8689),0)","v":0},{"$f":"IF(I8689=\"h\",INDEX(ID!$M$8:$M$31,FBR!$D8689+1)*INDEX(ID!$M$35:$M$46,$B8689),0)","v":47},{"$f":"IF(I8689=\"w\",INDEX(ID!$N$8:$N$31,FBR!$D8689+1)*INDEX(ID!$N$35:$N$46,$B8689),0)","v":0},null,27.758182265605775,0,0,0]
[8680,12,28,15,362,52,"2014-12-28",1,"h",null,{"$f":"IF(I8690=\"h\",INDEX(ID!$K$8:$K$31,FBR!$D8690+1)*INDEX(ID!$K$35:$K$46,$B8690),0)","v":50},{"$f":"IF(I8690=\"w\",INDEX(ID!$L$8:$L$31,FBR!$D8690+1)*INDEX(ID!$L$35:$L$46,$B8690),0)","v":0},{"$f":"IF(I8690=\"h\",INDEX(ID!$M$8:$M$31,FBR!$D8690+1)*INDEX(ID!$M$35:$M$46,$B8690),0)","v":50},{"$f":"IF(I8690=\"w\",INDEX(ID!$N$8:$N$31,FBR!$D8690+1)*INDEX(ID!$N$35:$N$46,$B8690),0)","v":0},null,29.529981133623163,0,0,0]
[8681,12,28,16,362,52,"2014-12-28",1,"h",null,{"$f":"IF(I8691=\"h\",INDEX(ID!$K$8:$K$31,FBR!$D8691+1)*INDEX(ID!$K$35:$K$46,$B8691),0)","v":53},{"$f":"IF(I8691=\"w\",INDEX(ID!$L$8:$L$31,FBR!$D8691+1)*INDEX(ID!$L$35:$L$46,$B8691),0)","v":0},{"$f":"IF(I8691=\"h\",INDEX(ID!$M$8:$M$31,FBR!$D8691+1)*INDEX(ID!$M$35:$M$46,$B8691),0)","v":53},{"$f":"IF(I8691=\"w\",INDEX(ID!$N$8:$N$31,FBR!$D8691+1)*INDEX(ID!$N$35:$N$46,$B8691),0)","v":0},null,31.301780001640555,0,0,0]
[8682,12,28,17,362,{"$f":"F8524+1","v":52},"2014-12-28",1,"h",null,{"$f":"IF(I8692=\"h\",INDEX(ID!$K$8:$K$31,FBR!$D8692+1)*INDEX(ID!$K$35:$K$46,$B8692),0)","v":62},{"$f":"IF(I8692=\"w\",INDEX(ID!$L$8:$L$31,FBR!$D8692+1)*INDEX(ID!$L$35:$L$46,$B8692),0)","v":0},{"$f":"IF(I8692=\"h\",INDEX(ID!$M$8:$M$31,FBR!$D8692+1)*INDEX(ID!$M$35:$M$46,$B8692),0)","v":62},{"$f":"IF(I8692=\"w\",INDEX(ID!$N$8:$N$31,FBR!$D8692+1)*INDEX(ID!$N$35:$N$46,$B8692),0)","v":0},null,36.617176605692727,0,0,0]
[8683,12,28,18,362,52,"2014-12-28",1,"h",null,{"$f":"IF(I8693=\"h\",INDEX(ID!$K$8:$K$31,FBR!$D8693+1)*INDEX(ID!$K$35:$K$46,$B8693),0)","v":65},{"$f":"IF(I8693=\"w\",INDEX(ID!$L$8:$L$31,FBR!$D8693+1)*INDEX(ID!$L$35:$L$46,$B8693),0)","v":0},{"$f":"IF(I8693=\"h\",INDEX(ID!$M$8:$M$31,FBR!$D8693+1)*INDEX(ID!$M$35:$M$46,$B8693),0)","v":65},{"$f":"IF(I8693=\"w\",INDEX(ID!$N$8:$N$31,FBR!$D8693+1)*INDEX(ID!$N$35:$N$46,$B8693),0)","v":0},null,38.388975473710111,0,0,0]
[8684,12,28,19,362,52,"2014-12-28",1,"h",null,{"$f":"IF(I8694=\"h\",INDEX(ID!$K$8:$K$31,FBR!$D8694+1)*INDEX(ID!$K$35:$K$46,$B8694),0)","v":60},{"$f":"IF(I8694=\"w\",INDEX(ID!$L$8:$L$31,FBR!$D8694+1)*INDEX(ID!$L$35:$L$46,$B8694),0)","v":0},{"$f":"IF(I8694=\"h\",INDEX(ID!$M$8:$M$31,FBR!$D8694+1)*INDEX(ID!$M$35:$M$46,$B8694),0)","v":60},{"$f":"IF(I8694=\"w\",INDEX(ID!$N$8:$N$31,FBR!$D8694+1)*INDEX(ID!$N$35:$N$46,$B8694),0)","v":0},null,35.435977360347799,0,0,0]
[8685,12,28,20,362,52,"2014-12-28",1,"h",null,{"$f":"IF(I8695=\"h\",INDEX(ID!$K$8:$K$31,FBR!$D8695+1)*INDEX(ID!$K$35:$K$46,$B8695),0)","v":53},{"$f":"IF(I8695=\"w\",INDEX(ID!$L$8:$L$31,FBR!$D8695+1)*INDEX(ID!$L$35:$L$46,$B8695),0)","v":0},{"$f":"IF(I8695=\"h\",INDEX(ID!$M$8:$M$31,FBR!$D8695+1)*INDEX(ID!$M$35:$M$46,$B8695),0)","v":53},{"$f":"IF(I8695=\"w\",INDEX(ID!$N$8:$N$31,FBR!$D8695+1)*INDEX(ID!$N$35:$N$46,$B8695),0)","v":0},null,31.301780001640555,0,0,0]
[8686,12,28,21,362,52,"2014-12-28",1,"h",null,{"$f":"IF(I8696=\"h\",INDEX(ID!$K$8:$K$31,FBR!$D8696+1)*INDEX(ID!$K$35:$K$46,$B8696),0)","v":50},{"$f":"IF(I8696=\"w\",INDEX(ID!$L$8:$L$31,FBR!$D8696+1)*INDEX(ID!$L$35:$L$46,$B8696),0)","v":0},{"$f":"IF(I8696=\"h\",INDEX(ID!$M$8:$M$31,FBR!$D8696+1)*INDEX(ID!$M$35:$M$46,$B8696),0)","v":50},{"$f":"IF(I8696=\"w\",INDEX(ID!$N$8:$N$31,FBR!$D8696+1)*INDEX(ID!$N$35:$N$46,$B8696),0)","v":0},null,29.529981133623163,0,0,0]
[8687,12,28,22,362,52,"2014-12-28",1,"h",null,{"$f":"IF(I8697=\"h\",INDEX(ID!$K$8:$K$31,FBR!$D8697+1)*INDEX(ID!$K$35:$K$46,$B8697),0)","v":45},{"$f":"IF(I8697=\"w\",INDEX(ID!$L$8:$L$31,FBR!$D8697+1)*INDEX(ID!$L$35:$L$46,$B8697),0)","v":0},{"$f":"IF(I8697=\"h\",INDEX(ID!$M$8:$M$31,FBR!$D8697+1)*INDEX(ID!$M$35:$M$46,$B8697),0)","v":45},{"$f":"IF(I8697=\"w\",INDEX(ID!$N$8:$N$31,FBR!$D8697+1)*INDEX(ID!$N$35:$N$46,$B8697),0)","v":0},null,26.576983020260847,0,0,0]
[8688,12,28,23,362,52,"2014-12-28",1,"h",null,{"$f":"IF(I8698=\"h\",INDEX(ID!$K$8:$K$31,FBR!$D8698+1)*INDEX(ID!$K$35:$K$46,$B8698),0)","v":40},{"$f":"IF(I8698=\"w\",INDEX(ID!$L$8:$L$31,FBR!$D8698+1)*INDEX(ID!$L$35:$L$46,$B8698),0)","v":0},{"$f":"IF(I8698=\"h\",INDEX(ID!$M$8:$M$31,FBR!$D8698+1)*INDEX(ID!$M$35:$M$46,$B8698),0)","v":40},{"$f":"IF(I8698=\"w\",INDEX(ID!$N$8:$N$31,FBR!$D8698+1)*INDEX(ID!$N$35:$N$46,$B8698),0)","v":0},null,23.623984906898531,0,0,0]
[8689,12,29,0,363,52,"2014-12-29",2,"h",null,{"$f":"IF(I8699=\"h\",INDEX(ID!$K$8:$K$31,FBR!$D8699+1)*INDEX(ID!$K$35:$K$46,$B8699),0)","v":35},{"$f":"IF(I8699=\"w\",INDEX(ID!$L$8:$L$31,FBR!$D8699+1)*INDEX(ID!$L$35:$L$46,$B8699),0)","v":0},{"$f":"IF(I8699=\"h\",INDEX(ID!$M$8:$M$31,FBR!$D8699+1)*INDEX(ID!$M$35:$M$46,$B8699),0)","v":35},{"$f":"IF(I8699=\"w\",INDEX(ID!$N$8:$N$31,FBR!$D8699+1)*INDEX(ID!$N$35:$N$46,$B8699),0)","v":0},null,20.670986793536215,0,0,0]
[8690,12,29,1,363,52,"2014-12-29",2,"h",null,{"$f":"IF(I8700=\"h\",INDEX(ID!$K$8:$K$31,FBR!$D8700+1)*INDEX(ID!$K$35:$K$46,$B8700),0)","v":30},{"$f":"IF(I8700=\"w\",INDEX(ID!$L$8:$L$31,FBR!$D8700+1)*INDEX(ID!$L$35:$L$46,$B8700),0)","v":0},{"$f":"IF(I8700=\"h\",INDEX(ID!$M$8:$M$31,FBR!$D8700+1)*INDEX(ID!$M$35:$M$46,$B8700),0)","v":30},{"$f":"IF(I8700=\"w\",INDEX(ID!$N$8:$N$31,FBR!$D8700+1)*INDEX(ID!$N$35:$N$46,$B8700),0)","v":0},null,17.717988680173899,0,0,0]
[8691,12,29,2,363,52,"2014-12-29",2,"h",null,{"$f":"IF(I8701=\"h\",INDEX(ID!$K$8:$K$31,FBR!$D8701+1)*INDEX(ID!$K$35:$K$46,$B8701),0)","v":28},{"$f":"IF(I8701=\"w\",INDEX(ID!$L$8:$L$31,FBR!$D8701+1)*INDEX(ID!$L$35:$L$46,$B8701),0)","v":0},{"$f":"IF(I8701=\"h\",INDEX(ID!$M$8:$M$31,FBR!$D8701+1)*INDEX(ID!$M$35:$M$46,$B8701),0)","v":28},{"$f":"IF(I8701=\"w\",INDEX(ID!$N$8:$N$31,FBR!$D8701+1)*INDEX(ID!$N$35:$N$46,$B8701),0)","v":0},null,16.536789434828972,0,0,0]
[8692,12,29,3,363,52,"2014-12-29",2,"h",null,{"$f":"IF(I8702=\"h\",INDEX(ID!$K$8:$K$31,FBR!$D8702+1)*INDEX(ID!$K$35:$K$46,$B8702),0)","v":27},{"$f":"IF(I8702=\"w\",INDEX(ID!$L$8:$L$31,FBR!$D8702+1)*INDEX(ID!$L$35:$L$46,$B8702),0)","v":0},{"$f":"IF(I8702=\"h\",INDEX(ID!$M$8:$M$31,FBR!$D8702+1)*INDEX(ID!$M$35:$M$46,$B8702),0)","v":27},{"$f":"IF(I8702=\"w\",INDEX(ID!$N$8:$N$31,FBR!$D8702+1)*INDEX(ID!$N$35:$N$46,$B8702),0)","v":0},null,15.94618981215651,0,0,0]
[8693,12,29,4,363,52,"2014-12-29",2,"h",null,{"$f":"IF(I8703=\"h\",INDEX(ID!$K$8:$K$31,FBR!$D8703+1)*INDEX(ID!$K$35:$K$46,$B8703),0)","v":27},{"$f":"IF(I8703=\"w\",INDEX(ID!$L$8:$L$31,FBR!$D8703+1)*INDEX(ID!$L$35:$L$46,$B8703),0)","v":0},{"$f":"IF(I8703=\"h\",INDEX(ID!$M$8:$M$31,FBR!$D8703+1)*INDEX(ID!$M$35:$M$46,$B8703),0)","v":27},{"$f":"IF(I8703=\"w\",INDEX(ID!$N$8:$N$31,FBR!$D8703+1)*INDEX(ID!$N$35:$N$46,$B8703),0)","v":0},null,15.94618981215651,0,0,0]
[8694,12,29,5,363,52,"2014-12-29",2,"h",null,{"$f":"IF(I8704=\"h\",INDEX(ID!$K$8:$K$31,FBR!$D8704+1)*INDEX(ID!$K$35:$K$46,$B8704),0)","v":27},{"$f":"IF(I8704=\"w\",INDEX(ID!$L$8:$L$31,FBR!$D8704+1)*INDEX(ID!$L$35:$L$46,$B8704),0)","v":0},{"$f":"IF(I8704=\"h\",INDEX(ID!$M$8:$M$31,FBR!$D8704+1)*INDEX(ID!$M$35:$M$46,$B8704),0)","v":27},{"$f":"IF(I8704=\"w\",INDEX(ID!$N$8:$N$31,FBR!$D8704+1)*INDEX(ID!$N$35:$N$46,$B8704),0)","v":0},null,15.94618981215651,0,0,0]
[8695,12,29,6,363,52,"2014-12-29",2,"h",null,{"$f":"IF(I8705=\"h\",INDEX(ID!$K$8:$K$31,FBR!$D8705+1)*INDEX(ID!$K$35:$K$46,$B8705),0)","v":29},{"$f":"IF(I8705=\"w\",INDEX(ID!$L$8:$L$31,FBR!$D8705+1)*INDEX(ID!$L$35:$L$46,$B8705),0)","v":0},{"$f":"IF(I8705=\"h\",INDEX(ID!$M$8:$M$31,FBR!$D8705+1)*INDEX(ID!$M$35:$M$46,$B8705),0)","v":29},{"$f":"IF(I8705=\"w\",INDEX(ID!$N$8:$N$31,FBR!$D8705+1)*INDEX(ID!$N$35:$N$46,$B8705),0)","v":0},null,17.127389057501436,0,0,0]
[8696,12,29,7,363,52,"2014-12-29",2,"h",null,{"$f":"IF(I8706=\"h\",INDEX(ID!$K$8:$K$31,FBR!$D8706+1)*INDEX(ID!$K$35:$K$46,$B8706),0)","v":32},{"$f":"IF(I8706=\"w\",INDEX(ID!$L$8:$L$31,FBR!$D8706+1)*INDEX(ID!$L$35:$L$46,$B8706),0)","v":0},{"$f":"IF(I8706=\"h\",INDEX(ID!$M$8:$M$31,FBR!$D8706+1)*INDEX(ID!$M$35:$M$46,$B8706),0)","v":32},{"$f":"IF(I8706=\"w\",INDEX(ID!$N$8:$N$31,FBR!$D8706+1)*INDEX(ID!$N$35:$N$46,$B8706),0)","v":0},null,18.899187925518824,0,0,0]
[8697,12,29,8,363,52,"2014-12-29",2,"h",null,{"$f":"IF(I8707=\"h\",INDEX(ID!$K$8:$K$31,FBR!$D8707+1)*INDEX(ID!$K$35:$K$46,$B8707),0)","v":35},{"$f":"IF(I8707=\"w\",INDEX(ID!$L$8:$L$31,FBR!$D8707+1)*INDEX(ID!$L$35:$L$46,$B8707),0)","v":0},{"$f":"IF(I8707=\"h\",INDEX(ID!$M$8:$M$31,FBR!$D8707+1)*INDEX(ID!$M$35:$M$46,$B8707),0)","v":35},{"$f":"IF(I8707=\"w\",INDEX(ID!$N$8:$N$31,FBR!$D8707+1)*INDEX(ID!$N$35:$N$46,$B8707),0)","v":0},null,20.670986793536215,0,0,0]
[8698,12,29,9,363,52,"2014-12-29",2,"h",null,{"$f":"IF(I8708=\"h\",INDEX(ID!$K$8:$K$31,FBR!$D8708+1)*INDEX(ID!$K$35:$K$46,$B8708),0)","v":38},{"$f":"IF(I8708=\"w\",INDEX(ID!$L$8:$L$31,FBR!$D8708+1)*INDEX(ID!$L$35:$L$46,$B8708),0)","v":0},{"$f":"IF(I8708=\"h\",INDEX(ID!$M$8:$M$31,FBR!$D8708+1)*INDEX(ID!$M$35:$M$46,$B8708),0)","v":38},{"$f":"IF(I8708=\"w\",INDEX(ID!$N$8:$N$31,FBR!$D8708+1)*INDEX(ID!$N$35:$N$46,$B8708),0)","v":0},null,22.442785661553604,0,0,0]
[8699,12,29,10,363,52,"2014-12-29",2,"h",null,{"$f":"IF(I8709=\"h\",INDEX(ID!$K$8:$K$31,FBR!$D8709+1)*INDEX(ID!$K$35:$K$46,$B8709),0)","v":40},{"$f":"IF(I8709=\"w\",INDEX(ID!$L$8:$L$31,FBR!$D8709+1)*INDEX(ID!$L$35:$L$46,$B8709),0)","v":0},{"$f":"IF(I8709=\"h\",INDEX(ID!$M$8:$M$31,FBR!$D8709+1)*INDEX(ID!$M$35:$M$46,$B8709),0)","v":40},{"$f":"IF(I8709=\"w\",INDEX(ID!$N$8:$N$31,FBR!$D8709+1)*INDEX(ID!$N$35:$N$46,$B8709),0)","v":0},null,23.623984906898531,0,0,0]
[8700,12,29,11,363,52,"2014-12-29",2,"h",null,{"$f":"IF(I8710=\"h\",INDEX(ID!$K$8:$K$31,FBR!$D8710+1)*INDEX(ID!$K$35:$K$46,$B8710),0)","v":42},{"$f":"IF(I8710=\"w\",INDEX(ID!$L$8:$L$31,FBR!$D8710+1)*INDEX(ID!$L$35:$L$46,$B8710),0)","v":0},{"$f":"IF(I8710=\"h\",INDEX(ID!$M$8:$M$31,FBR!$D8710+1)*INDEX(ID!$M$35:$M$46,$B8710),0)","v":42},{"$f":"IF(I8710=\"w\",INDEX(ID!$N$8:$N$31,FBR!$D8710+1)*INDEX(ID!$N$35:$N$46,$B8710),0)","v":0},null,24.805184152243459,0,0,0]
[8701,12,29,12,363,52,"2014-12-29",2,"h",null,{"$f":"IF(I8711=\"h\",INDEX(ID!$K$8:$K$31,FBR!$D8711+1)*INDEX(ID!$K$35:$K$46,$B8711),0)","v":43},{"$f":"IF(I8711=\"w\",INDEX(ID!$L$8:$L$31,FBR!$D8711+1)*INDEX(ID!$L$35:$L$46,$B8711),0)","v":0},{"$f":"IF(I8711=\"h\",INDEX(ID!$M$8:$M$31,FBR!$D8711+1)*INDEX(ID!$M$35:$M$46,$B8711),0)","v":43},{"$f":"IF(I8711=\"w\",INDEX(ID!$N$8:$N$31,FBR!$D8711+1)*INDEX(ID!$N$35:$N$46,$B8711),0)","v":0},null,25.395783774915923,0,0,0]
[8702,12,29,13,363,52,"2014-12-29",2,"h",null,{"$f":"IF(I8712=\"h\",INDEX(ID!$K$8:$K$31,FBR!$D8712+1)*INDEX(ID!$K$35:$K$46,$B8712),0)","v":44},{"$f":"IF(I8712=\"w\",INDEX(ID!$L$8:$L$31,FBR!$D8712+1)*INDEX(ID!$L$35:$L$46,$B8712),0)","v":0},{"$f":"IF(I8712=\"h\",INDEX(ID!$M$8:$M$31,FBR!$D8712+1)*INDEX(ID!$M$35:$M$46,$B8712),0)","v":44},{"$f":"IF(I8712=\"w\",INDEX(ID!$N$8:$N$31,FBR!$D8712+1)*INDEX(ID!$N$35:$N$46,$B8712),0)","v":0},null,25.986383397588384,0,0,0]
[8703,12,29,14,363,52,"2014-12-29",2,"h",null,{"$f":"IF(I8713=\"h\",INDEX(ID!$K$8:$K$31,FBR!$D8713+1)*INDEX(ID!$K$35:$K$46,$B8713),0)","v":47},{"$f":"IF(I8713=\"w\",INDEX(ID!$L$8:$L$31,FBR!$D8713+1)*INDEX(ID!$L$35:$L$46,$B8713),0)","v":0},{"$f":"IF(I8713=\"h\",INDEX(ID!$M$8:$M$31,FBR!$D8713+1)*INDEX(ID!$M$35:$M$46,$B8713),0)","v":47},{"$f":"IF(I8713=\"w\",INDEX(ID!$N$8:$N$31,FBR!$D8713+1)*INDEX(ID!$N$35:$N$46,$B8713),0)","v":0},null,27.758182265605775,0,0,0]
[8704,12,29,15,363,52,"2014-12-29",2,"h",null,{"$f":"IF(I8714=\"h\",INDEX(ID!$K$8:$K$31,FBR!$D8714+1)*INDEX(ID!$K$35:$K$46,$B8714),0)","v":50},{"$f":"IF(I8714=\"w\",INDEX(ID!$L$8:$L$31,FBR!$D8714+1)*INDEX(ID!$L$35:$L$46,$B8714),0)","v":0},{"$f":"IF(I8714=\"h\",INDEX(ID!$M$8:$M$31,FBR!$D8714+1)*INDEX(ID!$M$35:$M$46,$B8714),0)","v":50},{"$f":"IF(I8714=\"w\",INDEX(ID!$N$8:$N$31,FBR!$D8714+1)*INDEX(ID!$N$35:$N$46,$B8714),0)","v":0},null,29.529981133623163,0,0,0]
[8705,12,29,16,363,52,"2014-12-29",{"$f":"WEEKDAY(G8715)","v":2},{"$f":"IF(OR(H8715=6,H8715=7),\"w\",\"h\")","v":"h"},null,{"$f":"IF(I8715=\"h\",INDEX(ID!$K$8:$K$31,FBR!$D8715+1)*INDEX(ID!$K$35:$K$46,$B8715),0)","v":53},{"$f":"IF(I8715=\"w\",INDEX(ID!$L$8:$L$31,FBR!$D8715+1)*INDEX(ID!$L$35:$L$46,$B8715),0)","v":0},{"$f":"IF(I8715=\"h\",INDEX(ID!$M$8:$M$31,FBR!$D8715+1)*INDEX(ID!$M$35:$M$46,$B8715),0)","v":53},{"$f":"IF(I8715=\"w\",INDEX(ID!$N$8:$N$31,FBR!$D8715+1)*INDEX(ID!$N$35:$N$46,$B8715),0)","v":0},null,{"$f":"K8715*(indvforbrug*antalbrugere)/($K$8789+$L$8789)","v":31.301780001640555},{"$f":"L8715*indvforbrug*antalbrugere/($K$8789+$L$8789)","v":0},{"$f":"M8715*fællesforbrug/($M$8789+$N$8789)","v":0},{"$f":"N8715*fællesforbrug/($M$8789+$N$8789)","v":0}]
[{"$f":"A8715+1","v":8706},12,29,17,363,52,{"$f":"DATE(2014,B8716,C8716)","v":"2014-12-29"},2,"h",null,{"$f":"IF(I8716=\"h\",INDEX(ID!$K$8:$K$31,FBR!$D8716+1)*INDEX(ID!$K$35:$K$46,$B8716),0)","v":62},{"$f":"IF(I8716=\"w\",INDEX(ID!$L$8:$L$31,FBR!$D8716+1)*INDEX(ID!$L$35:$L$46,$B8716),0)","v":0},{"$f":"IF(I8716=\"h\",INDEX(ID!$M$8:$M$31,FBR!$D8716+1)*INDEX(ID!$M$35:$M$46,$B8716),0)","v":62},{"$f":"IF(I8716=\"w\",INDEX(ID!$N$8:$N$31,FBR!$D8716+1)*INDEX(ID!$N$35:$N$46,$B8716),0)","v":0},null,36.617176605692727,0,0,0]
[8707,12,29,18,363,52,"2014-12-29",2,"h",null,{"$f":"IF(I8717=\"h\",INDEX(ID!$K$8:$K$31,FBR!$D8717+1)*INDEX(ID!$K$35:$K$46,$B8717),0)","v":65},{"$f":"IF(I8717=\"w\",INDEX(ID!$L$8:$L$31,FBR!$D8717+1)*INDEX(ID!$L$35:$L$46,$B8717),0)","v":0},{"$f":"IF(I8717=\"h\",INDEX(ID!$M$8:$M$31,FBR!$D8717+1)*INDEX(ID!$M$35:$M$46,$B8717),0)","v":65},{"$f":"IF(I8717=\"w\",INDEX(ID!$N$8:$N$31,FBR!$D8717+1)*INDEX(ID!$N$35:$N$46,$B8717),0)","v":0},null,38.388975473710111,0,0,0]
[8708,12,29,19,363,52,"2014-12-29",2,"h",null,{"$f":"IF(I8718=\"h\",INDEX(ID!$K$8:$K$31,FBR!$D8718+1)*INDEX(ID!$K$35:$K$46,$B8718),0)","v":60},{"$f":"IF(I8718=\"w\",INDEX(ID!$L$8:$L$31,FBR!$D8718+1)*INDEX(ID!$L$35:$L$46,$B8718),0)","v":0},{"$f":"IF(I8718=\"h\",INDEX(ID!$M$8:$M$31,FBR!$D8718+1)*INDEX(ID!$M$35:$M$46,$B8718),0)","v":60},{"$f":"IF(I8718=\"w\",INDEX(ID!$N$8:$N$31,FBR!$D8718+1)*INDEX(ID!$N$35:$N$46,$B8718),0)","v":0},null,35.435977360347799,0,0,0]
[8709,12,29,20,363,52,"2014-12-29",2,"h",null,{"$f":"IF(I8719=\"h\",INDEX(ID!$K$8:$K$31,FBR!$D8719+1)*INDEX(ID!$K$35:$K$46,$B8719),0)","v":53},{"$f":"IF(I8719=\"w\",INDEX(ID!$L$8:$L$31,FBR!$D8719+1)*INDEX(ID!$L$35:$L$46,$B8719),0)","v":0},{"$f":"IF(I8719=\"h\",INDEX(ID!$M$8:$M$31,FBR!$D8719+1)*INDEX(ID!$M$35:$M$46,$B8719),0)","v":53},{"$f":"IF(I8719=\"w\",INDEX(ID!$N$8:$N$31,FBR!$D8719+1)*INDEX(ID!$N$35:$N$46,$B8719),0)","v":0},null,31.301780001640555,0,0,0]
[8710,12,29,21,363,52,"2014-12-29",2,"h",null,{"$f":"IF(I8720=\"h\",INDEX(ID!$K$8:$K$31,FBR!$D8720+1)*INDEX(ID!$K$35:$K$46,$B8720),0)","v":50},{"$f":"IF(I8720=\"w\",INDEX(ID!$L$8:$L$31,FBR!$D8720+1)*INDEX(ID!$L$35:$L$46,$B8720),0)","v":0},{"$f":"IF(I8720=\"h\",INDEX(ID!$M$8:$M$31,FBR!$D8720+1)*INDEX(ID!$M$35:$M$46,$B8720),0)","v":50},{"$f":"IF(I8720=\"w\",INDEX(ID!$N$8:$N$31,FBR!$D8720+1)*INDEX(ID!$N$35:$N$46,$B8720),0)","v":0},null,29.529981133623163,0,0,0]
[8711,12,29,22,363,52,"2014-12-29",2,"h",null,{"$f":"IF(I8721=\"h\",INDEX(ID!$K$8:$K$31,FBR!$D8721+1)*INDEX(ID!$K$35:$K$46,$B8721),0)","v":45},{"$f":"IF(I8721=\"w\",INDEX(ID!$L$8:$L$31,FBR!$D8721+1)*INDEX(ID!$L$35:$L$46,$B8721),0)","v":0},{"$f":"IF(I8721=\"h\",INDEX(ID!$M$8:$M$31,FBR!$D8721+1)*INDEX(ID!$M$35:$M$46,$B8721),0)","v":45},{"$f":"IF(I8721=\"w\",INDEX(ID!$N$8:$N$31,FBR!$D8721+1)*INDEX(ID!$N$35:$N$46,$B8721),0)","v":0},null,26.576983020260847,0,0,0]
[8712,12,29,23,363,52,"2014-12-29",2,"h",null,{"$f":"IF(I8722=\"h\",INDEX(ID!$K$8:$K$31,FBR!$D8722+1)*INDEX(ID!$K$35:$K$46,$B8722),0)","v":40},{"$f":"IF(I8722=\"w\",INDEX(ID!$L$8:$L$31,FBR!$D8722+1)*INDEX(ID!$L$35:$L$46,$B8722),0)","v":0},{"$f":"IF(I8722=\"h\",INDEX(ID!$M$8:$M$31,FBR!$D8722+1)*INDEX(ID!$M$35:$M$46,$B8722),0)","v":40},{"$f":"IF(I8722=\"w\",INDEX(ID!$N$8:$N$31,FBR!$D8722+1)*INDEX(ID!$N$35:$N$46,$B8722),0)","v":0},null,23.623984906898531,0,0,0]
[8713,12,30,0,364,52,"2014-12-30",3,"h",null,{"$f":"IF(I8723=\"h\",INDEX(ID!$K$8:$K$31,FBR!$D8723+1)*INDEX(ID!$K$35:$K$46,$B8723),0)","v":35},{"$f":"IF(I8723=\"w\",INDEX(ID!$L$8:$L$31,FBR!$D8723+1)*INDEX(ID!$L$35:$L$46,$B8723),0)","v":0},{"$f":"IF(I8723=\"h\",INDEX(ID!$M$8:$M$31,FBR!$D8723+1)*INDEX(ID!$M$35:$M$46,$B8723),0)","v":35},{"$f":"IF(I8723=\"w\",INDEX(ID!$N$8:$N$31,FBR!$D8723+1)*INDEX(ID!$N$35:$N$46,$B8723),0)","v":0},null,20.670986793536215,0,0,0]
[8714,12,30,1,364,52,"2014-12-30",3,"h",null,{"$f":"IF(I8724=\"h\",INDEX(ID!$K$8:$K$31,FBR!$D8724+1)*INDEX(ID!$K$35:$K$46,$B8724),0)","v":30},{"$f":"IF(I8724=\"w\",INDEX(ID!$L$8:$L$31,FBR!$D8724+1)*INDEX(ID!$L$35:$L$46,$B8724),0)","v":0},{"$f":"IF(I8724=\"h\",INDEX(ID!$M$8:$M$31,FBR!$D8724+1)*INDEX(ID!$M$35:$M$46,$B8724),0)","v":30},{"$f":"IF(I8724=\"w\",INDEX(ID!$N$8:$N$31,FBR!$D8724+1)*INDEX(ID!$N$35:$N$46,$B8724),0)","v":0},null,17.717988680173899,0,0,0]
[8715,12,30,2,364,52,"2014-12-30",3,"h",null,{"$f":"IF(I8725=\"h\",INDEX(ID!$K$8:$K$31,FBR!$D8725+1)*INDEX(ID!$K$35:$K$46,$B8725),0)","v":28},{"$f":"IF(I8725=\"w\",INDEX(ID!$L$8:$L$31,FBR!$D8725+1)*INDEX(ID!$L$35:$L$46,$B8725),0)","v":0},{"$f":"IF(I8725=\"h\",INDEX(ID!$M$8:$M$31,FBR!$D8725+1)*INDEX(ID!$M$35:$M$46,$B8725),0)","v":28},{"$f":"IF(I8725=\"w\",INDEX(ID!$N$8:$N$31,FBR!$D8725+1)*INDEX(ID!$N$35:$N$46,$B8725),0)","v":0},null,16.536789434828972,0,0,0]
[8716,12,30,3,364,52,"2014-12-30",3,"h",null,{"$f":"IF(I8726=\"h\",INDEX(ID!$K$8:$K$31,FBR!$D8726+1)*INDEX(ID!$K$35:$K$46,$B8726),0)","v":27},{"$f":"IF(I8726=\"w\",INDEX(ID!$L$8:$L$31,FBR!$D8726+1)*INDEX(ID!$L$35:$L$46,$B8726),0)","v":0},{"$f":"IF(I8726=\"h\",INDEX(ID!$M$8:$M$31,FBR!$D8726+1)*INDEX(ID!$M$35:$M$46,$B8726),0)","v":27},{"$f":"IF(I8726=\"w\",INDEX(ID!$N$8:$N$31,FBR!$D8726+1)*INDEX(ID!$N$35:$N$46,$B8726),0)","v":0},null,15.94618981215651,0,0,0]
[8717,12,30,4,364,52,"2014-12-30",3,"h",null,{"$f":"IF(I8727=\"h\",INDEX(ID!$K$8:$K$31,FBR!$D8727+1)*INDEX(ID!$K$35:$K$46,$B8727),0)","v":27},{"$f":"IF(I8727=\"w\",INDEX(ID!$L$8:$L$31,FBR!$D8727+1)*INDEX(ID!$L$35:$L$46,$B8727),0)","v":0},{"$f":"IF(I8727=\"h\",INDEX(ID!$M$8:$M$31,FBR!$D8727+1)*INDEX(ID!$M$35:$M$46,$B8727),0)","v":27},{"$f":"IF(I8727=\"w\",INDEX(ID!$N$8:$N$31,FBR!$D8727+1)*INDEX(ID!$N$35:$N$46,$B8727),0)","v":0},null,15.94618981215651,0,0,0]
[8718,12,30,5,364,52,"2014-12-30",3,"h",null,{"$f":"IF(I8728=\"h\",INDEX(ID!$K$8:$K$31,FBR!$D8728+1)*INDEX(ID!$K$35:$K$46,$B8728),0)","v":27},{"$f":"IF(I8728=\"w\",INDEX(ID!$L$8:$L$31,FBR!$D8728+1)*INDEX(ID!$L$35:$L$46,$B8728),0)","v":0},{"$f":"IF(I8728=\"h\",INDEX(ID!$M$8:$M$31,FBR!$D8728+1)*INDEX(ID!$M$35:$M$46,$B8728),0)","v":27},{"$f":"IF(I8728=\"w\",INDEX(ID!$N$8:$N$31,FBR!$D8728+1)*INDEX(ID!$N$35:$N$46,$B8728),0)","v":0},null,15.94618981215651,0,0,0]
[8719,12,30,6,364,52,"2014-12-30",3,"h",null,{"$f":"IF(I8729=\"h\",INDEX(ID!$K$8:$K$31,FBR!$D8729+1)*INDEX(ID!$K$35:$K$46,$B8729),0)","v":29},{"$f":"IF(I8729=\"w\",INDEX(ID!$L$8:$L$31,FBR!$D8729+1)*INDEX(ID!$L$35:$L$46,$B8729),0)","v":0},{"$f":"IF(I8729=\"h\",INDEX(ID!$M$8:$M$31,FBR!$D8729+1)*INDEX(ID!$M$35:$M$46,$B8729),0)","v":29},{"$f":"IF(I8729=\"w\",INDEX(ID!$N$8:$N$31,FBR!$D8729+1)*INDEX(ID!$N$35:$N$46,$B8729),0)","v":0},null,17.127389057501436,0,0,0]
[8720,12,30,7,364,52,"2014-12-30",3,"h",null,{"$f":"IF(I8730=\"h\",INDEX(ID!$K$8:$K$31,FBR!$D8730+1)*INDEX(ID!$K$35:$K$46,$B8730),0)","v":32},{"$f":"IF(I8730=\"w\",INDEX(ID!$L$8:$L$31,FBR!$D8730+1)*INDEX(ID!$L$35:$L$46,$B8730),0)","v":0},{"$f":"IF(I8730=\"h\",INDEX(ID!$M$8:$M$31,FBR!$D8730+1)*INDEX(ID!$M$35:$M$46,$B8730),0)","v":32},{"$f":"IF(I8730=\"w\",INDEX(ID!$N$8:$N$31,FBR!$D8730+1)*INDEX(ID!$N$35:$N$46,$B8730),0)","v":0},null,18.899187925518824,0,0,0]
[8721,12,30,8,364,52,"2014-12-30",3,"h",null,{"$f":"IF(I8731=\"h\",INDEX(ID!$K$8:$K$31,FBR!$D8731+1)*INDEX(ID!$K$35:$K$46,$B8731),0)","v":35},{"$f":"IF(I8731=\"w\",INDEX(ID!$L$8:$L$31,FBR!$D8731+1)*INDEX(ID!$L$35:$L$46,$B8731),0)","v":0},{"$f":"IF(I8731=\"h\",INDEX(ID!$M$8:$M$31,FBR!$D8731+1)*INDEX(ID!$M$35:$M$46,$B8731),0)","v":35},{"$f":"IF(I8731=\"w\",INDEX(ID!$N$8:$N$31,FBR!$D8731+1)*INDEX(ID!$N$35:$N$46,$B8731),0)","v":0},null,20.670986793536215,0,0,0]
[8722,12,30,9,364,52,"2014-12-30",3,"h",null,{"$f":"IF(I8732=\"h\",INDEX(ID!$K$8:$K$31,FBR!$D8732+1)*INDEX(ID!$K$35:$K$46,$B8732),0)","v":38},{"$f":"IF(I8732=\"w\",INDEX(ID!$L$8:$L$31,FBR!$D8732+1)*INDEX(ID!$L$35:$L$46,$B8732),0)","v":0},{"$f":"IF(I8732=\"h\",INDEX(ID!$M$8:$M$31,FBR!$D8732+1)*INDEX(ID!$M$35:$M$46,$B8732),0)","v":38},{"$f":"IF(I8732=\"w\",INDEX(ID!$N$8:$N$31,FBR!$D8732+1)*INDEX(ID!$N$35:$N$46,$B8732),0)","v":0},null,22.442785661553604,0,0,0]
[8723,12,30,10,364,52,"2014-12-30",3,"h",null,{"$f":"IF(I8733=\"h\",INDEX(ID!$K$8:$K$31,FBR!$D8733+1)*INDEX(ID!$K$35:$K$46,$B8733),0)","v":40},{"$f":"IF(I8733=\"w\",INDEX(ID!$L$8:$L$31,FBR!$D8733+1)*INDEX(ID!$L$35:$L$46,$B8733),0)","v":0},{"$f":"IF(I8733=\"h\",INDEX(ID!$M$8:$M$31,FBR!$D8733+1)*INDEX(ID!$M$35:$M$46,$B8733),0)","v":40},{"$f":"IF(I8733=\"w\",INDEX(ID!$N$8:$N$31,FBR!$D8733+1)*INDEX(ID!$N$35:$N$46,$B8733),0)","v":0},null,23.623984906898531,0,0,0]
[8724,12,30,11,364,52,"2014-12-30",3,"h",null,{"$f":"IF(I8734=\"h\",INDEX(ID!$K$8:$K$31,FBR!$D8734+1)*INDEX(ID!$K$35:$K$46,$B8734),0)","v":42},{"$f":"IF(I8734=\"w\",INDEX(ID!$L$8:$L$31,FBR!$D8734+1)*INDEX(ID!$L$35:$L$46,$B8734),0)","v":0},{"$f":"IF(I8734=\"h\",INDEX(ID!$M$8:$M$31,FBR!$D8734+1)*INDEX(ID!$M$35:$M$46,$B8734),0)","v":42},{"$f":"IF(I8734=\"w\",INDEX(ID!$N$8:$N$31,FBR!$D8734+1)*INDEX(ID!$N$35:$N$46,$B8734),0)","v":0},null,24.805184152243459,0,0,0]
[8725,12,30,12,364,52,"2014-12-30",3,"h",null,{"$f":"IF(I8735=\"h\",INDEX(ID!$K$8:$K$31,FBR!$D8735+1)*INDEX(ID!$K$35:$K$46,$B8735),0)","v":43},{"$f":"IF(I8735=\"w\",INDEX(ID!$L$8:$L$31,FBR!$D8735+1)*INDEX(ID!$L$35:$L$46,$B8735),0)","v":0},{"$f":"IF(I8735=\"h\",INDEX(ID!$M$8:$M$31,FBR!$D8735+1)*INDEX(ID!$M$35:$M$46,$B8735),0)","v":43},{"$f":"IF(I8735=\"w\",INDEX(ID!$N$8:$N$31,FBR!$D8735+1)*INDEX(ID!$N$35:$N$46,$B8735),0)","v":0},null,25.395783774915923,0,0,0]
[8726,12,30,13,364,52,"2014-12-30",3,"h",null,{"$f":"IF(I8736=\"h\",INDEX(ID!$K$8:$K$31,FBR!$D8736+1)*INDEX(ID!$K$35:$K$46,$B8736),0)","v":44},{"$f":"IF(I8736=\"w\",INDEX(ID!$L$8:$L$31,FBR!$D8736+1)*INDEX(ID!$L$35:$L$46,$B8736),0)","v":0},{"$f":"IF(I8736=\"h\",INDEX(ID!$M$8:$M$31,FBR!$D8736+1)*INDEX(ID!$M$35:$M$46,$B8736),0)","v":44},{"$f":"IF(I8736=\"w\",INDEX(ID!$N$8:$N$31,FBR!$D8736+1)*INDEX(ID!$N$35:$N$46,$B8736),0)","v":0},null,25.986383397588384,0,0,0]
[8727,12,30,14,364,52,"2014-12-30",3,"h",null,{"$f":"IF(I8737=\"h\",INDEX(ID!$K$8:$K$31,FBR!$D8737+1)*INDEX(ID!$K$35:$K$46,$B8737),0)","v":47},{"$f":"IF(I8737=\"w\",INDEX(ID!$L$8:$L$31,FBR!$D8737+1)*INDEX(ID!$L$35:$L$46,$B8737),0)","v":0},{"$f":"IF(I8737=\"h\",INDEX(ID!$M$8:$M$31,FBR!$D8737+1)*INDEX(ID!$M$35:$M$46,$B8737),0)","v":47},{"$f":"IF(I8737=\"w\",INDEX(ID!$N$8:$N$31,FBR!$D8737+1)*INDEX(ID!$N$35:$N$46,$B8737),0)","v":0},null,27.758182265605775,0,0,0]
[8728,12,30,15,364,52,"2014-12-30",3,"h",null,{"$f":"IF(I8738=\"h\",INDEX(ID!$K$8:$K$31,FBR!$D8738+1)*INDEX(ID!$K$35:$K$46,$B8738),0)","v":50},{"$f":"IF(I8738=\"w\",INDEX(ID!$L$8:$L$31,FBR!$D8738+1)*INDEX(ID!$L$35:$L$46,$B8738),0)","v":0},{"$f":"IF(I8738=\"h\",INDEX(ID!$M$8:$M$31,FBR!$D8738+1)*INDEX(ID!$M$35:$M$46,$B8738),0)","v":50},{"$f":"IF(I8738=\"w\",INDEX(ID!$N$8:$N$31,FBR!$D8738+1)*INDEX(ID!$N$35:$N$46,$B8738),0)","v":0},null,29.529981133623163,0,0,0]
[8729,12,30,16,364,52,"2014-12-30",3,"h",null,{"$f":"IF(I8739=\"h\",INDEX(ID!$K$8:$K$31,FBR!$D8739+1)*INDEX(ID!$K$35:$K$46,$B8739),0)","v":53},{"$f":"IF(I8739=\"w\",INDEX(ID!$L$8:$L$31,FBR!$D8739+1)*INDEX(ID!$L$35:$L$46,$B8739),0)","v":0},{"$f":"IF(I8739=\"h\",INDEX(ID!$M$8:$M$31,FBR!$D8739+1)*INDEX(ID!$M$35:$M$46,$B8739),0)","v":53},{"$f":"IF(I8739=\"w\",INDEX(ID!$N$8:$N$31,FBR!$D8739+1)*INDEX(ID!$N$35:$N$46,$B8739),0)","v":0},null,31.301780001640555,0,0,0]
[8730,12,30,17,{"$f":"E8716+1","v":364},52,"2014-12-30",3,"h",null,{"$f":"IF(I8740=\"h\",INDEX(ID!$K$8:$K$31,FBR!$D8740+1)*INDEX(ID!$K$35:$K$46,$B8740),0)","v":62},{"$f":"IF(I8740=\"w\",INDEX(ID!$L$8:$L$31,FBR!$D8740+1)*INDEX(ID!$L$35:$L$46,$B8740),0)","v":0},{"$f":"IF(I8740=\"h\",INDEX(ID!$M$8:$M$31,FBR!$D8740+1)*INDEX(ID!$M$35:$M$46,$B8740),0)","v":62},{"$f":"IF(I8740=\"w\",INDEX(ID!$N$8:$N$31,FBR!$D8740+1)*INDEX(ID!$N$35:$N$46,$B8740),0)","v":0},null,36.617176605692727,0,0,0]
[8731,12,30,18,364,52,"2014-12-30",3,"h",null,{"$f":"IF(I8741=\"h\",INDEX(ID!$K$8:$K$31,FBR!$D8741+1)*INDEX(ID!$K$35:$K$46,$B8741),0)","v":65},{"$f":"IF(I8741=\"w\",INDEX(ID!$L$8:$L$31,FBR!$D8741+1)*INDEX(ID!$L$35:$L$46,$B8741),0)","v":0},{"$f":"IF(I8741=\"h\",INDEX(ID!$M$8:$M$31,FBR!$D8741+1)*INDEX(ID!$M$35:$M$46,$B8741),0)","v":65},{"$f":"IF(I8741=\"w\",INDEX(ID!$N$8:$N$31,FBR!$D8741+1)*INDEX(ID!$N$35:$N$46,$B8741),0)","v":0},null,38.388975473710111,0,0,0]
[8732,12,30,19,364,52,"2014-12-30",3,"h",null,{"$f":"IF(I8742=\"h\",INDEX(ID!$K$8:$K$31,FBR!$D8742+1)*INDEX(ID!$K$35:$K$46,$B8742),0)","v":60},{"$f":"IF(I8742=\"w\",INDEX(ID!$L$8:$L$31,FBR!$D8742+1)*INDEX(ID!$L$35:$L$46,$B8742),0)","v":0},{"$f":"IF(I8742=\"h\",INDEX(ID!$M$8:$M$31,FBR!$D8742+1)*INDEX(ID!$M$35:$M$46,$B8742),0)","v":60},{"$f":"IF(I8742=\"w\",INDEX(ID!$N$8:$N$31,FBR!$D8742+1)*INDEX(ID!$N$35:$N$46,$B8742),0)","v":0},null,35.435977360347799,0,0,0]
[8733,12,30,20,364,52,"2014-12-30",3,"h",null,{"$f":"IF(I8743=\"h\",INDEX(ID!$K$8:$K$31,FBR!$D8743+1)*INDEX(ID!$K$35:$K$46,$B8743),0)","v":53},{"$f":"IF(I8743=\"w\",INDEX(ID!$L$8:$L$31,FBR!$D8743+1)*INDEX(ID!$L$35:$L$46,$B8743),0)","v":0},{"$f":"IF(I8743=\"h\",INDEX(ID!$M$8:$M$31,FBR!$D8743+1)*INDEX(ID!$M$35:$M$46,$B8743),0)","v":53},{"$f":"IF(I8743=\"w\",INDEX(ID!$N$8:$N$31,FBR!$D8743+1)*INDEX(ID!$N$35:$N$46,$B8743),0)","v":0},null,31.301780001640555,0,0,0]
[8734,12,30,21,364,52,"2014-12-30",3,"h",null,{"$f":"IF(I8744=\"h\",INDEX(ID!$K$8:$K$31,FBR!$D8744+1)*INDEX(ID!$K$35:$K$46,$B8744),0)","v":50},{"$f":"IF(I8744=\"w\",INDEX(ID!$L$8:$L$31,FBR!$D8744+1)*INDEX(ID!$L$35:$L$46,$B8744),0)","v":0},{"$f":"IF(I8744=\"h\",INDEX(ID!$M$8:$M$31,FBR!$D8744+1)*INDEX(ID!$M$35:$M$46,$B8744),0)","v":50},{"$f":"IF(I8744=\"w\",INDEX(ID!$N$8:$N$31,FBR!$D8744+1)*INDEX(ID!$N$35:$N$46,$B8744),0)","v":0},null,29.529981133623163,0,0,0]
[8735,12,30,22,364,52,"2014-12-30",3,"h",null,{"$f":"IF(I8745=\"h\",INDEX(ID!$K$8:$K$31,FBR!$D8745+1)*INDEX(ID!$K$35:$K$46,$B8745),0)","v":45},{"$f":"IF(I8745=\"w\",INDEX(ID!$L$8:$L$31,FBR!$D8745+1)*INDEX(ID!$L$35:$L$46,$B8745),0)","v":0},{"$f":"IF(I8745=\"h\",INDEX(ID!$M$8:$M$31,FBR!$D8745+1)*INDEX(ID!$M$35:$M$46,$B8745),0)","v":45},{"$f":"IF(I8745=\"w\",INDEX(ID!$N$8:$N$31,FBR!$D8745+1)*INDEX(ID!$N$35:$N$46,$B8745),0)","v":0},null,26.576983020260847,0,0,0]
[8736,12,30,23,364,52,"2014-12-30",3,"h",null,{"$f":"IF(I8746=\"h\",INDEX(ID!$K$8:$K$31,FBR!$D8746+1)*INDEX(ID!$K$35:$K$46,$B8746),0)","v":40},{"$f":"IF(I8746=\"w\",INDEX(ID!$L$8:$L$31,FBR!$D8746+1)*INDEX(ID!$L$35:$L$46,$B8746),0)","v":0},{"$f":"IF(I8746=\"h\",INDEX(ID!$M$8:$M$31,FBR!$D8746+1)*INDEX(ID!$M$35:$M$46,$B8746),0)","v":40},{"$f":"IF(I8746=\"w\",INDEX(ID!$N$8:$N$31,FBR!$D8746+1)*INDEX(ID!$N$35:$N$46,$B8746),0)","v":0},null,23.623984906898531,0,0,0]
[8737,12,31,0,365,53,"2014-12-31",4,"h",null,{"$f":"IF(I8747=\"h\",INDEX(ID!$K$8:$K$31,FBR!$D8747+1)*INDEX(ID!$K$35:$K$46,$B8747),0)","v":35},{"$f":"IF(I8747=\"w\",INDEX(ID!$L$8:$L$31,FBR!$D8747+1)*INDEX(ID!$L$35:$L$46,$B8747),0)","v":0},{"$f":"IF(I8747=\"h\",INDEX(ID!$M$8:$M$31,FBR!$D8747+1)*INDEX(ID!$M$35:$M$46,$B8747),0)","v":35},{"$f":"IF(I8747=\"w\",INDEX(ID!$N$8:$N$31,FBR!$D8747+1)*INDEX(ID!$N$35:$N$46,$B8747),0)","v":0},null,20.670986793536215,0,0,0]
[8738,12,31,1,365,53,"2014-12-31",4,"h",null,{"$f":"IF(I8748=\"h\",INDEX(ID!$K$8:$K$31,FBR!$D8748+1)*INDEX(ID!$K$35:$K$46,$B8748),0)","v":30},{"$f":"IF(I8748=\"w\",INDEX(ID!$L$8:$L$31,FBR!$D8748+1)*INDEX(ID!$L$35:$L$46,$B8748),0)","v":0},{"$f":"IF(I8748=\"h\",INDEX(ID!$M$8:$M$31,FBR!$D8748+1)*INDEX(ID!$M$35:$M$46,$B8748),0)","v":30},{"$f":"IF(I8748=\"w\",INDEX(ID!$N$8:$N$31,FBR!$D8748+1)*INDEX(ID!$N$35:$N$46,$B8748),0)","v":0},null,17.717988680173899,0,0,0]
[8739,12,31,2,365,53,"2014-12-31",4,"h",null,{"$f":"IF(I8749=\"h\",INDEX(ID!$K$8:$K$31,FBR!$D8749+1)*INDEX(ID!$K$35:$K$46,$B8749),0)","v":28},{"$f":"IF(I8749=\"w\",INDEX(ID!$L$8:$L$31,FBR!$D8749+1)*INDEX(ID!$L$35:$L$46,$B8749),0)","v":0},{"$f":"IF(I8749=\"h\",INDEX(ID!$M$8:$M$31,FBR!$D8749+1)*INDEX(ID!$M$35:$M$46,$B8749),0)","v":28},{"$f":"IF(I8749=\"w\",INDEX(ID!$N$8:$N$31,FBR!$D8749+1)*INDEX(ID!$N$35:$N$46,$B8749),0)","v":0},null,16.536789434828972,0,0,0]
[8740,12,31,3,365,53,"2014-12-31",4,"h",null,{"$f":"IF(I8750=\"h\",INDEX(ID!$K$8:$K$31,FBR!$D8750+1)*INDEX(ID!$K$35:$K$46,$B8750),0)","v":27},{"$f":"IF(I8750=\"w\",INDEX(ID!$L$8:$L$31,FBR!$D8750+1)*INDEX(ID!$L$35:$L$46,$B8750),0)","v":0},{"$f":"IF(I8750=\"h\",INDEX(ID!$M$8:$M$31,FBR!$D8750+1)*INDEX(ID!$M$35:$M$46,$B8750),0)","v":27},{"$f":"IF(I8750=\"w\",INDEX(ID!$N$8:$N$31,FBR!$D8750+1)*INDEX(ID!$N$35:$N$46,$B8750),0)","v":0},null,15.94618981215651,0,0,0]
[8741,12,31,4,365,53,"2014-12-31",4,"h",null,{"$f":"IF(I8751=\"h\",INDEX(ID!$K$8:$K$31,FBR!$D8751+1)*INDEX(ID!$K$35:$K$46,$B8751),0)","v":27},{"$f":"IF(I8751=\"w\",INDEX(ID!$L$8:$L$31,FBR!$D8751+1)*INDEX(ID!$L$35:$L$46,$B8751),0)","v":0},{"$f":"IF(I8751=\"h\",INDEX(ID!$M$8:$M$31,FBR!$D8751+1)*INDEX(ID!$M$35:$M$46,$B8751),0)","v":27},{"$f":"IF(I8751=\"w\",INDEX(ID!$N$8:$N$31,FBR!$D8751+1)*INDEX(ID!$N$35:$N$46,$B8751),0)","v":0},null,15.94618981215651,0,0,0]
[8742,12,31,5,365,53,"2014-12-31",4,"h",null,{"$f":"IF(I8752=\"h\",INDEX(ID!$K$8:$K$31,FBR!$D8752+1)*INDEX(ID!$K$35:$K$46,$B8752),0)","v":27},{"$f":"IF(I8752=\"w\",INDEX(ID!$L$8:$L$31,FBR!$D8752+1)*INDEX(ID!$L$35:$L$46,$B8752),0)","v":0},{"$f":"IF(I8752=\"h\",INDEX(ID!$M$8:$M$31,FBR!$D8752+1)*INDEX(ID!$M$35:$M$46,$B8752),0)","v":27},{"$f":"IF(I8752=\"w\",INDEX(ID!$N$8:$N$31,FBR!$D8752+1)*INDEX(ID!$N$35:$N$46,$B8752),0)","v":0},null,15.94618981215651,0,0,0]
[8743,12,31,6,365,53,"2014-12-31",4,"h",null,{"$f":"IF(I8753=\"h\",INDEX(ID!$K$8:$K$31,FBR!$D8753+1)*INDEX(ID!$K$35:$K$46,$B8753),0)","v":29},{"$f":"IF(I8753=\"w\",INDEX(ID!$L$8:$L$31,FBR!$D8753+1)*INDEX(ID!$L$35:$L$46,$B8753),0)","v":0},{"$f":"IF(I8753=\"h\",INDEX(ID!$M$8:$M$31,FBR!$D8753+1)*INDEX(ID!$M$35:$M$46,$B8753),0)","v":29},{"$f":"IF(I8753=\"w\",INDEX(ID!$N$8:$N$31,FBR!$D8753+1)*INDEX(ID!$N$35:$N$46,$B8753),0)","v":0},null,17.127389057501436,0,0,0]
[8744,12,31,7,365,53,"2014-12-31",4,"h",null,{"$f":"IF(I8754=\"h\",INDEX(ID!$K$8:$K$31,FBR!$D8754+1)*INDEX(ID!$K$35:$K$46,$B8754),0)","v":32},{"$f":"IF(I8754=\"w\",INDEX(ID!$L$8:$L$31,FBR!$D8754+1)*INDEX(ID!$L$35:$L$46,$B8754),0)","v":0},{"$f":"IF(I8754=\"h\",INDEX(ID!$M$8:$M$31,FBR!$D8754+1)*INDEX(ID!$M$35:$M$46,$B8754),0)","v":32},{"$f":"IF(I8754=\"w\",INDEX(ID!$N$8:$N$31,FBR!$D8754+1)*INDEX(ID!$N$35:$N$46,$B8754),0)","v":0},null,18.899187925518824,0,0,0]
[8745,12,31,8,365,53,"2014-12-31",4,"h",null,{"$f":"IF(I8755=\"h\",INDEX(ID!$K$8:$K$31,FBR!$D8755+1)*INDEX(ID!$K$35:$K$46,$B8755),0)","v":35},{"$f":"IF(I8755=\"w\",INDEX(ID!$L$8:$L$31,FBR!$D8755+1)*INDEX(ID!$L$35:$L$46,$B8755),0)","v":0},{"$f":"IF(I8755=\"h\",INDEX(ID!$M$8:$M$31,FBR!$D8755+1)*INDEX(ID!$M$35:$M$46,$B8755),0)","v":35},{"$f":"IF(I8755=\"w\",INDEX(ID!$N$8:$N$31,FBR!$D8755+1)*INDEX(ID!$N$35:$N$46,$B8755),0)","v":0},null,20.670986793536215,0,0,0]
[8746,12,31,9,365,{"$f":"F8588+1","v":53},"2014-12-31",4,"h",null,{"$f":"IF(I8756=\"h\",INDEX(ID!$K$8:$K$31,FBR!$D8756+1)*INDEX(ID!$K$35:$K$46,$B8756),0)","v":38},{"$f":"IF(I8756=\"w\",INDEX(ID!$L$8:$L$31,FBR!$D8756+1)*INDEX(ID!$L$35:$L$46,$B8756),0)","v":0},{"$f":"IF(I8756=\"h\",INDEX(ID!$M$8:$M$31,FBR!$D8756+1)*INDEX(ID!$M$35:$M$46,$B8756),0)","v":38},{"$f":"IF(I8756=\"w\",INDEX(ID!$N$8:$N$31,FBR!$D8756+1)*INDEX(ID!$N$35:$N$46,$B8756),0)","v":0},null,22.442785661553604,0,0,0]
[8747,12,31,10,365,53,"2014-12-31",4,"h",null,{"$f":"IF(I8757=\"h\",INDEX(ID!$K$8:$K$31,FBR!$D8757+1)*INDEX(ID!$K$35:$K$46,$B8757),0)","v":40},{"$f":"IF(I8757=\"w\",INDEX(ID!$L$8:$L$31,FBR!$D8757+1)*INDEX(ID!$L$35:$L$46,$B8757),0)","v":0},{"$f":"IF(I8757=\"h\",INDEX(ID!$M$8:$M$31,FBR!$D8757+1)*INDEX(ID!$M$35:$M$46,$B8757),0)","v":40},{"$f":"IF(I8757=\"w\",INDEX(ID!$N$8:$N$31,FBR!$D8757+1)*INDEX(ID!$N$35:$N$46,$B8757),0)","v":0},null,23.623984906898531,0,0,0]
[8748,12,31,11,365,53,"2014-12-31",4,"h",null,{"$f":"IF(I8758=\"h\",INDEX(ID!$K$8:$K$31,FBR!$D8758+1)*INDEX(ID!$K$35:$K$46,$B8758),0)","v":42},{"$f":"IF(I8758=\"w\",INDEX(ID!$L$8:$L$31,FBR!$D8758+1)*INDEX(ID!$L$35:$L$46,$B8758),0)","v":0},{"$f":"IF(I8758=\"h\",INDEX(ID!$M$8:$M$31,FBR!$D8758+1)*INDEX(ID!$M$35:$M$46,$B8758),0)","v":42},{"$f":"IF(I8758=\"w\",INDEX(ID!$N$8:$N$31,FBR!$D8758+1)*INDEX(ID!$N$35:$N$46,$B8758),0)","v":0},null,24.805184152243459,0,0,0]
[8749,12,31,12,365,53,"2014-12-31",4,"h",null,{"$f":"IF(I8759=\"h\",INDEX(ID!$K$8:$K$31,FBR!$D8759+1)*INDEX(ID!$K$35:$K$46,$B8759),0)","v":43},{"$f":"IF(I8759=\"w\",INDEX(ID!$L$8:$L$31,FBR!$D8759+1)*INDEX(ID!$L$35:$L$46,$B8759),0)","v":0},{"$f":"IF(I8759=\"h\",INDEX(ID!$M$8:$M$31,FBR!$D8759+1)*INDEX(ID!$M$35:$M$46,$B8759),0)","v":43},{"$f":"IF(I8759=\"w\",INDEX(ID!$N$8:$N$31,FBR!$D8759+1)*INDEX(ID!$N$35:$N$46,$B8759),0)","v":0},null,25.395783774915923,0,0,0]
[8750,12,31,13,365,53,"2014-12-31",4,"h",null,{"$f":"IF(I8760=\"h\",INDEX(ID!$K$8:$K$31,FBR!$D8760+1)*INDEX(ID!$K$35:$K$46,$B8760),0)","v":44},{"$f":"IF(I8760=\"w\",INDEX(ID!$L$8:$L$31,FBR!$D8760+1)*INDEX(ID!$L$35:$L$46,$B8760),0)","v":0},{"$f":"IF(I8760=\"h\",INDEX(ID!$M$8:$M$31,FBR!$D8760+1)*INDEX(ID!$M$35:$M$46,$B8760),0)","v":44},{"$f":"IF(I8760=\"w\",INDEX(ID!$N$8:$N$31,FBR!$D8760+1)*INDEX(ID!$N$35:$N$46,$B8760),0)","v":0},null,25.986383397588384,0,0,0]
[8751,12,31,14,365,53,"2014-12-31",4,"h",null,{"$f":"IF(I8761=\"h\",INDEX(ID!$K$8:$K$31,FBR!$D8761+1)*INDEX(ID!$K$35:$K$46,$B8761),0)","v":47},{"$f":"IF(I8761=\"w\",INDEX(ID!$L$8:$L$31,FBR!$D8761+1)*INDEX(ID!$L$35:$L$46,$B8761),0)","v":0},{"$f":"IF(I8761=\"h\",INDEX(ID!$M$8:$M$31,FBR!$D8761+1)*INDEX(ID!$M$35:$M$46,$B8761),0)","v":47},{"$f":"IF(I8761=\"w\",INDEX(ID!$N$8:$N$31,FBR!$D8761+1)*INDEX(ID!$N$35:$N$46,$B8761),0)","v":0},null,27.758182265605775,0,0,0]
[8752,12,31,15,365,53,"2014-12-31",4,"h",null,{"$f":"IF(I8762=\"h\",INDEX(ID!$K$8:$K$31,FBR!$D8762+1)*INDEX(ID!$K$35:$K$46,$B8762),0)","v":50},{"$f":"IF(I8762=\"w\",INDEX(ID!$L$8:$L$31,FBR!$D8762+1)*INDEX(ID!$L$35:$L$46,$B8762),0)","v":0},{"$f":"IF(I8762=\"h\",INDEX(ID!$M$8:$M$31,FBR!$D8762+1)*INDEX(ID!$M$35:$M$46,$B8762),0)","v":50},{"$f":"IF(I8762=\"w\",INDEX(ID!$N$8:$N$31,FBR!$D8762+1)*INDEX(ID!$N$35:$N$46,$B8762),0)","v":0},null,29.529981133623163,0,0,0]
[8753,12,31,16,365,53,"2014-12-31",4,"h",null,{"$f":"IF(I8763=\"h\",INDEX(ID!$K$8:$K$31,FBR!$D8763+1)*INDEX(ID!$K$35:$K$46,$B8763),0)","v":53},{"$f":"IF(I8763=\"w\",INDEX(ID!$L$8:$L$31,FBR!$D8763+1)*INDEX(ID!$L$35:$L$46,$B8763),0)","v":0},{"$f":"IF(I8763=\"h\",INDEX(ID!$M$8:$M$31,FBR!$D8763+1)*INDEX(ID!$M$35:$M$46,$B8763),0)","v":53},{"$f":"IF(I8763=\"w\",INDEX(ID!$N$8:$N$31,FBR!$D8763+1)*INDEX(ID!$N$35:$N$46,$B8763),0)","v":0},null,31.301780001640555,0,0,0]
[8754,12,31,17,365,53,"2014-12-31",4,"h",null,{"$f":"IF(I8764=\"h\",INDEX(ID!$K$8:$K$31,FBR!$D8764+1)*INDEX(ID!$K$35:$K$46,$B8764),0)","v":62},{"$f":"IF(I8764=\"w\",INDEX(ID!$L$8:$L$31,FBR!$D8764+1)*INDEX(ID!$L$35:$L$46,$B8764),0)","v":0},{"$f":"IF(I8764=\"h\",INDEX(ID!$M$8:$M$31,FBR!$D8764+1)*INDEX(ID!$M$35:$M$46,$B8764),0)","v":62},{"$f":"IF(I8764=\"w\",INDEX(ID!$N$8:$N$31,FBR!$D8764+1)*INDEX(ID!$N$35:$N$46,$B8764),0)","v":0},null,36.617176605692727,0,0,0]
[8755,12,31,18,365,53,"2014-12-31",4,"h",null,{"$f":"IF(I8765=\"h\",INDEX(ID!$K$8:$K$31,FBR!$D8765+1)*INDEX(ID!$K$35:$K$46,$B8765),0)","v":65},{"$f":"IF(I8765=\"w\",INDEX(ID!$L$8:$L$31,FBR!$D8765+1)*INDEX(ID!$L$35:$L$46,$B8765),0)","v":0},{"$f":"IF(I8765=\"h\",INDEX(ID!$M$8:$M$31,FBR!$D8765+1)*INDEX(ID!$M$35:$M$46,$B8765),0)","v":65},{"$f":"IF(I8765=\"w\",INDEX(ID!$N$8:$N$31,FBR!$D8765+1)*INDEX(ID!$N$35:$N$46,$B8765),0)","v":0},null,38.388975473710111,0,0,0]
[8756,12,31,19,365,53,"2014-12-31",4,"h",null,{"$f":"IF(I8766=\"h\",INDEX(ID!$K$8:$K$31,FBR!$D8766+1)*INDEX(ID!$K$35:$K$46,$B8766),0)","v":60},{"$f":"IF(I8766=\"w\",INDEX(ID!$L$8:$L$31,FBR!$D8766+1)*INDEX(ID!$L$35:$L$46,$B8766),0)","v":0},{"$f":"IF(I8766=\"h\",INDEX(ID!$M$8:$M$31,FBR!$D8766+1)*INDEX(ID!$M$35:$M$46,$B8766),0)","v":60},{"$f":"IF(I8766=\"w\",INDEX(ID!$N$8:$N$31,FBR!$D8766+1)*INDEX(ID!$N$35:$N$46,$B8766),0)","v":0},null,35.435977360347799,0,0,0]
[8757,12,31,20,365,53,"2014-12-31",4,"h",null,{"$f":"IF(I8767=\"h\",INDEX(ID!$K$8:$K$31,FBR!$D8767+1)*INDEX(ID!$K$35:$K$46,$B8767),0)","v":53},{"$f":"IF(I8767=\"w\",INDEX(ID!$L$8:$L$31,FBR!$D8767+1)*INDEX(ID!$L$35:$L$46,$B8767),0)","v":0},{"$f":"IF(I8767=\"h\",INDEX(ID!$M$8:$M$31,FBR!$D8767+1)*INDEX(ID!$M$35:$M$46,$B8767),0)","v":53},{"$f":"IF(I8767=\"w\",INDEX(ID!$N$8:$N$31,FBR!$D8767+1)*INDEX(ID!$N$35:$N$46,$B8767),0)","v":0},null,31.301780001640555,0,0,0]
[8758,12,31,21,365,53,"2014-12-31",4,"h",null,{"$f":"IF(I8768=\"h\",INDEX(ID!$K$8:$K$31,FBR!$D8768+1)*INDEX(ID!$K$35:$K$46,$B8768),0)","v":50},{"$f":"IF(I8768=\"w\",INDEX(ID!$L$8:$L$31,FBR!$D8768+1)*INDEX(ID!$L$35:$L$46,$B8768),0)","v":0},{"$f":"IF(I8768=\"h\",INDEX(ID!$M$8:$M$31,FBR!$D8768+1)*INDEX(ID!$M$35:$M$46,$B8768),0)","v":50},{"$f":"IF(I8768=\"w\",INDEX(ID!$N$8:$N$31,FBR!$D8768+1)*INDEX(ID!$N$35:$N$46,$B8768),0)","v":0},null,29.529981133623163,0,0,0]
[8759,12,31,22,365,53,"2014-12-31",4,"h",null,{"$f":"IF(I8769=\"h\",INDEX(ID!$K$8:$K$31,FBR!$D8769+1)*INDEX(ID!$K$35:$K$46,$B8769),0)","v":45},{"$f":"IF(I8769=\"w\",INDEX(ID!$L$8:$L$31,FBR!$D8769+1)*INDEX(ID!$L$35:$L$46,$B8769),0)","v":0},{"$f":"IF(I8769=\"h\",INDEX(ID!$M$8:$M$31,FBR!$D8769+1)*INDEX(ID!$M$35:$M$46,$B8769),0)","v":45},{"$f":"IF(I8769=\"w\",INDEX(ID!$N$8:$N$31,FBR!$D8769+1)*INDEX(ID!$N$35:$N$46,$B8769),0)","v":0},null,26.576983020260847,0,0,0]
[8760,12,31,23,365,53,"2014-12-31",4,"h",null,{"$f":"IF(I8770=\"h\",INDEX(ID!$K$8:$K$31,FBR!$D8770+1)*INDEX(ID!$K$35:$K$46,$B8770),0)","v":40},{"$f":"IF(I8770=\"w\",INDEX(ID!$L$8:$L$31,FBR!$D8770+1)*INDEX(ID!$L$35:$L$46,$B8770),0)","v":0},{"$f":"IF(I8770=\"h\",INDEX(ID!$M$8:$M$31,FBR!$D8770+1)*INDEX(ID!$M$35:$M$46,$B8770),0)","v":40},{"$f":"IF(I8770=\"w\",INDEX(ID!$N$8:$N$31,FBR!$D8770+1)*INDEX(ID!$N$35:$N$46,$B8770),0)","v":0},null,23.623984906898531,0,0,0]
["-----------------------","-----------------------","-----------------------","-----------------------","-----------------------","-----------------------","-----------------------","-----------------------","-----------------------","-----------------------","-----------------------","-----------------------","-----------------------","-----------------------","-----------------------","-----------------------","-----------------------","-----------------------","-----------------------","-----------------------","-----------------------","-----------------------","-----------------------"]
["Energy ","kWh"]
[]
[null,null,null,null,null,null,null,null,null,null,null,null,null,null,null,{"$f":"P8789+Q8789","v":216000.00000000029},null,{"$f":"R8789+S8789","v":0}]
[null,null,{"$f":"C6","v":"day"},{"$f":"D6","v":"hour"},{"$f":"E6","v":"dag nr. "},{"$f":"F6","v":"uge nr. "},{"$f":"G6","v":"Date 2014"},{"$f":"H6","v":"weekday "},"hverdag/weekend",null,"indv hverdag","indv. weekend","Fælles hverdag","Fælles weekend",0,"Indv. hverdag","Indv. weekend","Fælles hverdag ","Fælles weekend",0,0,0,0,0,0,0,0,0,0,0,0,0,0,0,0,0,0,0,0,0,0,0,0,0,0,0,0,0,0,0,0,0,0,0]
["J",null,{"$f":"SUMIF($B$11:$B$8770,1,C$11:C$8770)","v":11904},8556,11904,2040,30991320,{"$f":"SUMIF($B$11:$B$8770,1,H$11:H$8770)","v":3048},0,null,22044,9018,22044,9018,0,13019.178082191807,5326.0273972602727,0,0,0,0,0,0,0,0,0,0,0,0,0,0,0,0,0,0,0,0,0,0,0,0,0,0,0,0,0,0,0,0,0,0,0,0,0]
["F",null,{"$f":"SUMIF($B$11:$B$8770,2,C$11:C$8770)","v":9744},7728,30576,4656,28011984,{"$f":"SUMIF($B$11:$B$8770,2,H$11:H$8770)","v":2688},0,null,20040,8016,20040,8016,0,11835.616438356185,4734.246575342464,0,0,0,0,0,0,0,0,0,0,0,0,0,0,0,0,0,0,0,0,0,0,0,0,0,0,0,0,0,0,0,0,0,0,0,0,0]
["M",null,{"$f":"SUMIF($B$11:$B$8770,3,C$11:C$8770)","v":11904},8556,55800,8280,31035216,{"$f":"SUMIF($B$11:$B$8770,3,H$11:H$8770)","v":2928},0,null,22044,9018,22044,9018,0,13019.178082191807,5326.0273972602727,0,0,0,0,0,0,0,0,0,0,0,0,0,0,0,0,0,0,0,0,0,0,0,0,0,0,0,0,0,0,0,0,0,0,0,0,0]
["A",null,{"$f":"SUMIF($B$11:$B$8770,4,C$11:C$8770)","v":11160},8280,75960,11160,30056040,{"$f":"SUMIF($B$11:$B$8770,4,H$11:H$8770)","v":2856},0,null,22044,8016,22044,8016,0,13019.178082191807,4734.246575342464,0,0,0,0,0,0,0,0,0,0,0,0,0,0,0,0,0,0,0,0,0,0,0,0,0,0,0,0,0,0,0,0,0,0,0,0,0]
["M",null,{"$f":"SUMIF($B$11:$B$8770,5,C$11:C$8770)","v":11904},8556,101184,14784,31080600,{"$f":"SUMIF($B$11:$B$8770,5,H$11:H$8770)","v":3120},0,null,21042,10020,21042,10020,0,12427.397260273996,5917.8082191780813,0,0,0,0,0,0,0,0,0,0,0,0,0,0,0,0,0,0,0,0,0,0,0,0,0,0,0,0,0,0,0,0,0,0,0,0,0]
["J",null,{"$f":"SUMIF($B$11:$B$8770,6,C$11:C$8770)","v":11160},8280,119880,17424,30099960,{"$f":"SUMIF($B$11:$B$8770,6,H$11:H$8770)","v":2760},0,null,22044,8016,22044,8016,0,13019.178082191807,4734.246575342464,0,0,0,0,0,0,0,0,0,0,0,0,0,0,0,0,0,0,0,0,0,0,0,0,0,0,0,0,0,0,0,0,0,0,0,0,0]
["J",null,{"$f":"SUMIF($B$11:$B$8770,7,C$11:C$8770)","v":11904},8556,146568,21264,31125984,{"$f":"SUMIF($B$11:$B$8770,7,H$11:H$8770)","v":2976},0,null,23046,8016,23046,8016,0,13610.958904109619,4734.246575342464,0,0,0,0,0,0,0,0,0,0,0,0,0,0,0,0,0,0,0,0,0,0,0,0,0,0,0,0,0,0,0,0,0,0,0,0,0]
["A",null,{"$f":"SUMIF($B$11:$B$8770,8,C$11:C$8770)","v":11904},8556,169632,24552,31149048,{"$f":"SUMIF($B$11:$B$8770,8,H$11:H$8770)","v":3024},0,null,21042,10020,21042,10020,0,12427.397260273996,5917.8082191780813,0,0,0,0,0,0,0,0,0,0,0,0,0,0,0,0,0,0,0,0,0,0,0,0,0,0,0,0,0,0,0,0,0,0,0,0,0]
["S",null,{"$f":"SUMIF($B$11:$B$8770,9,C$11:C$8770)","v":11160},8280,186120,26880,30166200,{"$f":"SUMIF($B$11:$B$8770,9,H$11:H$8770)","v":2808},0,null,22044,8016,22044,8016,0,13019.178082191807,4734.246575342464,0,0,0,0,0,0,0,0,0,0,0,0,0,0,0,0,0,0,0,0,0,0,0,0,0,0,0,0,0,0,0,0,0,0,0,0,0]
["O",null,{"$f":"SUMIF($B$11:$B$8770,10,C$11:C$8770)","v":11904},8556,215016,31056,31194432,{"$f":"SUMIF($B$11:$B$8770,10,H$11:H$8770)","v":3048},0,null,22044,9018,22044,9018,0,13019.178082191807,5326.0273972602727,0,0,0,0,0,0,0,0,0,0,0,0,0,0,0,0,0,0,0,0,0,0,0,0,0,0,0,0,0,0,0,0,0,0,0,0,0]
["N",null,{"$f":"SUMIF($B$11:$B$8770,11,C$11:C$8770)","v":11160},8280,230040,33168,30210120,{"$f":"SUMIF($B$11:$B$8770,11,H$11:H$8770)","v":2880},0,null,21042,9018,21042,9018,0,12427.397260273996,5326.0273972602727,0,0,0,0,0,0,0,0,0,0,0,0,0,0,0,0,0,0,0,0,0,0,0,0,0,0,0,0,0,0,0,0,0,0,0,0,0]
["D",null,{"$f":"SUMIF($B$11:$B$8770,12,C$11:C$8770)","v":11904},8556,260400,37512,31239816,{"$f":"SUMIF($B$11:$B$8770,12,H$11:H$8770)","v":2904},0,null,23046,8016,23046,8016,0,13610.958904109619,4734.246575342464,0,0,0,0,0,0,0,0,0,0,0,0,0,0,0,0,0,0,0,0,0,0,0,0,0,0,0,0,0,0,0,0,0,0,0,0,0]
[]
["sum / avg",null,{"$f":"SUM(C8776:C8788)","v":137712},{"$f":"SUM(D8776:D8788)","v":100740},{"$f":"SUM(E8776:E8788)","v":1603080},{"$f":"SUM(F8776:F8788)","v":232776},{"$f":"SUM(G8776:G8788)","v":366360720},{"$f":"SUM(H8776:H8788)","v":35040},0,null,261522,104208,261522,104208,0,154454.79452054825,61545.205479452037,0,0,0,0,0,0,0,0,0,0,0,0,0,0,0,0,0,0,0,0,0,0,0,0,0,0,0,0,0,0,0,0,0,0,0,0,0]
[]
["Minimum",null,{"$f":"MIN(C11:C8770)","v":1},{"$f":"MIN(D11:D8770)","v":0},{"$f":"MIN(E11:E8770)","v":1},{"$f":"MIN(F11:F8770)","v":1},{"$f":"MIN(G11:G8770)","v":41640},{"$f":"MIN(H11:H8770)","v":1},0,null,0,0,0,0,0,0,0,0,0,0,0,0,0,0,0,0,0,0,0,0,0,0,0,0,0,0,0,0,0,0,0,0,0,0,0,0,0,0,0,0,0,0,0,0]
["Maximum",null,{"$f":"MAX(C11:C8770)","v":31},{"$f":"MAX(D11:D8770)","v":23},{"$f":"MAX(E11:E8770)","v":365},{"$f":"MAX(F11:F8770)","v":53},{"$f":"MAX(G11:G8770)","v":42004},{"$f":"MAX(H11:H8770)","v":7},0,null,65,65,65,65,0,38.388975473710111,38.388975473710111,0,0,0,0,0,0,0,0,0,0,0,0,0,0,0,0,0,0,0,0,0,0,0,0,0,0,0,0,0,0,0,0,0,0,0,0,0]
["Middel ",null,{"$f":"AVERAGE(C11:C8770)","v":15.72054794520548},{"$f":"AVERAGE(D11:D8770)","v":11.5},{"$f":"AVERAGE(E11:E8770)","v":183},{"$f":"AVERAGE(F11:F8770)","v":26.572602739726026},{"$f":"AVERAGE(G11:G8770)","v":41822},{"$f":"AVERAGE(H11:H8770)","v":4},{"$error":"#DIV/0!"},null,29.854109589041094,11.895890410958904,29.854109589041094,11.895890410958904,{"$error":"#DIV/0!"},17.631825858509586,7.0257083880653646,0,0,{"$error":"#DIV/0!"},{"$error":"#DIV/0!"},{"$error":"#DIV/0!"},{"$error":"#DIV/0!"},{"$error":"#DIV/0!"},{"$error":"#DIV/0!"},{"$error":"#DIV/0!"},{"$error":"#DIV/0!"},{"$error":"#DIV/0!"},{"$error":"#DIV/0!"},{"$error":"#DIV/0!"},{"$error":"#DIV/0!"},{"$error":"#DIV/0!"},{"$error":"#DIV/0!"},{"$error":"#DIV/0!"},{"$error":"#DIV/0!"},{"$error":"#DIV/0!"},{"$error":"#DIV/0!"},{"$error":"#DIV/0!"},{"$error":"#DIV/0!"},{"$error":"#DIV/0!"},{"$error":"#DIV/0!"},{"$error":"#DIV/0!"},{"$error":"#DIV/0!"},{"$error":"#DIV/0!"},{"$error":"#DIV/0!"},{"$error":"#DIV/0!"},{"$error":"#DIV/0!"},{"$error":"#DIV/0!"},{"$error":"#DIV/0!"},{"$error":"#DIV/0!"},{"$error":"#DIV/0!"},{"$error":"#DIV/0!"},{"$error":"#DIV/0!"},{"$error":"#DIV/0!"}]
[]
[]
["Antal større end nul "]

{"sheet":"BR","index":10,"n_rows":274,"n_cols":37,"rows_kept":274,"cut":false,"hidden":false,"merged":[]}
[{"$f":"MAIN!A1","v":"PVBAT 1.1 (version 30 november 2016) "},null,null,null,null,null,null,null,null,null,null,null,null,null,null,null,null,null,null,null,null,null,null,null,null,null,null,null,null,null,"BATTERI bEREGNING"]
[null," ",null,"Basis","B2","B3","B4","B5","B6","B7","B8","B9","B10","B11","B12","B13","B14","B15","B16","B17","B18","B19","B20",null,null,null,null,0]
[]
["FORBRUG",null,null,null,null,null,null,null,null,null,null,null,null,null,null,null,null,null,null,null,null,null,null,null,null,null,"FORBRUG",null,null,"Batteriberegninger","sum",null,"antal cycler","Levetid","svarer til fulde opladning","levetid"]
["Samlet individuelt elforbrug",null,"kWh/år",216000.00000000055,216000.00000000055,null,null,null,null,null,null,null,null,null,null,null,null,null,null,null,null,null,null,null,null,null,"Samlet individuelt elforbrug",{"$f":"model!J$8789","v":216000.00000000055},null,{"$f":"model!GG8801","v":" 1 - 10"},{"$f":"model!GH8801","v":1763},null,{"$f":"cycle10","v":10000},{"$f":"AG5/AB74","v":68.965517241379317},{"$f":"AB74*AG9/AG5","v":87}]
["Samlet fællesforbrug",null,"kWh/år",0,0,null,null,null,null,null,null,null,null,null,null,null,null,null,null,null,null,null,null,null,null,null,"Samlet fællesforbrug",{"$f":"model!K$8789","v":0},null,{"$f":"model!GG8802","v":" 10-25"},{"$f":"model!GH8802","v":1418},null,{"$f":"cycle25","v":9000},{"$f":"AG6/AB75","v":42.857142857142854},{"$f":"AB75*AG9/AG6","v":140}]
["Samlet elforbrug ",null,"kWh/år",216000.00000000055,216000.00000000055,null,null,null,null,null,null,null,null,null,null,null,null,null,null,null,null,null,null,null,null,null,"Samlet elforbrug ",{"$f":"model!M$8789","v":216000.00000000055},null,{"$f":"model!GG8803","v":"  25 -50"},{"$f":"model!GH8803","v":935},null,{"$f":"cycle50","v":8000},{"$f":"AG7/AB76","v":30.76923076923077},{"$f":"AB76*AG9/AG7","v":195}]
["SOLCELLER",null,null,null,null,null,null,null,null,null,null,null,null,null,null,null,null,null,null,null,null,null,null,null,null,null,"SOLCELLER",null,null,{"$f":"model!GG8804","v":"50 - 75"},{"$f":"model!GH8804","v":0},null,{"$f":"cycle75","v":7000},{"$f":"AG8/AB77","v":155.55555555555554},{"$f":"AB77*AG9/AG8","v":38.571428571428569}]
["Samlet produktion af el fra solceller",null,"kWh/år",190748.5938059999,190748.5938059999,null,null,null,null,null,null,null,null,null,null,null,null,null,null,null,null,null,null,null,null,null,"Samlet produktion af el fra solceller",{"$f":"model!AK$8789","v":190748.5938059999},null,{"$f":"model!GG8805","v":" 75-95"},{"$f":"model!GH8805","v":0},null,{"$f":"cycle100","v":6000},{"$f":"AG9/AB78","v":400},{"$f":"AB78","v":15}]
["Solcelle el til direkte forbrug (samme time) ",null,"kWh/år",79094.457794776652,79094.457794776652,null,null,null,null,null,null,null,null,null,null,null,null,null,null,null,null,null,null,null,null,null,"Solcelle el til direkte forbrug (samme time) ",{"$f":"model!AQ$8789","v":79094.457794776652},null,"SUM",{"$f":"SUM(AE5:AE9)","v":4116},null,{"$f":"SUM(AG5:AG9)","v":40000},{"$f":"SUM(AH5:AH9)","v":698.14744642330845},{"$f":"SUM(AI5:AI9)","v":475.57142857142856},{"$f":"AG9/(AI10+0.0000001)","v":12.616401319065341},"år"]
["Forbrug af el fra batteri ",null,"kWh/år",23123.588914570715,12252.187741326659,null,null,null,null,null,null,null,null,null,null,null,null,null,null,null,null,null,null,null,null,null,"Forbrug af el fra batteri ",{"$f":"model!AT$8789","v":12252.187741326659}]
["Direkte elforbrug fra elnet ",null,"kWh/år",113781.95329065277,124653.35446389692,null,null,null,null,null,null,null,null,null,null,null,null,null,null,null,null,null,null,null,null,null,"Direkte elforbrug fra elnet ",{"$f":"model!AX$8789","v":124653.35446389692}]
["Solcelleel til opladning af batteri ",null,"kWh/år",25437.281139361123,13478.073182125983,null,null,null,null,null,null,null,null,null,null,null,null,null,null,null,null,null,null,null,null,null,"Solcelleel til opladning af batteri ",{"$f":"model!AZ$8789","v":13478.073182125983}]
["Køb af el fra elnet til opladning af batteri ",null,"kWh/år",0,0,null,null,null,null,null,null,null,null,null,null,null,null,null,null,null,null,null,null,null,null,null,"Køb af el fra elnet til opladning af batteri ",{"$f":"model!GE$8789","v":0}]
["Ikke dækket elforbrug",null,"kWh/år",1.1102230246251565E-16,2.6645352591003757E-15,null,null,null,null,null,null,null,null,null,null,null,null,null,null,null,null,null,null,null,null,null,"Ikke dækket elforbrug",{"$f":"model!GN$8789","v":2.6645352591003757E-15}]
["Solcelleel solgt til nettet",null,"kWh/år",83686.103165770211,95586.644888094525,null,null,null,null,null,null,null,null,null,null,null,null,null,null,null,null,null,null,null,null,null,"Solcelleel solgt til nettet",{"$f":"model!GO$8789","v":95586.644888094525}]
["Ikke udnyttet el fra solceller (overskud) ",null,"kWh/år",2530.7517060920882,2589.4179410029237,null,null,null,null,null,null,null,null,null,null,null,null,null,null,null,null,null,null,null,null,null,"Ikke udnyttet el fra solceller (overskud) ",{"$f":"model!GP$8789","v":2589.4179410029237}]
["Max. elforbrug beregnet ",null,"kW",38.388975473710111,38.388975473710111,null,null,null,null,null,null,null,null,null,null,null,null,null,null,null,null,null,null,null,null,null,"Max. elforbrug beregnet ",{"$f":"model!M8792","v":38.388975473710111}]
["INVESTERINGER",null,null,null,null,null,null,null,null,null,null,null,null,null,null,null,null,null,null,null,null,null,null,null,null,null,"INVESTERINGER"]
["Investering i solceller ",null,"kr. ",2448000,2448000,null,null,null,null,null,null,null,null,null,null,null,null,null,null,null,null,null,null,null,null,null,"Investering i solceller ",{"$f":"ID!AE70","v":2448000}]
["Investering i batterier (første installation) ",null,"kr. ",720000,360000,null,null,null,null,null,null,null,null,null,null,null,null,null,null,null,null,null,null,null,null,null,"Investering i batterier (første installation) ",{"$f":"ID!Y76*ID!Y87","v":360000}]
["Nutidsværdi af reinvesteringer i batteri (eller restværdi) ",null,"kr. ",201166.85297292794,123030.61391628414,null,null,null,null,null,null,null,null,null,null,null,null,null,null,null,null,null,null,null,null,null,"Nutidsværdi af reinvesteringer i batteri (eller restværdi) ",{"$f":"AB39-AB41","v":123030.61391628414}]
["Investeringer i inverter ",null,"kr. ",300000,252000,null,null,null,null,null,null,null,null,null,null,null,null,null,null,null,null,null,null,null,null,null,"Investeringer i inverter (PV og batteri)",{"$f":"ID!AG62*ID!Y98+Maxbatteri*batinvpct*ID!Z98","v":252000}]
["Elinstallationer ",null,"kr. ",0,0,null,null,null,null,null,null,null,null,null,null,null,null,null,null,null,null,null,null,null,null,null,"Elinstallationer ",{"$f":"ID!Y99+ID!AG62*ID!Y100","v":0}]
["Bygningsarbejder mv.",null,"kr. ",0,0,null,null,null,null,null,null,null,null,null,null,null,null,null,null,null,null,null,null,null,null,null,"Bygningsarbejder mv.",{"$f":"ID!Y101","v":0}]
["Uforudsete udg. rådgivning mv., beregnet som pct. af samlet",null,"kr. ",366916.68529729283,318303.06139162841,null,null,null,null,null,null,null,null,null,null,null,null,null,null,null,null,null,null,null,null,null,"Uforudsete rådgivning mv., beregnet som pct. af samlet",{"$f":"SUM(AB20:AB25)*ID!Y102","v":318303.06139162841}]
["Moms",null,"kr.",1009020.8845675552,875333.41882697807,null,null,null,null,null,null,null,null,null,null,null,null,null,null,null,null,null,null,null,null,null,"Moms",{"$f":"SUM(AB20:AB26)*ID!Y103","v":875333.41882697807}]
["Samlede investeringer ",null,"kr. ",5045104.422937776,4376667.0942348903,null,null,null,null,null,null,null,null,null,null,null,null,null,null,null,null,null,null,null,null,null,"Samlede investeringer (inkl. reinvesteringer)",{"$f":"SUM(AB20:AB27)+0.0001","v":4376667.0942348903}]
["Reinvesteringer i batteri ",null,null,null,null,null,null,null,null,null,null,null,null,null,null,null,null,null,null,null,null,null,null,null,null,null,"Reinvesteringer i batteri "]
["Finansiel amortificeringsperiode",null,"år",30,30,null,null,null,null,null,null,null,null,null,null,null,null,null,null,null,null,null,null,null,null,null,"Finansiel amortificeringsperiode",{"$f":"ID!K107","v":30}]
["Levetid af batteri (float life time)",null,"år",15,15,null,null,null,null,null,null,null,null,null,null,null,null,null,null,null,null,null,null,null,null,null,"Levetid af batteri (float life time)",{"$f":"levetidbatteri","v":15}]
["Antal udskiftninger pga. float life time",null,"antal",1,1,null,null,null,null,null,null,null,null,null,null,null,null,null,null,null,null,null,null,null,null,null,"Antal udskiftninger pga. float life time",{"$f":"INT((AB30-0.00001)/AB31)","v":1}]
["Antal reinvesteringer i batteri beregnet ud fra antal cycler",null,"antal",2,2,null,null,null,null,null,null,null,null,null,null,null,null,null,null,null,null,null,null,null,null,null,"Antal reinvesteringer i batteri beregnet ud fra antal cycler",{"$f":"ROUNDUP(AB70,0)-1","v":2}]
["Faktisk antal reinvesteringer (den største af de to ovenfor)",null,"kr. ",2,2,null,null,null,null,null,null,null,null,null,null,null,null,null,null,null,null,null,null,null,null,null,"Faktisk antal reinvesteringer (den største af de to ovenfor)",{"$f":"MAX(AB32,AB33)","v":2}]
["Antal års drift efter sidste reinvestering ",null,"år",1.7841487444789657,4.767197361869318,null,null,null,null,null,null,null,null,null,null,null,null,null,null,null,null,null,null,null,null,null,"Antal års drift efter sidste reinvestering ",{"$f":"IF(AB32>=AB33,AB30-AB32*AB31,IF(AB32<AB33,AB30-AJ10*AB33))","v":4.767197361869318}]
["Rest værdi af batteri ved udløb af amortificeringsperiode (brøkdel)",null,"Brøkdel",0.87353571378571404,0.62214285664285729,null,null,null,null,null,null,null,null,null,null,null,null,null,null,null,null,null,null,null,null,null,"Rest værdi af batteri ved udløb af amortificeringsperiode (brøkdel)",{"$f":"IF(Maxbatteri=0,0,IF(AB32>=AB33,1-AB35/AB31,IF(AB32<AB33,1-AB35/AJ10)))","v":0.62214285664285729}]
["Reinvesteringer i batteri",null,"kr. ",480000,240000,null,null,null,null,null,null,null,null,null,null,null,null,null,null,null,null,null,null,null,null,null,"Reinvesteringer i batteri",{"$f":"AB34*ID!Y88*ID!Y76","v":240000}]
["Periode for nutidsværdi af reinvesteringer, år",null,"år",10,10,null,null,null,null,null,null,null,null,null,null,null,null,null,null,null,null,null,null,null,null,null,"Periode for nutidsværdi af reinvesteringer, år",{"$f":"ID!L107","v":10},{"$f":"AJ10*AB33","v":25.232802638130682}]
["Nutidsværdi af reinvesteringer i batteri ",null,"kr. ",357165.07915042806,178582.53957521403,null,null,null,null,null,null,null,null,null,null,null,null,null,null,null,null,null,null,null,null,null,"Nutidsværdi af reinvesteringer i batteri ",{"$f":"AB37/(1+ID!Y108)^AB38","v":178582.53957521403},null,"Restværdi  med pris på ny batteri "]
["Restværdi ved slut ",null,"kr. ",209648.57130857138,74657.142797142878,null,null,null,null,null,null,null,null,null,null,null,null,null,null,null,null,null,null,null,null,null,"Restværdi ved slut ",{"$f":"ID!Y76*ID!Y88*AB36","v":74657.142797142878},null,{"$f":"AB36*Maxbatteri*prisbatteriny","v":74657.142797142878}]
["Nutidsværdi af restværdi ",null,"kr. ",155998.22617750012,55551.925658929897,null,null,null,null,null,null,null,null,null,null,null,null,null,null,null,null,null,null,null,null,null,"Nutidsværdi af restværdi ",{"$f":"AB40/(1+ID!Y108)^AB38","v":55551.925658929897}]
["Driftsudgifter",null,null,null,null,null,null,null,null,null,null,null,null,null,null,null,null,null,null,null,null,null,null,null,null,null,"Driftsudgifter"]
["Udgifter til finansiering af investeringer ",null,"kr./år",191735.70410645049,168997.06670760736,null,null,null,null,null,null,null,null,null,null,null,null,null,null,null,null,null,null,null,null,null,"Udgifter til finansiering af investeringer fratrukket ydelsesstøtte",{"$f":"-PMT(ID!Y108,ID!Y107,AB28,0,0)-AB98","v":168997.06670760736}]
["Udgifter til køb af el",null,"kr./år",258853.94373623462,283586.38140536478,null,null,null,null,null,null,null,null,null,null,null,null,null,null,null,null,null,null,null,null,null,"Udgifter til køb af el",{"$f":"model!HT8789","v":283586.38140536478}]
["Indtægter ved salg af el (negativ udgift)",null,"kr./år",-61927.716342669963,-70734.117217189982,null,null,null,null,null,null,null,null,null,null,null,null,null,null,null,null,null,null,null,null,null,"Indtægter ved salg af el (negativ udgift)",{"$f":"-model!HW8789","v":-70734.117217189982}]
["Drift, vedligeholdelse og reinvesteringer (ikke  i batteri)",null,"kr./år",40360.835382702207,35013.336753079122,null,null,null,null,null,null,null,null,null,null,null,null,null,null,null,null,null,null,null,null,null,"Drift, vedligeholdelse og reinvesteringer (ikke  i batteri)",{"$f":"ID!Y110*SUM(AB20:AB26)","v":35013.336753079122}]
["Rådighedsbetaling til netselskab",null,"kr./år",0,0,null,null,null,null,null,null,null,null,null,null,null,null,null,null,null,null,null,null,null,null,null,"Rådighedsbetaling til netselskab",{"$f":"ID!Y124*model!AK8789","v":0}]
["Målerafgift ved individuel tilslutning",null,"kr./år",0,0,null,null,null,null,null,null,null,null,null,null,null,null,null,null,null,null,null,null,null,null,null,"Målerafgift ved individuel tilslutning",{"$f":"ID!Y123*ID!K50","v":0}]
["Besparelse ved storkunde drift på nettilslutning",null,"kr./år",0,0,null,null,null,null,null,null,null,null,null,null,null,null,null,null,null,null,null,null,null,null,null,"Besparelse ved storkunde drift på nettilslutning",{"$f":"-ID!Y125*ID!K50","v":0}]
["Administration af intern afregning mv. ",null,"kr./år",0,0,null,null,null,null,null,null,null,null,null,null,null,null,null,null,null,null,null,null,null,null,null,"Administration af intern afregning mv. ",{"$f":"ID!Y111*AB28","v":0}]
["Samlet årlige udgifter",null,"kr./år",429022.76688271738,416862.6676488613,null,null,null,null,null,null,null,null,null,null,null,null,null,null,null,null,null,null,null,null,null,"Samlede årlige udgifter",{"$f":"SUM(AB43:AB50)","v":416862.6676488613}]
["Enhedspris ",null,null,null,null,null,null,null,null,null,null,null,null,null,null,null,null,null,null,null,null,null,null,null,null,null,"Enhedspris "]
["Leveret / brugt mængde el ",null,"kWh/år",216000.00000000015,216000.00000000023,null,null,null,null,null,null,null,null,null,null,null,null,null,null,null,null,null,null,null,null,null,"Leveret / brugt mængde el ",{"$f":"AB12+AB10+AB11","v":216000.00000000023}]
["Dækningsprocent af samlede forbrug",null,null,0.99999999999999811,0.99999999999999856,null,null,null,null,null,null,null,null,null,null,null,null,null,null,null,null,null,null,null,null,null,"Dækningsprocent af samlede forbrug",{"$f":"AB53/AB7","v":0.99999999999999856}]
["Pris pr. leveret kWh",null,"kr./kWh",1.9862165133459124,1.9299197576336151,null,null,null,null,null,null,null,null,null,null,null,null,null,null,null,null,null,null,null,null,null,"Pris pr. leveret kWh",{"$f":"AB51/AB53","v":1.9299197576336151}]
["Batteri ",null,null,null,null,null,null,null,null,null,null,null,null,null,null,null,null,null,null,null,null,null,null,null,null,null,"Batteri "]
["Levetid af batteri, år ",null,"år",14.107925627760517,12.616401319065341,null,null,null,null,null,null,null,null,null,null,null,null,null,null,null,null,null,null,null,null,null,"Levetid af batteri, år ",{"$f":"AJ10","v":12.616401319065341}]
["Cyklusser pr. år for batteri ",null,"antal/år",425.29285714285714,475.57142857142856,null,null,null,null,null,null,null,null,null,null,null,null,null,null,null,null,null,null,null,null,null,"Cyklusser pr. år for batteri ",{"$f":"AI10","v":475.57142857142856}]
[]
[]
[]
[]
[]
[]
["Forbrug"]
["Vælg af inddata måde  1) beregn forbrug, 2) indsæt forbrug)",null,1,1,1]
[null,null,2]
[null,null,3]
[null,null,4]
["Døgnfordeling på forbrug ",null,5,"35-35-35-35","35-35-35-35",null,null,null,null,null,null,null,null,null,null,null,null,null,null,null,null,null,null,null,null,null,"Reinvesteringer i batteri ……………………..mellemregning",{"$f":"(ID!Y107/(BR!AJ10+0.000001))","v":2.3778569548836712}]
[null,null,6,"30-30-30-30","30-30-30-30"]
[null,null,7,"28-28-28-28","28-28-28-28"]
[null,null,8,"27-27-27-27","27-27-27-27",null,null,null,null,null,null,null,null,null,null,null,null,null,null,null,null,null,null,null,null,null,null,"antal i interval "]
[null,null,9,"27-27-27-27","27-27-27-27",null,null,null,null,null,null,null,null,null,null,null,null,null,null,null,null,null,null,null,null,null,null,{"$f":"model!GQ8801","v":145}]
[null,null,10,"27-27-27-27","27-27-27-27",null,null,null,null,null,null,null,null,null,null,null,null,null,null,null,null,null,null,null,null,null,null,{"$f":"model!GQ8802","v":210}]
[null,null,11,"29-29-29-29","29-29-29-29",null,null,null,null,null,null,null,null,null,null,null,null,null,null,null,null,null,null,null,null,null,null,{"$f":"model!GQ8803","v":260}]
[null,null,12,"32-32-32-32","32-32-32-32",null,null,null,null,null,null,null,null,null,null,null,null,null,null,null,null,null,null,null,null,null,null,{"$f":"model!GQ8804","v":45}]
[null,null,13,"35-35-35-35","35-35-35-35",null,null,null,null,null,null,null,null,null,null,null,null,null,null,null,null,null,null,null,null,null,null,{"$f":"model!GQ8805","v":15}]
[null,null,14,"38-38-38-38","38-38-38-38",null,null,null,null,null,null,null,null,null,null,null,null,null,null,null,null,null,null,null,null,null,null,{"$f":"SUM(AB74:AB78)","v":675}]
[null,null,15,"40-40-40-40","40-40-40-40"]
[null,null,16,"42-42-42-42","42-42-42-42"]
[null,null,17,"43-43-43-43","43-43-43-43"]
[null,null,18,"44-44-44-44","44-44-44-44",null,null,null,null,null,null,null,null,null,null,null,null,null,null,null,null,null,null,null,null,null,"Beregning af ydelsesstøtte"]
[null,null,19,"47-47-47-47","47-47-47-47",null,null,null,null,null,null,null,null,null,null,null,null,null,null,null,null,null,null,null,null,null,"Samlet ydelse af invest inklusiv moms (inkl. reinvesteringer)",{"$f":"-PMT(ID!Y108,ID!Y107,AB28,0,0)","v":223294.31343918614}]
[null,null,20,"50-50-50-50","50-50-50-50",null,null,null,null,null,null,null,null,null,null,null,null,null,null,null,null,null,null,null,null,null,"Samlet ydelse af invest inklusiv moms (eksklusiv. reinvesteringer)",{"$f":"-PMT(ID!Y108,ID!Y107,AB28-AB22,0,0)","v":217017.38264346137}]
[null,null,21,"53-53-53-53","53-53-53-53",null,null,null,null,null,null,null,null,null,null,null,null,null,null,null,null,null,null,null,null,null,"Kalkulationsrente",{"$f":"ID!K108","v":0.03}]
[null,null,22,"62-62-62-62","62-62-62-62",null,null,null,null,null,null,null,null,null,null,null,null,null,null,null,null,null,null,null,null,null,"ydelsesstøtte solceller",{"$f":"ID!Y109","v":0.5}]
[null,null,23,"65-65-65-65","65-65-65-65",null,null,null,null,null,null,null,null,null,null,null,null,null,null,null,null,null,null,null,null,null,"Ydelsesstøtte batteri",{"$f":"ID!Z109","v":0.9}]
[null,null,24,"60-60-60-60","60-60-60-60",null,null,null,null,null,null,null,null,null,null,null,null,null,null,null,null,null,null,null,null,null,"Ydelsesstøtte, støtteprocent ",{"$f":"ID!AA109","v":0.5}]
[null,null,25,"53-53-53-53","53-53-53-53"]
[null,null,26,"50-50-50-50","50-50-50-50",null,null,null,null,null,null,null,null,null,null,null,null,null,null,null,null,null,null,null,null,null,"pct uforudset ",{"$f":"ID!K102","v":0.1}]
[null,null,27,"45-45-45-45","45-45-45-45",null,null,null,null,null,null,null,null,null,null,null,null,null,null,null,null,null,null,null,null,null,"Moms",{"$f":"ID!K103","v":0.25}]
[null,null,28,"40-40-40-40","40-40-40-40",null,null,null,null,null,null,null,null,null,null,null,null,null,null,null,null,null,null,null,null,null,"samlet investering inklusiv moms",{"$f":"AB28","v":4376667.0942348903}]
[null,null,29,null,null,null,null,null,null,null,null,null,null,null,null,null,null,null,null,null,null,null,null,null,null,null,"Investering hørende til solcelledelen",{"$f":"(AB20*(1+AB91)*(1+AB92))/(AB93-AB22)","v":0.79132291054356385}]
[null,null,30,null,null,null,null,null,null,null,null,null,null,null,null,null,null,null,null,null,null,null,null,null,null,null,"Ydelse hørende til batteridelen (eks. reinvest.)",{"$f":"(AB21*(1+AB91)*(1+AB92))/(AB93-AB22)","v":0.11637101625640646},{"$f":"AB95+AB94","v":0.9076939267999703}]
[null,null,31,null,null,null,null,null,null,null,null,null,null,null,null,null,null,null,null,null,null,null,null,null,null,null,"Ydelsesstøtte solceller",{"$f":"AB94*AB85*AB87*AB89","v":42932.706717992536}]
["Månedsfordeling på forbrug ",null,32,"1-1-1-1","1-1-1-1",null,null,null,null,null,null,null,null,null,null,null,null,null,null,null,null,null,null,null,null,null,"Ydelsesstøtte batteri ",{"$f":"AB85*AB95*AB88*AB89","v":11364.540013586262}]
[null,null,33,"1-1-1-1","1-1-1-1",null,null,null,null,null,null,null,null,null,null,null,null,null,null,null,null,null,null,null,null,null,"Samlede ydelsesstøtte af investering exkl. reinvestering",{"$f":"AB96+AB97","v":54297.246731578794}]
[null,null,34,"1-1-1-1","1-1-1-1",null,null,null,null,null,null,null,null,null,null,null,null,null,null,null,null,null,null,null,null,null,"Resulterende ydelsese inklusiv ydelse til reinvesteringer",{"$f":"AB84-AB98","v":168997.06670760736}]
[null,null,35,"1-1-1-1","1-1-1-1",null,null,null,null,null,null,null,null,null,null,null,null,null,null,null,null,null,null,null,null,null,"Resulterende ydelsese eksklusiv ydelse til reinvesteringer",{"$f":"AB85-AB98","v":162720.13591188256}]
[null,null,36,"1-1-1-1","1-1-1-1",null,null,null,null,null,null,null,null,null,null,null,null,null,null,null,null,null,null,null,null,null,"Beregnet årlige omkostninger af investering i procent af investering",{"$f":"AB100/(AB28-AB22)","v":3.8254358750396671E-2}]
[null,null,37,"1-1-1-1","1-1-1-1"]
[null,null,38,"1-1-1-1","1-1-1-1"]
[null,null,39,"1-1-1-1","1-1-1-1"]
[null,null,40,"1-1-1-1","1-1-1-1"]
[null,null,41,"1-1-1-1","1-1-1-1"]
[null,null,42,"1-1-1-1","1-1-1-1"]
[null,null,43,"1-1-1-1","1-1-1-1"]
[null,null,44]
["Årsforbrug",null,45]
[null,"Årligt individuelt elforbrug, kWh",46,2250,2250]
[null,"Antal forbrugere ",47,96,96]
[null,"Samlede årlige fælles forbrug, kWh",48,0,0]
[null,null,49,0,0]
[null,null,50]
["Solceller ",null,51]
["Fysiske Data for tagflader til placering af solceller",null,52]
[null,"Tagflade 1 ",53,"45-sø-3500-0.25","45-sø-3500-0.25"]
[null,"Tagflade 2",54,"45-sv-500-0.8","45-sv-500-0.8"]
[null,"Tagflade 3",55,"45-v-0-0.8","45-v-0-0.8"]
[null,"Tagflade 4",56,"0-0-0-0","0-0-0-0"]
[null,"Tagflade 5",57,"0-0-0-0","0-0-0-0"]
[null,"Tagflade 6",58,"0-0-0-0","0-0-0-0"]
[null,null,59]
["Solcelle data for tagflader",null,60]
[null,"Tagflade 1 ",61,"2-12000-0-0.05","2-12000-0-0.05"]
[null,"Tagflade 2",62,"2-12000-0-0.05","2-12000-0-0.05"]
[null,"Tagflade 3",63,"2-12000-0-0.05","2-12000-0-0.05"]
[null,"Tagflade 4",64,"0-0-0-0","0-0-0-0"]
[null,"Tagflade 5",65,"0-0-0-0","0-0-0-0"]
[null,"Tagflade 6",66,"0-0-0-0","0-0-0-0"]
[null,null,67]
["Beregnet installeret effekt PV, kW peak",null,68,204,204]
["Installationspris PV, pga. linje 59-62, kr./kW",null,69,12000,12000]
[null,null,70]
["Batteri",null,71]
["Størrelse og levetid",null,72]
[null,"Samlet nominel kapacitet , kWh",73,120,60]
[null,"Max ladning",74,0.9,0.9]
[null,"Min ladning",75,0.1,0.1]
[null,"Inverter kapacitet, pct af samlet nominel kapacitet, ",76,0.4,0.4]
[null,"Antal cykler ved fuld op/ned ladning  (cycles to failure) (>95%)",77,6000,6000]
[null,"Antal cykler ved 75%   (cycles to failure) ",78,7000,7000]
[null,"Antal cykler ved 50 %",79,8000,8000]
[null,"Antal cykler ved 25% ",80,9000,9000]
[null,"Antal cykler ved 10%",81,10000,10000]
[null,"Float life time",82,15,15]
["Pris ",null,83]
[null,"Pris pr. kWh nominel effekt ",84,6000,6000]
[null,"Pris ved genanskaffelse, kr./kWh",85,2000,2000]
["Effektivitet",null,86]
[null,"Round trip efficiency  (dvs. eff. fra DC til batteri og tilbage til DC). I beregning opdeles det i to tab, et ved opladning og et ved afladning. ",87,0.9,0.9]
[null,"Selvafladning  (procent pr. måned) ",88,0,0]
["Batteristyring",null,89]
[null,"Brug af batteri 0) Kun til PV. ",90,0,0]
[null,"1) Til PV og til køb af el når det er billigt. ",91]
[null,"2) Til PV og til køb af el når der er plads. ",92]
["Andre investeringer og diverse",null,93]
[null,null,94]
[null,"Inverter pris (pr. kW peak PV/pr. kW batteriinverter)",95,"1000-2000","1000-2000"]
[null,"Elinstallationer, grundbeløb kr.  (ekskl. moms)",96,0,0]
[null,"Elinstallationer, kr. pr. kW peak total  (ekskl. moms)",97,0,0]
[null,"Bygningsarbejder mv., kr. i alt  (ekskl. moms) ",98,0,0]
[null,"Uforudsete udg. rådgivning mv. % af totalpris",99,0.1,0.1]
[null,"MOMS procent som ønskes anvendt",100,0.25,0.25]
[null,null,101]
["Finansiering mv.",null,102]
["Finansiering",null,103]
[null,"Amortificeringsperiode Lån / reinvestering i batteri ",104,30,30]
[null,"Kalkulationsrente ",105,0.03,0.03]
[null,"Ydelsesstøtte (solcelledel / batteridel / støtteprocent ) ",106,"0.5-0.9-0.5-0","0.5-0.9-0.5-0"]
[null,"Drift, vedligehold, reinvestering, pct. af samlet invest. ekskl. moms",107,0.01,0.01]
[null,"Administrationsomkostninger, pct. af omsætningen",108,0,0]
[null,"Beregnet årlig ydelse i procent af investering (ekskl. reinvesteringer)",109,3.7463802463767619E-2,3.8254358750396671E-2]
["Elpriser (inkl. moms hvis der betales moms)",null,110]
["Køb og salg af el ",null,111]
[null,"Elpristype  køb. Vælge type, se note",112,1,1]
[null,"Elpristype  salg, 1)  beregnes , 0) indsættes som timeværdier",113,1,1]
[null,"Elpris, køb gennemsnit kr./kWh",114,2.2749999999999999,2.2749999999999999]
[null,"Elpris, salg, gennemsnit kr./kWh",115,0.74,0.74]
["Maximal effekt køb og salg (se faktor på effekt i linje 124 til 147)",null,116]
[null,"Max effekt køb af el , kW",117,99,99]
[null,"Max effekt salg af el , kW",118,99,99]
["Målerafgift og diverse",null,119]
[null,"Målerafgift ved individuel tilslutning, kr. pr. år ",120,0,0]
[null,"Rådighedsbetaling til netselskab kr./kWh pv anlægget producerer ",121,0,0]
[null,"Storkundebesparelse på netabonnement, kr. pr. kunde",122,0,0]
[null,null,123]
["Faktor på maximalt køb og salg af el",null,124,"1-1","1-1"]
[null,"Værdierne i tabellen ganges på max effekten ",125,"1-1","1-1"]
[null,"i linje 117 og 118 henholdsvis. ",126,"1-1","1-1"]
[null,"Er der anført for eksempel 50 kW i linje 117 som max.",127,"1-1","1-1"]
[null,"effekt og der skrives 0,5 udfor kl. 6 under \"køb\" kan der ",128,"1-1","1-1"]
[null,"meximalt købes 25 kW i time nr. 6. ",129,"1-1","1-1"]
[null,"Det forbrug der så ikke kan dækkes med batteriet vil ",130,"1-1","1-1"]
[null,"ikke blive dækket og opgøres som ikke dækket elforbrug",131,"1-1","1-1"]
[null,"Værdier lig 1,0 er gule. Værdier forskellig fra 1,0 bliver røde",132,"1-1","1-1"]
[null,null,133,"1-1","1-1"]
[null,null,134,"1-1","1-1"]
[null,null,135,"1-1","1-1"]
[null,null,136,"1-1","1-1"]
[null,null,137,"1-1","1-1"]
[null,null,138,"1-1","1-1"]
[null,null,139,"1-1","1-1"]
[null,null,140,"1-1","1-1"]
[null,null,141,"1-1","1-1"]
[null,null,142,"1-1","1-1"]
[null,null,143,"1-1","1-1"]
[null,null,144,"1-1","1-1"]
[null,null,145,"1-1","1-1"]
[null,null,146,"1-1","1-1"]
[null,null,147,"1-1","1-1"]
[null,null,148]
["Variation på elpris køb og salg ",null,149]
[null,"Døgnvariation ",150,"1-1","1-1"]
[null,null,151,"1-1","1-1"]
[null,null,152,"1-1","1-1"]
[null,null,153,"1-1","1-1"]
[null,null,154,"1-1","1-1"]
[null,null,155,"1-1","1-1"]
[null,null,156,"1-1","1-1"]
[null,null,157,"1-1","1-1"]
[null,null,158,"1-1","1-1"]
[null,null,159,"1-1","1-1"]
[null,null,160,"1-1","1-1"]
[null,null,161,"1-1","1-1"]
[null,null,162,"1-1","1-1"]
[null,null,163,"1-1","1-1"]
[null,null,164,"1-1","1-1"]
[null,null,165,"1-1","1-1"]
[null,null,166,"1-1","1-1"]
[null,null,167,"1-1","1-1"]
[null,null,168,"1-1","1-1"]
[null,null,169,"1-1","1-1"]
[null,null,170,"1-1","1-1"]
[null,null,171,"1-1","1-1"]
[null,null,172,"1-1","1-1"]
[null,null,173,"1-1","1-1"]
[null,null,174]
[null,null,175]
[null,null,176]
[null,"Månedsvariation",177,"1-1","1-1"]
[null,null,178,"1-1","1-1"]
[null,null,179,"1-1","1-1"]
[null,null,180,"1-1","1-1"]
[null,null,181,"1-1","1-1"]
[null,null,182,"1-1","1-1"]
[null,null,183,"1-1","1-1"]
[null,null,184,"1-1","1-1"]
[null,null,185,"1-1","1-1"]
[null,null,186,"1-1","1-1"]
[null,null,187,"1-1","1-1"]
[null,null,188,"1-1","1-1"]
["Miljø ",null,189]
[null,null,190]
[null,null,191]
[null,"Elpristype 1 - CO₂ indhold i en kWh el, almindelig, g pr. kWh",192,288,288]
[null,"Elpristype 2 - CO₂ indhold i en kWh el, almindelig, g pr. kWh",193,0,0]
[null,"Elpristype 3 - CO₂ indhold i en kWh el, almindelig, g pr. kWh",194,0,0]
[null,null,195," "," "]
[null,null,196," "," "]
[null,null,197," "," "]
[null,null,161]
[null,null,162]
[null,null,163]
["Avancerede inddata  ",null,164]
[null,null,165]
["Effekt for typer af solceller pr. m² modul ",null,166]
[null,"Type 1 solcelle, W/m² solcellemodul",167,130,130]
[null,"Type 2 solcelle, W/m² solcellemodul",168,160,160]
[null,"Type 3 solcelle, W/m² solcellemodul",169,90,90]
[null,"Type 4 solcelle, W/m² solcellemodul",170,0,0]
[null,null,171]
[null,null,172]

{"sheet":"model","index":11,"n_rows":8821,"n_cols":294,"rows_kept":281,"cut":true,"hidden":true,"merged":[[1,5,1,6],[2,5,2,7],[6,14,6,17],[6,20,6,23]],"bounds":{"rows_first":125,"rows_last":31,"rows_between":125,"halvings":4}}
[null,null,null,null,null,null,null,null,null,null,null,null,null,null,null,null,null,null,null,null,null,null,null,null,null,null,null,null,null,null,null,null,null,null,null,null,null,null,null,null,null,"Dækning med PV",{"$f":"(M8-AW8)/M8","v":0.42290113674121943},"pris ",{"$f":"BR!AB55","v":1.9299197576336151},"kr/kWh","elkøb til batteri",null,{"$f":"#REF!","v":{"$error":"#REF!"}},"tjek=0",{"$f":"M8-AT8-AQ8-AX8-GN8","v":3.2013947048881164E-10}]
[null,null,null,null,null,null,null,null,null,null,null,null,{"$f":"M8/365","v":591.7808219178097},null,null,null,null,null,null,null,{"$f":"ID!AB64","v":0.05},{"$f":"1-U2","v":0.95},null,null,null,null,null,null,null,null,null,null,null,null,null,null,null,null,null,null,null,"solgt i pct af produktion",{"$f":"GO8/AK8","v":0.50111323486510495},"ave charge",{"$f":"AVERAGE(AM11:AM8770)/Maxbatteri","v":0.3283573588759689},null,"tab batteri ",{"$f":"AN8789","v":0},{"$f":"AU8789","v":1225.2187741326652},"tjek=1",{"$f":"AK8-AQ8-AZ8-GO8-GP8","v":-1.8098944565281272E-10}]
[null,null,null,null,null,null,null,null,null,{"$f":"J8789","v":216000.00000000055},{"$f":"K8789","v":0},null,null,null,null,null,null,null,null,null,null,null,null,null,null,null,null,null,null,null,null,null,null,null,{"$f":"AI8789","v":0},{"$f":"AJ8789","v":0},null,null,null,null,null,"Spild i pct af produktion",{"$f":"GP8/AK8","v":1.3575030302118405E-2},null,null,null,null,null,null,"tjek=3",{"$f":"-AN8-AT8-AU8+AZ8+GE8","v":0.66666666665878438},null,null,null,null,null,null,null,null,null,null,null,null,null,null,null,null,null,{"$f":"minpctbatteri","v":0.1}]
[null,"TID OG VEJR",null,null,null,null,null,null,null,"FORBRUG AF EL",null,null,null,null,"PV","PV","PV","PV","PV","PV","PV","PV","PV","PV","PV","PV","PV","PV","PV","PV","PV","PV","PV","PV","PV",null,null,null,"BATTERI",null,null,null,null,null,null,null,null,null,null,null,null,null,null,null,null,null,null,null,null,null,null,null,null,null,null,null,null,null,null,null,null,null,null,null,null,null,null,null,null,null,null,null,null,null,null,null,null,null,null,null,null,null,null,null,null,null,null,null,null,null,null,null,null,null,null,null,null,null,null,null,null,null,null,null,null,null,null,null,null,null,null,null,null,null,null,null,null,null,null,null,null,null,null,null,null,null,null,null,null,null,null,null,null,null,null,null,null,null,null,null,null,null,null,null,null,null,null,null,null,null,null,null,null,null,null,null,null,null,null,null,null,null,null,null,null,null,null,null,null,null,null,null,null,null,null,null,null,null,"BATE efter","Batteri slid ",null,null,null,null,null,"solgt og spild ",null,null,"TJEK",null,null,null,null,null,null,null,null,null,null,null,null,null,null,null,null,null,"  beregning af udgifter til el",null,null,null,null,null,null,null,null,null,null,"Udg til EL","CO₂ indhold",null,"Indt. ved salg ",null,null,"YDELSE - WH PR. 10 W PEAK    (tallene er genereret for et 10 kW anlæg med 10 kW inverter. Det er output fra solceller der beregnes. "]
[null,null,null,null,null,null,null,null,null,null,null,null,null,null,null,null,null,null,null,null,null,null,null,null,null,null,null,null,null,null,null,null,null,null,null,null,null,null,null,null,null,null,null,null,null,null,null,null,null,null,null,null,null,null,null,null,null,null,null,null,null,null,null,null,null,null,null,"0 % køb",null,null,null,null,null,null,null,null,null,null,null,null,null,null,null,null,"20% køb",null,null,null,null,null,null,null,null,null,null,null,null,null,null,null,null,"40% køb",null,null,null,null,null,null,null,null,null,null,null,null,null,null,null,null,"60% køb",null,null,null,null,null,null,null,null,null,null,null,null,null,null,null,null,"80% køb",null,null,null,null,null,null,null,null,null,null,null,null,null,null,null,null,"1000% køb",null,null,null,null,null,null,null,null,null,null,null,null,null,null,null,null,null,null,null,null,null,null,null,null,null,null,null,null,null,null,null,null,null,null,null,null,null,null,null,null,null,null,null,null,null,null,null,null,null,null,null,null,null,null,null,null,null,null,null,null,null,null,null,null,"Pristype 1",null,null,null,"Pristype 2 ",null,null,"Elpristype 3 ",null,null,null,null,null,null,null,null,"Sum Wh/kW p"]
["time","Month","day","hour","dag nr. ","uge nr. ","NormRad([Outdoor])kW/m²","WindSpeed([Outdoor])m/s","outside temp.","Samlet indiv. forbrug","Samlet fællesforbrug","Indsat samlet forbrug som timeværdier","Samlet forbrug",null,"ydelse tag1 ","ydelse tag2","ydelse tag3","ydelse tag4","ydelse tag5","ydelse tag6","ydelse tag1 ","ydelse tag2","ydelse tag3","ydelse tag4","ydelse tag5","ydelse tag6",null,null,null,null,null,null,null,null,null,"Indtastet PV produktion","Samlet PV",null,"Batteri før","Selvafladning","Batteri efter tab ved afladning",null,"PV til direkte forbrug","Forbrug efter PV direkte efter tab pga. eff. ","Mulig brug fra batteri uht. effektivitet og min.","Forbrug fra batteri uden tab. Rettet aug 16 med max inverter. ","Tab fra batteri pga. eff","Batteri efter forbrug og tab","Forbrug ikke dækket fra batteri eller direkte PV","Direkte elforbrug fra net","PV til batteri mulig. Foruddsat at inverter er stor nok. ","PV til batteri faktisk. Det der er plads til eller max aht. inverter. rettet aug 16","Batteri efter PV til batteri ",null,null,null,"til 4105","sol","forbrug","sum af sol og forbrug","Max køb i alt til forbrug og batteri ","Tilbage til køb til batteri ","Max køb til batteri aht. inverter","Max køb til batteri =  se note",null,"max elkøb i aktuel time","køb",1,2,3,4,5,6,7,8,9,10,11,12,13,14,15,16,"køb",1,2,3,4,5,6,7,8,9,10,11,12,13,14,15,16,"køb",1,2,3,4,5,6,7,8,9,10,11,12,13,14,15,16,"køb",1,2,3,4,5,6,7,8,9,10,11,12,13,14,15,16,"køb",1,2,3,4,5,6,7,8,9,10,11,12,13,14,15,16,"køb",1,2,3,4,5,6,7,8,9,10,11,12,13,14,15,16,"max 0 %","max 20 %","max 40%","max 60 %","max 80 %","max 100%","Faktor på køb. Altså beregnet pct køb som er muligt aht. plads til VP. ",null,"Faktisk muligt max  køb uden max begræsning","Faktisk muligt max  køb begrænset med max",null,null,"Elkøb til batteri når billigt valgt","Er el billigere end gennemsnitprisen","Elpris køb","Faktisk køb. Batteristyring 1  kun hvis billig og plads til sol. ","Faktisk køb hvis max køb\nBatteristyring 2 (max køb aht. sol)",null,"køb fra nettet",null,"Batteri SOC","Procent ændring angivet som procen 0-100 altså ikke brøkdel ","Stiger eller falder","cyclus 1","cycklus 2","procent ændring  cyclus 1 ændret så pct 0-100","procent ændring cyclus 2. Ændret så pct 0-100","Ikke dækket elforbrug","Solgt PV til nettet","Ikke brugt el ","PV skal være nul hver time","fobrug skal være nul hver time","batteri skal svare til Delta i batteri","Dækning med PV",null,null,null,null,null,null,null,null,null,null,null,null,null,null,"Køb fra net i alt","Elpris køb timefaktor","Elpris salg timefaktor","Køb med beregnet prisvariation","Elpristype 1 Beregnet  udfra timefaktorer","Spotpriser  fra Steen hentet i ID","Spotpris inkl. afgifter","Køb spotpris inkl afgifter","Timepriser fra inddata",null,null,"Udgifter til el valgt pristype","Netto brug af el dvs. direkte køb plus køb til batteri minus salg ","CO₂ indhold valgt pristype","Salg",null,null,"Orientering","S","S","S","S","S","SV","SV","SV","SV","SV","SØ","SØ","SØ","SØ","SØ","V","V","V","V","V","Ø","Ø","Ø","Ø","Ø",null,null,"HERUNDER kmmer stached graphs "]
[null,null,null,null,null,null,null,null,null,null,null,null,null,null,"Wh per W peak",null,null,null,null,null,"kWh",null,null,null,null,null,null,null,null,null,null,null,null,null,null,null,null,null,"kwh",null,null,null,"kwh","kwh",null,"kwh",null,"kwh","kwh","kwh","kwh","kwh","kwh",null,null,null,null,null,null,null,null,null,null,null,null,null,null,null,null,null,null,null,null,null,null,null,null,null,null,null,null,null,null,null,null,null,null,null,null,null,null,null,null,null,null,null,null,null,null,null,null,null,null,null,null,null,null,null,null,null,null,null,null,null,null,null,null,null,null,null,null,null,null,null,null,null,null,null,null,null,null,null,null,null,null,null,null,null,null,null,null,null,null,null,null,null,null,null,null,null,null,null,null,null,null,null,null,null,null,null,null,null,null,null,null,null,null,null,null,null,null,null,null,null,null,null,"DE ER ENS",null,null,null,null,null,null,null,null,null,"kwh",null,"kwh",null,null,null,null,null,null,"kwh","kwh","kwh",null,null,null,null,null,null,null,null,null,null,null,null,null,null,null,null,null,null,null,"faktor","faktor",null,"kr. ","kr/kWh","kr/kWh","kr.",null,null,null,"kr.",null,"kg CO₂","kr. ",null,null,"Hældning",15,30,45,60,90,15,30,45,60,90,15,30,45,60,90,15,30,45,60,90,15,30,45,60,90]
[null,null,null,null,null,null,{"$f":"G8789","v":997.04200000000026},null,null,{"$f":"J8789","v":216000.00000000055},{"$f":"K8789","v":0},{"$f":"L8789","v":8760},{"$f":"M8789","v":216000.00000000055},null,{"$f":"O8789","v":987979.9580000001},976106.24000000011,802623.28500000015,994674.0340000001,994674.0340000001,994674.0340000001,{"$f":"U8789","v":131401.33441399995},59347.259392000007,0,0,0,0,null,null,null,null,null,null,null,null,"årsprod kw P x 1000",null,{"$f":"AK8789","v":190748.5938059999},null,null,{"$f":"AN8789","v":0},null,null,{"$f":"AQ8789","v":79094.457794776652},{"$f":"AR8789","v":136905.54220522355},null,{"$f":"AT8789","v":12252.187741326659},{"$f":"AU8789","v":1225.2187741326652},null,{"$f":"AW8789","v":124653.35446389692},{"$f":"AX8789","v":124653.35446389692},null,{"$f":"AZ8789","v":13478.073182125983},null,null,null,null,null,null,null,null,null,null,null,null,null,null,null,null,null,null,null,null,null,null,null,null,null,null,null,null,null,null,null,null,null,null,null,null,null,null,null,null,null,null,null,null,null,null,null,null,null,null,null,null,null,null,null,null,null,null,null,null,null,null,null,null,null,null,null,null,null,null,null,null,null,null,null,null,null,null,null,null,null,null,null,null,null,null,null,null,null,null,null,null,null,null,null,null,null,null,null,null,null,null,null,null,null,null,null,null,null,null,null,null,null,null,null,null,null,null,null,null,null,null,null,null,null,null,null,null,null,null,null,null,null,null,{"$f":"GE8789","v":0},null,null,null,null,null,null,null,null,{"$f":"GN8789","v":2.6645352591003757E-15},95586.644888094525,2589.4179410029237,0,0,0.66666666666644858,7755.5930705708561,null,null,null,null,null,null,null,null,null,null,null,null,null,null,{"$f":"HI8789","v":124653.35446389692},{"$f":"HJ8789","v":8760},{"$f":"HK8789","v":8760},{"$f":"HL8789","v":283586.38140536478},{"$f":"HM8789","v":283586.38140536478},null,null,null,null,null,null,{"$f":"HT8789","v":283586.38140536478},null,{"$f":"HV8789","v":35900.166085602294},{"$f":"HW8789","v":70734.117217189982},null,null,null,{"$f":"IA8789","v":9946740.3400000017},10464587.480000002,10469232.749999998,9942998.660000002,7555630.209999999,9610760.2799999993,9889590.3500000015,9761062.3999999985,9222774.0699999984,7115386.9800000004,9657479.9100000001,9980128.5399999991,9879799.5800000019,9341724.2999999989,7241012.6099999994,8804511.6899999995,8486812,8026232.8499999996,7403634.2799999975,5708932.6499999985,8804511.6899999995,8486812,8026232.8499999996,7403634.2799999975,5708932.6499999985]
[null,null,null,null,null,null,null,null,null,null,null,null,null,null,null,null,null,null,null,null,null,null,null,null,null,null,null,null,null,null,null,null,null,null,"årsprod bereg.",null,null,null,null,null,null,null,null,null,null,null,null,null,null,null,null,null,null,null,null,null,null,null,null,null,null,null,null,null,null,null,null,null,null,null,null,null,null,null,null,null,null,null,null,null,null,null,null,null,null,null,null,null,null,null,null,null,null,null,null,null,null,null,null,null,null,null,null,null,null,null,null,null,null,null,null,null,null,null,null,null,null,null,null,null,null,null,null,null,null,null,null,null,null,null,null,null,null,null,null,null,null,null,null,null,null,null,null,null,null,null,null,null,null,null,null,null,null,null,null,null,null,null,null,null,null,null,null,null,null,null,null,null,null,null,null,null,null,null,null,null,null,null,null,null,null,null,null,null,null,null,null,null,null,null,null,null,null,null,null,null,null,null,null,null,null,null,null,null,null,null,null,null,null,null,null,null,null,null,null,null,null,null,"Ave",null,null,{"$f":"HN8789/(365*24)","v":0.23966042465753437},null,null,null,null,null,null,null,null,null,null,null,null,1,2,3,4,5,6,7,8,9,10,11,12,13,14,15,16,17,18,19,20,21,22,23,24,25]
[null,null,null,null,null,null,null,null,null,null,null,null,null,null,null,null,null,null,null,null,null,null,null,null,null,null,null,null,null,null,null,null,null,null,null,null,null,null,null,null,null,null,null,null,null,null,null,null,null,null,null,null,null,null,null,null,null,null,null,null,null,null,null,null,null,null,0,null,null,null,null,null,null,null,null,null,null,null,null,null,null,null,null,0.2,null,null,null,null,null,null,null,null,null,null,null,null,null,null,null,null,0.4,null,null,null,null,null,null,null,null,null,null,null,null,null,null,null,null,0.6,null,null,null,null,null,null,null,null,null,null,null,null,null,null,null,null,0.8,null,null,null,null,null,null,null,null,null,null,null,null,null,null,null,null,1,null,null,null,null,null,null,null,null,null,null,null,null,null,null,null,null,null,null,null,null,null,null,null,null,null,null,null,null,null,null,null,null,null,null,null,null,null,null,null,null,null,null,null,null,null,null,null,null,null,null,null,null,null,null,null,null,null,null,null,null,null,null,null,null,null,null,null,null,null,null,null,null,null,null,null,null,null,null,null,null,null,null,"s15","s30","s45","s60","s90","sv15","sv30","sv45","sv60","sv90","sø15","sø30","sø45","sø60","sø90","v15","v30","v45","v60","v90","ø15","ø30","ø45","ø60","ø90"]
[1,1,1,0,1,1,0,19.02,2.7,{"$f":"IF(ID!$W$4=2,0,FBR!P11+FBR!Q11)","v":20.670986793536215},{"$f":"IF(ID!$W$4=2,0,FBR!R11+FBR!S11)","v":0},{"$f":"ID!H219","v":1},{"$f":"IF(ID!$Y$4=1,J11+K11,IF(ID!$Y$4=2,model!L11,\"error\"))","v":20.670986793536215},null,{"$f":"INDEX(PVY,$A11,Tag1søjle)/10","v":0},{"$f":"INDEX(PVY,$A11,tag2søjle)/10","v":0},{"$f":"INDEX(PVY,$A11,tag3søjle)/10","v":0},{"$f":"INDEX(PVY,$A11,tag4søjle)/10","v":0},{"$f":"INDEX(PVY,$A11,tag5søjle)/10","v":0},{"$f":"INDEX(PVY,$A11,tag6søjle)/10","v":0},{"$f":"(1-ID!$AB$64)*O11*PV1W/1000000","v":0},{"$f":"(1-ID!$AB$65)*P11*PV2W/1000000","v":0},{"$f":"(1-ID!$AB$66)*Q11*PV3W/1000000","v":0},{"$f":"(1-ID!$AB$67)*R11*PV4W/1000000","v":0},{"$f":"(1-ID!$AB$68)*S11*PV5W/1000000","v":0},{"$f":"(1-ID!$AB$69)*T11*PV6W/1000000","v":0},null,null,null,null,null,null,null,null,null,{"$f":"ID!L219","v":0},{"$f":"IF(ID!$K$70=\"ja\",AJ11,SUM(U11:Z11))","v":0},null,{"$f":"Maxbatteri*minpctbatteri","v":6},{"$f":"AM11*selfdischarge/(30.4*24)","v":0},{"$f":"AM11-AN11","v":6},null,{"$f":"MIN(AK11,M11)","v":0},{"$f":"M11-AQ11","v":20.670986793536215},{"$f":"(AO11*(effbatteri))","v":5.4},{"$f":"MIN(batinvpct*Maxbatteri,IF(MIN(AS11-Maxbatteri*minpctbatteri,AS11)<0,0,MIN(AS11-Maxbatteri*minpctbatteri,AR11)))","v":0},{"$f":"(1-effbatteri)*AT11","v":0},{"$f":"AO11-AT11-AU11","v":6},{"$f":"M11-AT11-AQ11","v":20.670986793536215},{"$f":"MIN(AW11,maxelkøb*INDEX(fakelkøb,(D11+1)))","v":20.670986793536215},{"$f":"AK11-AQ11","v":0},{"$f":"MIN(IF(AY11+AV11<Maxbatteri*maxpctbatteri,AY11,Maxbatteri*maxpctbatteri-AO11),Maxbatteri*batinvpct)","v":0},{"$f":"AV11+AZ11","v":6},null,null,null,null,{"$f":"AK11","v":0},{"$f":"M11","v":20.670986793536215},{"$f":"BF11-BG11","v":-20.670986793536215},{"$f":"maxelkøb","v":99},{"$f":"BI11-AX11","v":78.329013206463785},{"$f":"maxelkøb*batinvpct","v":39.6},{"$f":"MIN(BJ11,BK11)","v":39.6},null,{"$f":"BL11","v":39.6},{"$f":"BN11*BO10","v":0},{"$f":"IF(BO11+$AM11+$BH11<Maxbatteri*minpctbatteri,Maxbatteri*minpctbatteri,IF(BO11+$AM11+$BH11>Maxbatteri*maxpctbatteri,Maxbatteri*maxpctbatteri,BO11+$AM11+$BH11))","v":6},{"$f":"IF(BO11+$AM11+$BH11+SUM($BH12)<Maxbatteri*minpctbatteri,Maxbatteri*minpctbatteri,IF(BO11+$AM11+$BH11+SUM($BH12)>Maxbatteri*maxpctbatteri,Maxbatteri*maxpctbatteri,BO11+$AM11+$BH11+SUM($BH12)))","v":6},{"$f":"IF(BO11+$AM11+$BH11+SUM($BH12:$BH13)<Maxbatteri*minpctbatteri,Maxbatteri*minpctbatteri,IF(BO11+$AM11+$BH11+SUM($BH12:$BH13)>Maxbatteri*maxpctbatteri,Maxbatteri*maxpctbatteri,BO11+$AM11+$BH11+SUM($BH12:$BH13)))","v":6},{"$f":"IF(BO11+$AM11+$BH11+SUM($BH12:$BH14)<Maxbatteri*minpctbatteri,Maxbatteri*minpctbatteri,IF(BO11+$AM11+$BH11+SUM($BH12:$BH14)>Maxbatteri*maxpctbatteri,Maxbatteri*maxpctbatteri,BO11+$AM11+$BH11+SUM($BH12:$BH14)))","v":6},{"$f":"IF(BO11+$AM11+$BH11+SUM($BH12:$BH15)<Maxbatteri*minpctbatteri,Maxbatteri*minpctbatteri,IF(BO11+$AM11+$BH11+SUM($BH12:$BH15)>Maxbatteri*maxpctbatteri,Maxbatteri*maxpctbatteri,BO11+$AM11+$BH11+SUM($BH12:$BH15)))","v":6},{"$f":"IF(BO11+$AM11+$BH11+SUM($BH12:$BH16)<Maxbatteri*minpctbatteri,Maxbatteri*minpctbatteri,IF(BO11+$AM11+$BH11+SUM($BH12:$BH16)>Maxbatteri*maxpctbatteri,Maxbatteri*maxpctbatteri,BO11+$AM11+$BH11+SUM($BH12:$BH16)))","v":6},{"$f":"IF(BO11+$AM11+$BH11+SUM($BH12:$BH17)<Maxbatteri*minpctbatteri,Maxbatteri*minpctbatteri,IF(BO11+$AM11+$BH11+SUM($BH12:$BH17)>Maxbatteri*maxpctbatteri,Maxbatteri*maxpctbatteri,BO11+$AM11+$BH11+SUM($BH12:$BH17)))","v":6},{"$f":"IF(BO11+$AM11+$BH11+SUM($BH12:$BH18)<Maxbatteri*minpctbatteri,Maxbatteri*minpctbatteri,IF(BO11+$AM11+$BH11+SUM($BH12:$BH18)>Maxbatteri*maxpctbatteri,Maxbatteri*maxpctbatteri,BO11+$AM11+$BH11+SUM($BH12:$BH18)))","v":6},{"$f":"IF(BO11+$AM11+$BH11+SUM($BH12:$BH19)<Maxbatteri*minpctbatteri,Maxbatteri*minpctbatteri,IF(BO11+$AM11+$BH11+SUM($BH12:$BH19)>Maxbatteri*maxpctbatteri,Maxbatteri*maxpctbatteri,BO11+$AM11+$BH11+SUM($BH12:$BH19)))","v":6},{"$f":"IF(BO11+$AM11+$BH11+SUM($BH12:$BH20)<Maxbatteri*minpctbatteri,Maxbatteri*minpctbatteri,IF(BO11+$AM11+$BH11+SUM($BH12:$BH20)>Maxbatteri*maxpctbatteri,Maxbatteri*maxpctbatteri,BO11+$AM11+$BH11+SUM($BH12:$BH20)))","v":6},{"$f":"IF(BO11+$AM11+$BH11+SUM($BH12:$BH21)<Maxbatteri*minpctbatteri,Maxbatteri*minpctbatteri,IF(BO11+$AM11+$BH11+SUM($BH12:$BH21)>Maxbatteri*maxpctbatteri,Maxbatteri*maxpctbatteri,BO11+$AM11+$BH11+SUM($BH12:$BH21)))","v":6},{"$f":"IF($BO11+$AM11+$BH11+SUM($BH12:$BH22)<Maxbatteri*minpctbatteri,Maxbatteri*minpctbatteri,IF($BO11+$AM11+$BH11+SUM($BH12:$BH22)>Maxbatteri*maxpctbatteri,Maxbatteri*maxpctbatteri,$BO11+$AM11+$BH11+SUM($BH12:$BH22)))","v":6},{"$f":"IF($BO11+$AM11+$BH11+SUM($BH12:$BH23)<Maxbatteri*minpctbatteri,Maxbatteri*minpctbatteri,IF($BO11+$AM11+$BH11+SUM($BH12:$BH23)>Maxbatteri*maxpctbatteri,Maxbatteri*maxpctbatteri,$BO11+$AM11+$BH11+SUM($BH12:$BH23)))","v":6},{"$f":"IF($BO11+$AM11+$BH11+SUM($BH12:$BH24)<Maxbatteri*minpctbatteri,Maxbatteri*minpctbatteri,IF($BO11+$AM11+$BH11+SUM($BH12:$BH24)>Maxbatteri*maxpctbatteri,Maxbatteri*maxpctbatteri,$BO11+$AM11+$BH11+SUM($BH12:$BH24)))","v":6},{"$f":"IF($BO11+$AM11+$BH11+SUM($BH12:$BH25)<Maxbatteri*minpctbatteri,Maxbatteri*minpctbatteri,IF($BO11+$AM11+$BH11+SUM($BH12:$BH25)>Maxbatteri*maxpctbatteri,Maxbatteri*maxpctbatteri,$BO11+$AM11+$BH11+SUM($BH12:$BH25)))","v":6},{"$f":"IF($BO11+$AM11+$BH11+SUM($BH12:$BH26)<Maxbatteri*minpctbatteri,Maxbatteri*minpctbatteri,IF($BO11+$AM11+$BH11+SUM($BH12:$BH26)>Maxbatteri*maxpctbatteri,Maxbatteri*maxpctbatteri,$BO11+$AM11+$BH11+SUM($BH12:$BH26)))","v":6},{"$f":"BN11*CF$10","v":7.9200000000000008},{"$f":"IF(CF11+$AM11+$BH11<Maxbatteri*minpctbatteri,Maxbatteri*minpctbatteri,IF(CF11+$AM11+$BH11>Maxbatteri*maxpctbatteri,Maxbatteri*maxpctbatteri,CF11+$AM11+$BH11))","v":6},{"$f":"IF(CF11+$AM11+$BH11+SUM($BH12)<Maxbatteri*minpctbatteri,Maxbatteri*minpctbatteri,IF(CF11+$AM11+$BH11+SUM($BH12)>Maxbatteri*maxpctbatteri,Maxbatteri*maxpctbatteri,CF11+$AM11+$BH11+SUM($BH12)))","v":6},{"$f":"IF(CF11+$AM11+$BH11+SUM($BH12:$BH13)<Maxbatteri*minpctbatteri,Maxbatteri*minpctbatteri,IF(CF11+$AM11+$BH11+SUM($BH12:$BH13)>Maxbatteri*maxpctbatteri,Maxbatteri*maxpctbatteri,CF11+$AM11+$BH11+SUM($BH12:$BH13)))","v":6},{"$f":"IF(CF11+$AM11+$BH11+SUM($BH12:$BH14)<Maxbatteri*minpctbatteri,Maxbatteri*minpctbatteri,IF(CF11+$AM11+$BH11+SUM($BH12:$BH14)>Maxbatteri*maxpctbatteri,Maxbatteri*maxpctbatteri,CF11+$AM11+$BH11+SUM($BH12:$BH14)))","v":6},{"$f":"IF(CF11+$AM11+$BH11+SUM($BH12:$BH15)<Maxbatteri*minpctbatteri,Maxbatteri*minpctbatteri,IF(CF11+$AM11+$BH11+SUM($BH12:$BH15)>Maxbatteri*maxpctbatteri,Maxbatteri*maxpctbatteri,CF11+$AM11+$BH11+SUM($BH12:$BH15)))","v":6},{"$f":"IF(CF11+$AM11+$BH11+SUM($BH12:$BH16)<Maxbatteri*minpctbatteri,Maxbatteri*minpctbatteri,IF(CF11+$AM11+$BH11+SUM($BH12:$BH16)>Maxbatteri*maxpctbatteri,Maxbatteri*maxpctbatteri,CF11+$AM11+$BH11+SUM($BH12:$BH16)))","v":6},{"$f":"IF(CF11+$AM11+$BH11+SUM($BH12:$BH17)<Maxbatteri*minpctbatteri,Maxbatteri*minpctbatteri,IF(CF11+$AM11+$BH11+SUM($BH12:$BH17)>Maxbatteri*maxpctbatteri,Maxbatteri*maxpctbatteri,CF11+$AM11+$BH11+SUM($BH12:$BH17)))","v":6},{"$f":"IF(CF11+$AM11+$BH11+SUM($BH12:$BH18)<Maxbatteri*minpctbatteri,Maxbatteri*minpctbatteri,IF(CF11+$AM11+$BH11+SUM($BH12:$BH18)>Maxbatteri*maxpctbatteri,Maxbatteri*maxpctbatteri,CF11+$AM11+$BH11+SUM($BH12:$BH18)))","v":6},{"$f":"IF(CF11+$AM11+$BH11+SUM($BH12:$BH19)<Maxbatteri*minpctbatteri,Maxbatteri*minpctbatteri,IF(CF11+$AM11+$BH11+SUM($BH12:$BH19)>Maxbatteri*maxpctbatteri,Maxbatteri*maxpctbatteri,CF11+$AM11+$BH11+SUM($BH12:$BH19)))","v":6},{"$f":"IF(CF11+$AM11+$BH11+SUM($BH12:$BH20)<Maxbatteri*minpctbatteri,Maxbatteri*minpctbatteri,IF(CF11+$AM11+$BH11+SUM($BH12:$BH20)>Maxbatteri*maxpctbatteri,Maxbatteri*maxpctbatteri,CF11+$AM11+$BH11+SUM($BH12:$BH20)))","v":6},{"$f":"IF(CF11+$AM11+$BH11+SUM($BH12:$BH21)<Maxbatteri*minpctbatteri,Maxbatteri*minpctbatteri,IF(CF11+$AM11+$BH11+SUM($BH12:$BH21)>Maxbatteri*maxpctbatteri,Maxbatteri*maxpctbatteri,CF11+$AM11+$BH11+SUM($BH12:$BH21)))","v":6},{"$f":"IF(CF11+$AM11+$BH11+SUM($BH12:$BH22)<Maxbatteri*minpctbatteri,Maxbatteri*minpctbatteri,IF(CF11+$AM11+$BH11+SUM($BH12:$BH22)>Maxbatteri*maxpctbatteri,Maxbatteri*maxpctbatteri,CF11+$AM11+$BH11+SUM($BH12:$BH22)))","v":6},{"$f":"IF($CF11+$AM11+$BH11+SUM($BH12:$BH23)<Maxbatteri*minpctbatteri,Maxbatteri*minpctbatteri,IF($CF11+$AM11+$BH11+SUM($BH12:$BH23)>Maxbatteri*maxpctbatteri,Maxbatteri*maxpctbatteri,$CF11+$AM11+$BH11+SUM($BH12:$BH23)))","v":6},{"$f":"IF($CF11+$AM11+$BH11+SUM($BH12:$BH24)<Maxbatteri*minpctbatteri,Maxbatteri*minpctbatteri,IF($CF11+$AM11+$BH11+SUM($BH12:$BH24)>Maxbatteri*maxpctbatteri,Maxbatteri*maxpctbatteri,$CF11+$AM11+$BH11+SUM($BH12:$BH24)))","v":6},{"$f":"IF($CF11+$AM11+$BH11+SUM($BH12:$BH25)<Maxbatteri*minpctbatteri,Maxbatteri*minpctbatteri,IF($CF11+$AM11+$BH11+SUM($BH12:$BH25)>Maxbatteri*maxpctbatteri,Maxbatteri*maxpctbatteri,$CF11+$AM11+$BH11+SUM($BH12:$BH25)))","v":6},{"$f":"IF($CF11+$AM11+$BH11+SUM($BH12:$BH26)<Maxbatteri*minpctbatteri,Maxbatteri*minpctbatteri,IF($CF11+$AM11+$BH11+SUM($BH12:$BH26)>Maxbatteri*maxpctbatteri,Maxbatteri*maxpctbatteri,$CF11+$AM11+$BH11+SUM($BH12:$BH26)))","v":6},{"$f":"BN11*CW$10","v":15.840000000000002},{"$f":"IF(CW11+$AM11+$BH11<Maxbatteri*minpctbatteri,Maxbatteri*minpctbatteri,IF(CW11+$AM11+$BH11>Maxbatteri*maxpctbatteri,Maxbatteri*maxpctbatteri,CW11+$AM11+$BH11))","v":6},{"$f":"IF(CW11+$AM11+$BH11+SUM($BH12)<Maxbatteri*minpctbatteri,Maxbatteri*minpctbatteri,IF(CW11+$AM11+$BH11+SUM($BH12)>Maxbatteri*maxpctbatteri,Maxbatteri*maxpctbatteri,CW11+$AM11+$BH11+SUM($BH12)))","v":6},{"$f":"IF(CW11+$AM11+$BH11+SUM($BH12:$BH13)<Maxbatteri*minpctbatteri,Maxbatteri*minpctbatteri,IF(CW11+$AM11+$BH11+SUM($BH12:$BH13)>Maxbatteri*maxpctbatteri,Maxbatteri*maxpctbatteri,CW11+$AM11+$BH11+SUM($BH12:$BH13)))","v":6},{"$f":"IF(CW11+$AM11+$BH11+SUM($BH12:$BH14)<Maxbatteri*minpctbatteri,Maxbatteri*minpctbatteri,IF(CW11+$AM11+$BH11+SUM($BH12:$BH14)>Maxbatteri*maxpctbatteri,Maxbatteri*maxpctbatteri,CW11+$AM11+$BH11+SUM($BH12:$BH14)))","v":6},{"$f":"IF(CW11+$AM11+$BH11+SUM($BH12:$BH15)<Maxbatteri*minpctbatteri,Maxbatteri*minpctbatteri,IF(CW11+$AM11+$BH11+SUM($BH12:$BH15)>Maxbatteri*maxpctbatteri,Maxbatteri*maxpctbatteri,CW11+$AM11+$BH11+SUM($BH12:$BH15)))","v":6},{"$f":"IF(CW11+$AM11+$BH11+SUM($BH12:$BH16)<Maxbatteri*minpctbatteri,Maxbatteri*minpctbatteri,IF(CW11+$AM11+$BH11+SUM($BH12:$BH16)>Maxbatteri*maxpctbatteri,Maxbatteri*maxpctbatteri,CW11+$AM11+$BH11+SUM($BH12:$BH16)))","v":6},{"$f":"IF(CW11+$AM11+$BH11+SUM($BH12:$BH17)<Maxbatteri*minpctbatteri,Maxbatteri*minpctbatteri,IF(CW11+$AM11+$BH11+SUM($BH12:$BH17)>Maxbatteri*maxpctbatteri,Maxbatteri*maxpctbatteri,CW11+$AM11+$BH11+SUM($BH12:$BH17)))","v":6},{"$f":"IF(CW11+$AM11+$BH11+SUM($BH12:$BH18)<Maxbatteri*minpctbatteri,Maxbatteri*minpctbatteri,IF(CW11+$AM11+$BH11+SUM($BH12:$BH18)>Maxbatteri*maxpctbatteri,Maxbatteri*maxpctbatteri,CW11+$AM11+$BH11+SUM($BH12:$BH18)))","v":6},{"$f":"IF(CW11+$AM11+$BH11+SUM($BH12:$BH19)<Maxbatteri*minpctbatteri,Maxbatteri*minpctbatteri,IF(CW11+$AM11+$BH11+SUM($BH12:$BH19)>Maxbatteri*maxpctbatteri,Maxbatteri*maxpctbatteri,CW11+$AM11+$BH11+SUM($BH12:$BH19)))","v":6},{"$f":"IF(CW11+$AM11+$BH11+SUM($BH12:$BH20)<Maxbatteri*minpctbatteri,Maxbatteri*minpctbatteri,IF(CW11+$AM11+$BH11+SUM($BH12:$BH20)>Maxbatteri*maxpctbatteri,Maxbatteri*maxpctbatteri,CW11+$AM11+$BH11+SUM($BH12:$BH20)))","v":6},{"$f":"IF(CW11+$AM11+$BH11+SUM($BH12:$BH21)<Maxbatteri*minpctbatteri,Maxbatteri*minpctbatteri,IF(CW11+$AM11+$BH11+SUM($BH12:$BH21)>Maxbatteri*maxpctbatteri,Maxbatteri*maxpctbatteri,CW11+$AM11+$BH11+SUM($BH12:$BH21)))","v":6},{"$f":"IF(CW11+$AM11+$BH11+SUM($BH12:$BH22)<Maxbatteri*minpctbatteri,Maxbatteri*minpctbatteri,IF(CW11+$AM11+$BH11+SUM($BH12:$BH22)>Maxbatteri*maxpctbatteri,Maxbatteri*maxpctbatteri,CW11+$AM11+$BH11+SUM($BH12:$BH22)))","v":6},{"$f":"IF($CW11+$AM11+$BH11+SUM($BH12:$BH23)<Maxbatteri*minpctbatteri,Maxbatteri*minpctbatteri,IF($CW11+$AM11+$BH11+SUM($BH12:$BH23)>Maxbatteri*maxpctbatteri,Maxbatteri*maxpctbatteri,$CW11+$AM11+$BH11+SUM($BH12:$BH23)))","v":6},{"$f":"IF($CW11+$AM11+$BH11+SUM($BH12:$BH24)<Maxbatteri*minpctbatteri,Maxbatteri*minpctbatteri,IF($CW11+$AM11+$BH11+SUM($BH12:$BH24)>Maxbatteri*maxpctbatteri,Maxbatteri*maxpctbatteri,$CW11+$AM11+$BH11+SUM($BH12:$BH24)))","v":6},{"$f":"IF($CW11+$AM11+$BH11+SUM($BH12:$BH25)<Maxbatteri*minpctbatteri,Maxbatteri*minpctbatteri,IF($CW11+$AM11+$BH11+SUM($BH12:$BH25)>Maxbatteri*maxpctbatteri,Maxbatteri*maxpctbatteri,$CW11+$AM11+$BH11+SUM($BH12:$BH25)))","v":6},{"$f":"IF($CW11+$AM11+$BH11+SUM($BH12:$BH26)<Maxbatteri*minpctbatteri,Maxbatteri*minpctbatteri,IF($CW11+$AM11+$BH11+SUM($BH12:$BH26)>Maxbatteri*maxpctbatteri,Maxbatteri*maxpctbatteri,$CW11+$AM11+$BH11+SUM($BH12:$BH26)))","v":6},{"$f":"BN11*DN$10","v":23.76},{"$f":"IF(DN11+$AM11+$BH11<Maxbatteri*minpctbatteri,Maxbatteri*minpctbatteri,IF(DN11+$AM11+$BH11>Maxbatteri*maxpctbatteri,Maxbatteri*maxpctbatteri,DN11+$AM11+$BH11))","v":9.0890132064637861},{"$f":"IF(DN11+$AM11+$BH11+SUM($BH12)<Maxbatteri*minpctbatteri,Maxbatteri*minpctbatteri,IF(DN11+$AM11+$BH11+SUM($BH12)>Maxbatteri*maxpctbatteri,Maxbatteri*maxpctbatteri,DN11+$AM11+$BH11+SUM($BH12)))","v":6},{"$f":"IF(DN11+$AM11+$BH11+SUM($BH12:$BH13)<Maxbatteri*minpctbatteri,Maxbatteri*minpctbatteri,IF(DN11+$AM11+$BH11+SUM($BH12:$BH13)>Maxbatteri*maxpctbatteri,Maxbatteri*maxpctbatteri,DN11+$AM11+$BH11+SUM($BH12:$BH13)))","v":6},{"$f":"IF(DN11+$AM11+$BH11+SUM($BH12:$BH14)<Maxbatteri*minpctbatteri,Maxbatteri*minpctbatteri,IF(DN11+$AM11+$BH11+SUM($BH12:$BH14)>Maxbatteri*maxpctbatteri,Maxbatteri*maxpctbatteri,DN11+$AM11+$BH11+SUM($BH12:$BH14)))","v":6},{"$f":"IF(DN11+$AM11+$BH11+SUM($BH12:$BH15)<Maxbatteri*minpctbatteri,Maxbatteri*minpctbatteri,IF(DN11+$AM11+$BH11+SUM($BH12:$BH15)>Maxbatteri*maxpctbatteri,Maxbatteri*maxpctbatteri,DN11+$AM11+$BH11+SUM($BH12:$BH15)))","v":6},{"$f":"IF(DN11+$AM11+$BH11+SUM($BH12:$BH16)<Maxbatteri*minpctbatteri,Maxbatteri*minpctbatteri,IF(DN11+$AM11+$BH11+SUM($BH12:$BH16)>Maxbatteri*maxpctbatteri,Maxbatteri*maxpctbatteri,DN11+$AM11+$BH11+SUM($BH12:$BH16)))","v":6},{"$f":"IF(DN11+$AM11+$BH11+SUM($BH12:$BH17)<Maxbatteri*minpctbatteri,Maxbatteri*minpctbatteri,IF(DN11+$AM11+$BH11+SUM($BH12:$BH17)>Maxbatteri*maxpctbatteri,Maxbatteri*maxpctbatteri,DN11+$AM11+$BH11+SUM($BH12:$BH17)))","v":6},{"$f":"IF(DN11+$AM11+$BH11+SUM($BH12:$BH18)<Maxbatteri*minpctbatteri,Maxbatteri*minpctbatteri,IF(DN11+$AM11+$BH11+SUM($BH12:$BH18)>Maxbatteri*maxpctbatteri,Maxbatteri*maxpctbatteri,DN11+$AM11+$BH11+SUM($BH12:$BH18)))","v":6},{"$f":"IF(DN11+$AM11+$BH11+SUM($BH12:$BH19)<Maxbatteri*minpctbatteri,Maxbatteri*minpctbatteri,IF(DN11+$AM11+$BH11+SUM($BH12:$BH19)>Maxbatteri*maxpctbatteri,Maxbatteri*maxpctbatteri,DN11+$AM11+$BH11+SUM($BH12:$BH19)))","v":6},{"$f":"IF(DN11+$AM11+$BH11+SUM($BH12:$BH20)<Maxbatteri*minpctbatteri,Maxbatteri*minpctbatteri,IF(DN11+$AM11+$BH11+SUM($BH12:$BH20)>Maxbatteri*maxpctbatteri,Maxbatteri*maxpctbatteri,DN11+$AM11+$BH11+SUM($BH12:$BH20)))","v":6},{"$f":"IF(DN11+$AM11+$BH11+SUM($BH12:$BH21)<Maxbatteri*minpctbatteri,Maxbatteri*minpctbatteri,IF(DN11+$AM11+$BH11+SUM($BH12:$BH21)>Maxbatteri*maxpctbatteri,Maxbatteri*maxpctbatteri,DN11+$AM11+$BH11+SUM($BH12:$BH21)))","v":6},{"$f":"IF(DN11+$AM11+$BH11+SUM($BH12:$BH22)<Maxbatteri*minpctbatteri,Maxbatteri*minpctbatteri,IF(DN11+$AM11+$BH11+SUM($BH12:$BH22)>Maxbatteri*maxpctbatteri,Maxbatteri*maxpctbatteri,DN11+$AM11+$BH11+SUM($BH12:$BH22)))","v":6},{"$f":"IF($DN11+$AM11+$BH11+SUM($BH12:$BH23)<Maxbatteri*minpctbatteri,Maxbatteri*minpctbatteri,IF($DN11+$AM11+$BH11+SUM($BH12:$BH23)>Maxbatteri*maxpctbatteri,Maxbatteri*maxpctbatteri,$DN11+$AM11+$BH11+SUM($BH12:$BH23)))","v":6},{"$f":"IF($DN11+$AM11+$BH11+SUM($BH12:$BH24)<Maxbatteri*minpctbatteri,Maxbatteri*minpctbatteri,IF($DN11+$AM11+$BH11+SUM($BH12:$BH24)>Maxbatteri*maxpctbatteri,Maxbatteri*maxpctbatteri,$DN11+$AM11+$BH11+SUM($BH12:$BH24)))","v":6},{"$f":"IF($DN11+$AM11+$BH11+SUM($BH12:$BH25)<Maxbatteri*minpctbatteri,Maxbatteri*minpctbatteri,IF($DN11+$AM11+$BH11+SUM($BH12:$BH25)>Maxbatteri*maxpctbatteri,Maxbatteri*maxpctbatteri,$DN11+$AM11+$BH11+SUM($BH12:$BH25)))","v":6},{"$f":"IF($DN11+$AM11+$BH11+SUM($BH12:$BH26)<Maxbatteri*minpctbatteri,Maxbatteri*minpctbatteri,IF($DN11+$AM11+$BH11+SUM($BH12:$BH26)>Maxbatteri*maxpctbatteri,Maxbatteri*maxpctbatteri,$DN11+$AM11+$BH11+SUM($BH12:$BH26)))","v":6},{"$f":"BN11*EE$10","v":31.680000000000003},{"$f":"IF(EE11+$AM11+$BH11<Maxbatteri*minpctbatteri,Maxbatteri*minpctbatteri,IF(EE11+$AM11+$BH11>Maxbatteri*maxpctbatteri,Maxbatteri*maxpctbatteri,EE11+$AM11+$BH11))","v":17.009013206463791},{"$f":"IF(EE11+$AM11+$BH11+SUM($BH12)<Maxbatteri*minpctbatteri,Maxbatteri*minpctbatteri,IF(EE11+$AM11+$BH11+SUM($BH12)>Maxbatteri*maxpctbatteri,Maxbatteri*maxpctbatteri,EE11+$AM11+$BH11+SUM($BH12)))","v":6},{"$f":"IF(EE11+$AM11+$BH11+SUM($BH12:$BH13)<Maxbatteri*minpctbatteri,Maxbatteri*minpctbatteri,IF(EE11+$AM11+$BH11+SUM($BH12:$BH13)>Maxbatteri*maxpctbatteri,Maxbatteri*maxpctbatteri,EE11+$AM11+$BH11+SUM($BH12:$BH13)))","v":6},{"$f":"IF(EE11+$AM11+$BH11+SUM($BH12:$BH14)<Maxbatteri*minpctbatteri,Maxbatteri*minpctbatteri,IF(EE11+$AM11+$BH11+SUM($BH12:$BH14)>Maxbatteri*maxpctbatteri,Maxbatteri*maxpctbatteri,EE11+$AM11+$BH11+SUM($BH12:$BH14)))","v":6},{"$f":"IF(EE11+$AM11+$BH11+SUM($BH12:$BH15)<Maxbatteri*minpctbatteri,Maxbatteri*minpctbatteri,IF(EE11+$AM11+$BH11+SUM($BH12:$BH15)>Maxbatteri*maxpctbatteri,Maxbatteri*maxpctbatteri,EE11+$AM11+$BH11+SUM($BH12:$BH15)))","v":6},{"$f":"IF(EE11+$AM11+$BH11+SUM($BH12:$BH16)<Maxbatteri*minpctbatteri,Maxbatteri*minpctbatteri,IF(EE11+$AM11+$BH11+SUM($BH12:$BH16)>Maxbatteri*maxpctbatteri,Maxbatteri*maxpctbatteri,EE11+$AM11+$BH11+SUM($BH12:$BH16)))","v":6},{"$f":"IF(EE11+$AM11+$BH11+SUM($BH12:$BH17)<Maxbatteri*minpctbatteri,Maxbatteri*minpctbatteri,IF(EE11+$AM11+$BH11+SUM($BH12:$BH17)>Maxbatteri*maxpctbatteri,Maxbatteri*maxpctbatteri,EE11+$AM11+$BH11+SUM($BH12:$BH17)))","v":6},{"$f":"IF(EE11+$AM11+$BH11+SUM($BH12:$BH18)<Maxbatteri*minpctbatteri,Maxbatteri*minpctbatteri,IF(EE11+$AM11+$BH11+SUM($BH12:$BH18)>Maxbatteri*maxpctbatteri,Maxbatteri*maxpctbatteri,EE11+$AM11+$BH11+SUM($BH12:$BH18)))","v":6},{"$f":"IF(EE11+$AM11+$BH11+SUM($BH12:$BH19)<Maxbatteri*minpctbatteri,Maxbatteri*minpctbatteri,IF(EE11+$AM11+$BH11+SUM($BH12:$BH19)>Maxbatteri*maxpctbatteri,Maxbatteri*maxpctbatteri,EE11+$AM11+$BH11+SUM($BH12:$BH19)))","v":6},{"$f":"IF(EE11+$AM11+$BH11+SUM($BH12:$BH20)<Maxbatteri*minpctbatteri,Maxbatteri*minpctbatteri,IF(EE11+$AM11+$BH11+SUM($BH12:$BH20)>Maxbatteri*maxpctbatteri,Maxbatteri*maxpctbatteri,EE11+$AM11+$BH11+SUM($BH12:$BH20)))","v":6},{"$f":"IF(EE11+$AM11+$BH11+SUM($BH12:$BH21)<Maxbatteri*minpctbatteri,Maxbatteri*minpctbatteri,IF(EE11+$AM11+$BH11+SUM($BH12:$BH21)>Maxbatteri*maxpctbatteri,Maxbatteri*maxpctbatteri,EE11+$AM11+$BH11+SUM($BH12:$BH21)))","v":6},{"$f":"IF(EE11+$AM11+$BH11+SUM($BH12:$BH22)<Maxbatteri*minpctbatteri,Maxbatteri*minpctbatteri,IF(EE11+$AM11+$BH11+SUM($BH12:$BH22)>Maxbatteri*maxpctbatteri,Maxbatteri*maxpctbatteri,EE11+$AM11+$BH11+SUM($BH12:$BH22)))","v":6},{"$f":"IF($EE11+$AM11+$BH11+SUM($BH12:$BH23)<Maxbatteri*minpctbatteri,Maxbatteri*minpctbatteri,IF($EE11+$AM11+$BH11+SUM($BH12:$BH23)>Maxbatteri*maxpctbatteri,Maxbatteri*maxpctbatteri,$EE11+$AM11+$BH11+SUM($BH12:$BH23)))","v":6},{"$f":"IF($EE11+$AM11+$BH11+SUM($BH12:$BH24)<Maxbatteri*minpctbatteri,Maxbatteri*minpctbatteri,IF($EE11+$AM11+$BH11+SUM($BH12:$BH24)>Maxbatteri*maxpctbatteri,Maxbatteri*maxpctbatteri,$EE11+$AM11+$BH11+SUM($BH12:$BH24)))","v":6},{"$f":"IF($EE11+$AM11+$BH11+SUM($BH12:$BH25)<Maxbatteri*minpctbatteri,Maxbatteri*minpctbatteri,IF($EE11+$AM11+$BH11+SUM($BH12:$BH25)>Maxbatteri*maxpctbatteri,Maxbatteri*maxpctbatteri,$EE11+$AM11+$BH11+SUM($BH12:$BH25)))","v":6},{"$f":"IF($EE11+$AM11+$BH11+SUM($BH12:$BH26)<Maxbatteri*minpctbatteri,Maxbatteri*minpctbatteri,IF($EE11+$AM11+$BH11+SUM($BH12:$BH26)>Maxbatteri*maxpctbatteri,Maxbatteri*maxpctbatteri,$EE11+$AM11+$BH11+SUM($BH12:$BH26)))","v":6},{"$f":"BN11*EV$10","v":39.6},{"$f":"IF(EV11+$AM11+$BH11<Maxbatteri*minpctbatteri,Maxbatteri*minpctbatteri,IF(EV11+$AM11+$BH11>Maxbatteri*maxpctbatteri,Maxbatteri*maxpctbatteri,EV11+$AM11+$BH11))","v":24.929013206463786},{"$f":"IF(EV11+$AM11+$BH11+SUM($BH12)<Maxbatteri*minpctbatteri,Maxbatteri*minpctbatteri,IF(EV11+$AM11+$BH11+SUM($BH12)>Maxbatteri*maxpctbatteri,Maxbatteri*maxpctbatteri,EV11+$AM11+$BH11+SUM($BH12)))","v":7.2110245262898864},{"$f":"IF(EV11+$AM11+$BH11+SUM($BH12:$BH13)<Maxbatteri*minpctbatteri,Maxbatteri*minpctbatteri,IF(EV11+$AM11+$BH11+SUM($BH12:$BH13)>Maxbatteri*maxpctbatteri,Maxbatteri*maxpctbatteri,EV11+$AM11+$BH11+SUM($BH12:$BH13)))","v":6},{"$f":"IF(EV11+$AM11+$BH11+SUM($BH12:$BH14)<Maxbatteri*minpctbatteri,Maxbatteri*minpctbatteri,IF(EV11+$AM11+$BH11+SUM($BH12:$BH14)>Maxbatteri*maxpctbatteri,Maxbatteri*maxpctbatteri,EV11+$AM11+$BH11+SUM($BH12:$BH14)))","v":6},{"$f":"IF(EV11+$AM11+$BH11+SUM($BH12:$BH15)<Maxbatteri*minpctbatteri,Maxbatteri*minpctbatteri,IF(EV11+$AM11+$BH11+SUM($BH12:$BH15)>Maxbatteri*maxpctbatteri,Maxbatteri*maxpctbatteri,EV11+$AM11+$BH11+SUM($BH12:$BH15)))","v":6},{"$f":"IF(EV11+$AM11+$BH11+SUM($BH12:$BH16)<Maxbatteri*minpctbatteri,Maxbatteri*minpctbatteri,IF(EV11+$AM11+$BH11+SUM($BH12:$BH16)>Maxbatteri*maxpctbatteri,Maxbatteri*maxpctbatteri,EV11+$AM11+$BH11+SUM($BH12:$BH16)))","v":6},{"$f":"IF(EV11+$AM11+$BH11+SUM($BH12:$BH17)<Maxbatteri*minpctbatteri,Maxbatteri*minpctbatteri,IF(EV11+$AM11+$BH11+SUM($BH12:$BH17)>Maxbatteri*maxpctbatteri,Maxbatteri*maxpctbatteri,EV11+$AM11+$BH11+SUM($BH12:$BH17)))","v":6},{"$f":"IF(EV11+$AM11+$BH11+SUM($BH12:$BH18)<Maxbatteri*minpctbatteri,Maxbatteri*minpctbatteri,IF(EV11+$AM11+$BH11+SUM($BH12:$BH18)>Maxbatteri*maxpctbatteri,Maxbatteri*maxpctbatteri,EV11+$AM11+$BH11+SUM($BH12:$BH18)))","v":6},{"$f":"IF(EV11+$AM11+$BH11+SUM($BH12:$BH19)<Maxbatteri*minpctbatteri,Maxbatteri*minpctbatteri,IF(EV11+$AM11+$BH11+SUM($BH12:$BH19)>Maxbatteri*maxpctbatteri,Maxbatteri*maxpctbatteri,EV11+$AM11+$BH11+SUM($BH12:$BH19)))","v":6},{"$f":"IF(EV11+$AM11+$BH11+SUM($BH12:$BH20)<Maxbatteri*minpctbatteri,Maxbatteri*minpctbatteri,IF(EV11+$AM11+$BH11+SUM($BH12:$BH20)>Maxbatteri*maxpctbatteri,Maxbatteri*maxpctbatteri,EV11+$AM11+$BH11+SUM($BH12:$BH20)))","v":6},{"$f":"IF(EV11+$AM11+$BH11+SUM($BH12:$BH21)<Maxbatteri*minpctbatteri,Maxbatteri*minpctbatteri,IF(EV11+$AM11+$BH11+SUM($BH12:$BH21)>Maxbatteri*maxpctbatteri,Maxbatteri*maxpctbatteri,EV11+$AM11+$BH11+SUM($BH12:$BH21)))","v":6},{"$f":"IF(EV11+$AM11+$BH11+SUM($BH12:$BH22)<Maxbatteri*minpctbatteri,Maxbatteri*minpctbatteri,IF(EV11+$AM11+$BH11+SUM($BH12:$BH22)>Maxbatteri*maxpctbatteri,Maxbatteri*maxpctbatteri,EV11+$AM11+$BH11+SUM($BH12:$BH22)))","v":6},{"$f":"IF($EV11+$AM11+$BH11+SUM($BH12:$BH23)<Maxbatteri*minpctbatteri,Maxbatteri*minpctbatteri,IF($EV11+$AM11+$BH11+SUM($BH12:$BH23)>Maxbatteri*maxpctbatteri,Maxbatteri*maxpctbatteri,$EV11+$AM11+$BH11+SUM($BH12:$BH23)))","v":6},{"$f":"IF($EV11+$AM11+$BH11+SUM($BH12:$BH24)<Maxbatteri*minpctbatteri,Maxbatteri*minpctbatteri,IF($EV11+$AM11+$BH11+SUM($BH12:$BH24)>Maxbatteri*maxpctbatteri,Maxbatteri*maxpctbatteri,$EV11+$AM11+$BH11+SUM($BH12:$BH24)))","v":6},{"$f":"IF($EV11+$AM11+$BH11+SUM($BH12:$BH25)<Maxbatteri*minpctbatteri,Maxbatteri*minpctbatteri,IF($EV11+$AM11+$BH11+SUM($BH12:$BH25)>Maxbatteri*maxpctbatteri,Maxbatteri*maxpctbatteri,$EV11+$AM11+$BH11+SUM($BH12:$BH25)))","v":6},{"$f":"IF($EV11+$AM11+$BH11+SUM($BH12:$BH26)<Maxbatteri*minpctbatteri,Maxbatteri*minpctbatteri,IF($EV11+$AM11+$BH11+SUM($BH12:$BH26)>Maxbatteri*maxpctbatteri,Maxbatteri*maxpctbatteri,$EV11+$AM11+$BH11+SUM($BH12:$BH26)))","v":6},{"$f":"MAX(BP11:CE11)","v":6},{"$f":"MAX(CG11:CV11)","v":6},{"$f":"MAX(CX11:DM11)","v":6},{"$f":"MAX(DO11:ED11)","v":9.0890132064637861},{"$f":"MAX(EF11:EU11)","v":17.009013206463791},{"$f":"MAX(EW11:FL11)","v":24.929013206463786},{"$f":"IF(FM11=Maxbatteri*maxpctbatteri,0,IF(FN11=Maxbatteri*maxpctbatteri,0,IF(FO11=Maxbatteri*maxpctbatteri,0.2,IF(FP11=Maxbatteri*maxpctbatteri,0.4,IF(FQ11=Maxbatteri*maxpctbatteri,0.6,IF(FR11=Maxbatteri*maxpctbatteri,0.8,1))))))","v":1},null,{"$f":"FS11*BN11","v":39.6},{"$f":"MIN(Maxbatteri*maxpctbatteri-BA11,FS11*BN11)","v":39.6},null,null,{"$f":"IF(batstyr1=1,\"ja\",\"nej\")","v":"nej"},{"$f":"IF(GA11<Elpriskøb,\"ja\",\"nej\")","v":"nej"},{"$f":"IF(elpristype=1,HJ11*Elpriskøb,IF(elpristype=2,HO11,\"elpristype ikke defineret\"))","v":2.2749999999999999},{"$f":"IF(AND(FY11=\"ja\",FZ11=\"ja\"),FV11,0)","v":0},{"$f":"FV11","v":39.6},null,{"$f":"IF(batstyr1=1,GB11,IF(batstyr1=2,GC11,IF(batstyr1=0,0,\"error\")))","v":0},null,{"$f":"BA11+GE11","v":6},null,{"$f":"IF(GG11-GG10>Maxbatteri*0.01,\"stiger\",IF(-GG11+GG10>Maxbatteri*0.01,\"falder\",GI10))","v":"stiger"},{"$f":"IF(AND(GI10=\"stiger\",GI11=\"falder\"),\"cyclus\",\"---\")","v":"---"},{"$f":"IF(AND(GI10=\"falder\",GI11=\"stiger\"),\"cyclus\",\"---\")","v":"---"},{"$f":"\"-\"","v":"-"},{"$f":"\"-\"","v":"-"},{"$f":"M11-AQ11-AT11-AX11","v":0},{"$f":"MIN(AK11-AZ11-AQ11,maxelsalg*INDEX(fakelsalg,D11+1))","v":0},{"$f":"AK11-AQ11-AZ11-GO11","v":0},{"$f":"AK11-AZ11-GP11-GO11-AQ11","v":0},{"$f":"M11-AQ11-AT11-GN11-AX11","v":0},{"$f":"-AN11+AZ11-AT11-AU11+GE11","v":0},{"$f":"(AK11-GP11)/M11","v":0},null,null,null,null,null,null,null,null,null,null,null,null,null,null,{"$f":"AX11+GE11","v":20.670986793536215},{"$f":"INDEX(ID!$K$153:$K$176,D11+1)*INDEX(ID!$K$180:$K$191,$B11)","v":1},{"$f":"INDEX(ID!$L$153:$L$176,D11+1)*INDEX(ID!$K$180:$K$191,$B11)","v":1},{"$f":"HJ11*HI11*Elpriskøb","v":47.026494955294886},{"$f":"HL11","v":47.026494955294886},{"$f":"ID!K219","v":0.11301},{"$f":"Elpriskøb-$HN$9+HN11","v":2.1483495753424657},{"$f":"HI11*HO11","v":44.408505699803243},{"$f":"ID!I219","v":1.2},null,null,{"$f":"IF(elpristype=1,HM11,IF(elpristype=2,HP11,IF(elpristype=3,HQ11,\"elpristype ikke defineret\")))","v":47.026494955294886},{"$f":"AX11+GE11-GO11","v":20.670986793536215},{"$f":"IF(elpristype=1,HI11*CO2el1,IF(elpristype=2,HI11*HI11*CO2el2,IF(elpristype=3,HI11*HI11*CO2el3,\"type ikke valgt endnu\")))/1000","v":5.9532441965384297},{"$f":"IF(elsalgtype=1,HK11*(GO11)*Elprissalg,IF(elsalgtype=2,ID!J219,\"elsalgtype ikke defineret\"))","v":0},null,null,null,0,0,0,0,0,0,0,0,0,0,0,0,0,0,0,0,0,0,0,0,0,0,0,0,0]
[{"$f":"A11+1","v":2},1,1,1,1,1,0,16.96,2.6,{"$f":"IF(ID!$W$4=2,0,FBR!P12+FBR!Q12)","v":17.717988680173899},{"$f":"IF(ID!$W$4=2,0,FBR!R12+FBR!S12)","v":0},{"$f":"ID!H220","v":1},{"$f":"IF(ID!$Y$4=1,J12+K12,IF(ID!$Y$4=2,model!L12,\"error\"))","v":17.717988680173899},null,0,0,0,0,0,0,{"$f":"(1-ID!$AB$64)*O12*PV1W/1000000","v":0},{"$f":"(1-ID!$AB$65)*P12*PV2W/1000000","v":0},{"$f":"(1-ID!$AB$66)*Q12*PV3W/1000000","v":0},{"$f":"(1-ID!$AB$67)*R12*PV4W/1000000","v":0},{"$f":"(1-ID!$AB$68)*S12*PV5W/1000000","v":0},{"$f":"(1-ID!$AB$69)*T12*PV6W/1000000","v":0},null,null,null,null,null,null,null,null,null,{"$f":"ID!L220","v":0},{"$f":"IF(ID!$K$70=\"ja\",AJ12,SUM(U12:Z12))","v":0},null,{"$f":"GG11","v":6},{"$f":"AM12*selfdischarge/(30.4*24)","v":0},{"$f":"AM12-AN12","v":6},null,{"$f":"MIN(AK12,M12)","v":0},17.717988680173899,5.4,0,{"$f":"(1-effbatteri)*AT12","v":0},{"$f":"AO12-AT12-AU12","v":6},{"$f":"M12-AT12-AQ12","v":17.717988680173899},17.717988680173899,{"$f":"AK12-AQ12","v":0},0,{"$f":"AV12+AZ12","v":6},null,null,null,null,0,17.717988680173899,-17.717988680173899,99,{"$f":"BI12-AX12","v":81.282011319826097},39.6,{"$f":"MIN(BJ12,BK12)","v":39.6},null,{"$f":"BL12","v":39.6},{"$f":"BN12*BO11","v":0},6,6,6,6,6,6,6,6,6,6,6,{"$f":"IF(BO12+$AM12+$BH12+SUM($BH13:$BH23)<Maxbatteri*minpctbatteri,Maxbatteri*minpctbatteri,IF(BO12+$AM12+$BH12+SUM($BH13:$BH23)>Maxbatteri*maxpctbatteri,Maxbatteri*maxpctbatteri,BO12+$AM12+$BH12+SUM($BH13:$BH23)))","v":6},6,6,6,6,{"$f":"BN12*CF$10","v":7.9200000000000008},6,6,6,6,6,6,6,6,6,6,6,6,6,6,6,6,{"$f":"BN12*CW$10","v":15.840000000000002},6,6,6,6,6,6,6,6,6,6,6,6,6,6,6,6,{"$f":"BN12*DN$10","v":23.76},12.042011319826102,6,6,6,6,6,6,6,6,6,6,6,6,6,6,6,31.680000000000003,19.962011319826107,6,6,6,6,6,6,6,6,6,6,6,6,6,6,6,39.6,27.882011319826102,11.34522188499713,6,6,6,6,6,6,6,6,6,6,6,6,6,6,{"$f":"MAX(BP12:CE12)","v":6},{"$f":"MAX(CG12:CV12)","v":6},{"$f":"MAX(CX12:DM12)","v":6},{"$f":"MAX(DO12:ED12)","v":12.042011319826102},{"$f":"MAX(EF12:EU12)","v":19.962011319826107},{"$f":"MAX(EW12:FL12)","v":27.882011319826102},1,null,{"$f":"FS12*BN12","v":39.6},39.6,null,null,"nej","nej",2.2749999999999999,{"$f":"IF(AND(FY12=\"ja\",FZ12=\"ja\"),FU12,0)","v":0},{"$f":"FU12","v":39.6},null,0,null,6,{"$f":"ABS((GG13-GG12)/Maxbatteri)*100","v":0},"stiger","---","---",{"$f":"\"-\"","v":"-"},"-",0,0,0,0,0,0,0,null,null,null,null,null,null,null,null,null,null,null,null,null,null,17.717988680173899,{"$f":"INDEX(ID!$K$153:$K$176,D12+1)*INDEX(ID!$K$180:$K$191,$B12)","v":1},{"$f":"INDEX(ID!$L$153:$L$176,D12+1)*INDEX(ID!$K$180:$K$191,$B12)","v":1},40.308424247395621,{"$f":"HL12","v":40.308424247395621},{"$f":"ID!K220","v":9.6670000000000006E-2},2.1320095753424657,{"$f":"HI12*HO12","v":37.774921521940172},{"$f":"ID!I220","v":1.2},null,null,40.308424247395621,17.717988680173899,5.1027807398900835,{"$f":"IF(elsalgtype=1,HK12*(GO12)*Elprissalg,IF(elsalgtype=2,ID!J220,\"elsalgtype ikke defineret\"))","v":0},null,null,null,0,0,0,0,0,0,0,0,0,0,0,0,0,0,0,0,0,0,0,0,0,0,0,0,0]
[{"$f":"A12+1","v":3},1,1,2,1,1,0,13.88,2.6,{"$f":"IF(ID!$W$4=2,0,FBR!P13+FBR!Q13)","v":16.536789434828972},{"$f":"IF(ID!$W$4=2,0,FBR!R13+FBR!S13)","v":0},{"$f":"ID!H221","v":1},{"$f":"IF(ID!$Y$4=1,J13+K13,IF(ID!$Y$4=2,model!L13,\"error\"))","v":16.536789434828972},null,0,0,0,0,0,0,{"$f":"(1-ID!$AB$64)*O13*PV1W/1000000","v":0},{"$f":"(1-ID!$AB$65)*P13*PV2W/1000000","v":0},{"$f":"(1-ID!$AB$66)*Q13*PV3W/1000000","v":0},{"$f":"(1-ID!$AB$67)*R13*PV4W/1000000","v":0},{"$f":"(1-ID!$AB$68)*S13*PV5W/1000000","v":0},{"$f":"(1-ID!$AB$69)*T13*PV6W/1000000","v":0},null,null,null,null,null,null,null,null,null,{"$f":"ID!L221","v":0},{"$f":"IF(ID!$K$70=\"ja\",AJ13,SUM(U13:Z13))","v":0},null,6,0,6,null,0,16.536789434828972,5.4,0,0,6,16.536789434828972,16.536789434828972,0,0,{"$f":"AV13+AZ13","v":6},null,null,null,null,0,16.536789434828972,-16.536789434828972,99,82.463210565171025,39.6,39.6,null,39.6,0,6,6,6,6,6,6,6,6,6,6,6,6,6,6,6,6,7.9200000000000008,6,6,6,6,6,6,6,6,6,6,6,6,6,6,6,6,15.840000000000002,6,6,6,6,6,6,6,6,6,6,6,6,6,6,6,6,23.76,13.22321056517103,6,6,6,6,6,6,6,6,6,6,6,6,6,6,6,31.680000000000003,21.143210565171035,6,6,6,6,6,6,6,6,6,6,6,6,6,6,6,39.6,29.06321056517103,13.11702075301452,6,6,6,6,6,6,6,6,6,6,6,6,6,6,6,6,6,13.22321056517103,21.143210565171035,29.06321056517103,1,null,39.6,39.6,null,null,"nej","nej",2.2749999999999999,{"$f":"IF(AND(FY13=\"ja\",FZ13=\"ja\"),FV13,0)","v":0},{"$f":"FV13","v":39.6},null,0,null,6,0,"stiger","---","---","-","-",0,0,0,0,0,0,0,null,null,null,null,null,null,null,null,null,null,null,null,null,null,16.536789434828972,{"$f":"INDEX(ID!$K$153:$K$176,D13+1)*INDEX(ID!$K$180:$K$191,$B13)","v":1},{"$f":"INDEX(ID!$L$153:$L$176,D13+1)*INDEX(ID!$K$180:$K$191,$B13)","v":1},37.621195964235909,37.621195964235909,{"$f":"ID!K221","v":9.018000000000001E-2},2.1255195753424658,35.149269657045451,{"$f":"ID!I221","v":1.2},null,null,37.621195964235909,16.536789434828972,4.7625953572307438,{"$f":"IF(elsalgtype=1,HK13*(GO13)*Elprissalg,IF(elsalgtype=2,ID!J221,\"elsalgtype ikke defineret\"))","v":0},null,null,null,0,0,0,0,0,0,0,0,0,0,0,0,0,0,0,0,0,0,0,0,0,0,0,0,0]
[4,1,1,3,1,1,0,12.34,2.8,{"$f":"IF(ID!$W$4=2,0,FBR!P14+FBR!Q14)","v":15.94618981215651},{"$f":"IF(ID!$W$4=2,0,FBR!R14+FBR!S14)","v":0},{"$f":"ID!H222","v":1},{"$f":"IF(ID!$Y$4=1,J14+K14,IF(ID!$Y$4=2,model!L14,\"error\"))","v":15.94618981215651},null,0,0,0,0,0,0,{"$f":"(1-ID!$AB$64)*O14*PV1W/1000000","v":0},{"$f":"(1-ID!$AB$65)*P14*PV2W/1000000","v":0},{"$f":"(1-ID!$AB$66)*Q14*PV3W/1000000","v":0},{"$f":"(1-ID!$AB$67)*R14*PV4W/1000000","v":0},{"$f":"(1-ID!$AB$68)*S14*PV5W/1000000","v":0},{"$f":"(1-ID!$AB$69)*T14*PV6W/1000000","v":0},null,null,null,null,null,null,null,null,null,{"$f":"ID!L222","v":0},{"$f":"IF(ID!$K$70=\"ja\",AJ14,SUM(U14:Z14))","v":0},null,6,0,6,null,0,15.94618981215651,5.4,0,0,6,15.94618981215651,15.94618981215651,0,0,6,null,null,null,null,0,15.94618981215651,-15.94618981215651,99,83.053810187843496,39.6,39.6,null,39.6,0,6,6,6,6,6,6,6,6,6,6,6,6,6,6,6,6,7.9200000000000008,6,6,6,6,6,6,6,6,6,6,6,6,6,6,6,6,15.840000000000002,6,6,6,6,6,6,6,6,6,6,6,6,6,6,6,6,23.76,13.813810187843492,6,6,6,6,6,6,6,6,6,6,6,6,6,6,6,31.680000000000003,21.733810187843495,6,6,6,6,6,6,6,6,6,6,6,6,6,6,6,39.6,29.65381018784349,13.707620375686981,6,6,6,6,6,6,6,6,6,6,6,6,6,6,6,6,6,13.813810187843492,21.733810187843495,29.65381018784349,1,null,39.6,39.6,null,null,"nej","nej",2.2749999999999999,0,39.6,null,0,null,6,0,"stiger","---","---","-","-",0,0,0,0,0,0,0,null,null,null,null,null,null,null,null,null,null,null,null,null,null,15.94618981215651,{"$f":"INDEX(ID!$K$153:$K$176,D14+1)*INDEX(ID!$K$180:$K$191,$B14)","v":1},{"$f":"INDEX(ID!$L$153:$L$176,D14+1)*INDEX(ID!$K$180:$K$191,$B14)","v":1},36.27758182265606,36.27758182265606,{"$f":"ID!K222","v":8.727E-2},2.1226095753424659,33.847535185511887,{"$f":"ID!I222","v":1.2},null,null,36.27758182265606,15.94618981215651,4.5925026659010744,{"$f":"IF(elsalgtype=1,HK14*(GO14)*Elprissalg,IF(elsalgtype=2,ID!J222,\"elsalgtype ikke defineret\"))","v":0},null,null,null,0,0,0,0,0,0,0,0,0,0,0,0,0,0,0,0,0,0,0,0,0,0,0,0,0]
[5,1,1,4,1,1,0,11.82,2.9,{"$f":"IF(ID!$W$4=2,0,FBR!P15+FBR!Q15)","v":15.94618981215651},{"$f":"IF(ID!$W$4=2,0,FBR!R15+FBR!S15)","v":0},{"$f":"ID!H223","v":1},{"$f":"IF(ID!$Y$4=1,J15+K15,IF(ID!$Y$4=2,model!L15,\"error\"))","v":15.94618981215651},null,0,0,0,0,0,0,{"$f":"(1-ID!$AB$64)*O15*PV1W/1000000","v":0},{"$f":"(1-ID!$AB$65)*P15*PV2W/1000000","v":0},{"$f":"(1-ID!$AB$66)*Q15*PV3W/1000000","v":0},{"$f":"(1-ID!$AB$67)*R15*PV4W/1000000","v":0},{"$f":"(1-ID!$AB$68)*S15*PV5W/1000000","v":0},{"$f":"(1-ID!$AB$69)*T15*PV6W/1000000","v":0},null,null,null,null,null,null,null,null,null,{"$f":"ID!L223","v":0},{"$f":"IF(ID!$K$70=\"ja\",AJ15,SUM(U15:Z15))","v":0},null,6,0,6,null,0,15.94618981215651,5.4,0,0,6,15.94618981215651,15.94618981215651,0,0,6,null,null,null,null,0,15.94618981215651,-15.94618981215651,99,83.053810187843496,39.6,39.6,null,39.6,0,6,6,6,6,6,6,6,6,6,6,6,6,6,6,6,6,7.9200000000000008,6,6,6,6,6,6,6,6,6,6,6,6,6,6,6,6,15.840000000000002,6,6,6,6,6,6,6,6,6,6,6,6,6,6,6,6,23.76,13.813810187843492,6,6,6,6,6,6,6,6,6,6,6,6,6,6,6,31.680000000000003,21.733810187843495,6,6,6,6,6,6,6,6,6,6,6,6,6,6,6,39.6,29.65381018784349,13.707620375686981,6,6,6,6,6,6,6,6,6,6,6,6,6,6,6,6,6,13.813810187843492,21.733810187843495,29.65381018784349,1,null,39.6,39.6,null,null,"nej","nej",2.2749999999999999,0,39.6,null,0,null,6,0,"stiger","---","---","-","-",0,0,0,0,0,0,0,null,null,null,null,null,null,null,null,null,null,null,null,null,null,15.94618981215651,{"$f":"INDEX(ID!$K$153:$K$176,D15+1)*INDEX(ID!$K$180:$K$191,$B15)","v":1},{"$f":"INDEX(ID!$L$153:$L$176,D15+1)*INDEX(ID!$K$180:$K$191,$B15)","v":1},36.27758182265606,36.27758182265606,{"$f":"ID!K223","v":8.6970000000000006E-2},2.1223095753424657,33.842751328568234,{"$f":"ID!I223","v":1.2},null,null,36.27758182265606,15.94618981215651,4.5925026659010744,{"$f":"IF(elsalgtype=1,HK15*(GO15)*Elprissalg,IF(elsalgtype=2,ID!J223,\"elsalgtype ikke defineret\"))","v":0},null,null,null,0,0,0,0,0,0,0,0,0,0,0,0,0,0,0,0,0,0,0,0,0,0,0,0,0]
[6,1,1,5,1,1,0,11.82,3.2,{"$f":"IF(ID!$W$4=2,0,FBR!P16+FBR!Q16)","v":15.94618981215651},{"$f":"IF(ID!$W$4=2,0,FBR!R16+FBR!S16)","v":0},{"$f":"ID!H224","v":1},{"$f":"IF(ID!$Y$4=1,J16+K16,IF(ID!$Y$4=2,model!L16,\"error\"))","v":15.94618981215651},null,0,0,0,0,0,0,{"$f":"(1-ID!$AB$64)*O16*PV1W/1000000","v":0},{"$f":"(1-ID!$AB$65)*P16*PV2W/1000000","v":0},{"$f":"(1-ID!$AB$66)*Q16*PV3W/1000000","v":0},{"$f":"(1-ID!$AB$67)*R16*PV4W/1000000","v":0},{"$f":"(1-ID!$AB$68)*S16*PV5W/1000000","v":0},{"$f":"(1-ID!$AB$69)*T16*PV6W/1000000","v":0},null,null,null,null,null,null,null,null,null,{"$f":"ID!L224","v":0},{"$f":"IF(ID!$K$70=\"ja\",AJ16,SUM(U16:Z16))","v":0},null,6,0,6,null,0,15.94618981215651,5.4,0,0,6,15.94618981215651,15.94618981215651,0,0,6,null,null,null,null,0,15.94618981215651,-15.94618981215651,99,83.053810187843496,39.6,39.6,null,39.6,0,6,6,6,6,6,6,6,6,6,6,6,6,6,6,6,6,7.9200000000000008,6,6,6,6,6,6,6,6,6,6,6,6,6,6,6,6,15.840000000000002,6,6,6,6,6,6,6,6,6,6,6,6,6,6,6,6,23.76,13.813810187843492,6,6,6,6,6,6,6,6,6,6,6,6,6,6,6,31.680000000000003,21.733810187843495,6,6,6,6,6,6,6,6,6,6,6,6,6,6,6,39.6,29.65381018784349,12.526421130342055,6,6,6,6,6,6,6,6,6,6,6,6,6,6,6,6,6,13.813810187843492,21.733810187843495,29.65381018784349,1,null,39.6,39.6,null,null,"nej","nej",2.2749999999999999,0,39.6,null,0,null,6,0,"stiger","---","---","-","-",0,0,0,0,0,0,0,null,null,null,null,null,null,null,null,null,null,null,null,null,null,15.94618981215651,{"$f":"INDEX(ID!$K$153:$K$176,D16+1)*INDEX(ID!$K$180:$K$191,$B16)","v":1},{"$f":"INDEX(ID!$L$153:$L$176,D16+1)*INDEX(ID!$K$180:$K$191,$B16)","v":1},36.27758182265606,36.27758182265606,{"$f":"ID!K224","v":8.4659999999999999E-2},2.1199995753424656,33.805915630102149,{"$f":"ID!I224","v":1.2},null,null,36.27758182265606,15.94618981215651,4.5925026659010744,{"$f":"IF(elsalgtype=1,HK16*(GO16)*Elprissalg,IF(elsalgtype=2,ID!J224,\"elsalgtype ikke defineret\"))","v":0},null,null,null,0,0,0,0,0,0,0,0,0,0,0,0,0,0,0,0,0,0,0,0,0,0,0,0,0]
[7,1,1,6,1,1,0,11.31,2.9,{"$f":"IF(ID!$W$4=2,0,FBR!P17+FBR!Q17)","v":17.127389057501436},{"$f":"IF(ID!$W$4=2,0,FBR!R17+FBR!S17)","v":0},{"$f":"ID!H225","v":1},{"$f":"IF(ID!$Y$4=1,J17+K17,IF(ID!$Y$4=2,model!L17,\"error\"))","v":17.127389057501436},null,0,0,0,0,0,0,{"$f":"(1-ID!$AB$64)*O17*PV1W/1000000","v":0},{"$f":"(1-ID!$AB$65)*P17*PV2W/1000000","v":0},{"$f":"(1-ID!$AB$66)*Q17*PV3W/1000000","v":0},{"$f":"(1-ID!$AB$67)*R17*PV4W/1000000","v":0},{"$f":"(1-ID!$AB$68)*S17*PV5W/1000000","v":0},{"$f":"(1-ID!$AB$69)*T17*PV6W/1000000","v":0},null,null,null,null,null,null,null,null,null,{"$f":"ID!L225","v":0},{"$f":"IF(ID!$K$70=\"ja\",AJ17,SUM(U17:Z17))","v":0},null,6,0,6,null,0,17.127389057501436,5.4,0,0,6,17.127389057501436,17.127389057501436,0,0,6,null,null,null,null,0,17.127389057501436,-17.127389057501436,99,81.872610942498568,39.6,39.6,null,39.6,0,6,6,6,6,6,6,6,6,6,6,6,6,6,6,6,6,7.9200000000000008,6,6,6,6,6,6,6,6,6,6,6,6,6,6,6,6,15.840000000000002,6,6,6,6,6,6,6,6,6,6,6,6,6,6,6,6,23.76,12.632610942498566,6,6,6,6,6,6,6,6,6,6,6,6,6,6,6,31.680000000000003,20.552610942498571,6,{"$f":"IF(EE17+$AM17+$BH17+SUM($BH18:$BH19)<Maxbatteri*minpctbatteri,Maxbatteri*minpctbatteri,IF(EE17+$AM17+$BH17+SUM($BH18:$BH19)>Maxbatteri*maxpctbatteri,Maxbatteri*maxpctbatteri,EE17+$AM17+$BH17+SUM($BH18:$BH19)))","v":6},6,6,6,6,6,6,6,6,6,6,6,6,6,39.6,28.472610942498566,9.5734230169797421,6,6,6,6,6,6,6,6,6,6,6,6,6,6,6,6,6,12.632610942498566,20.552610942498571,28.472610942498566,1,null,39.6,39.6,null,null,"nej","nej",2.2749999999999999,0,39.6,null,0,null,6,0,"stiger","---","---",{"$f":"IF(GJ17=\"cyclus\",ABS((GG17-GG12)*100/Maxbatteri),\"-\")","v":"-"},{"$f":"IF(GK17=\"cyclus\",ABS((GG17-GG12)*100/Maxbatteri),\"-\")","v":"-"},0,0,0,0,0,0,0,null,null,null,null,null,null,null,null,null,null,null,null,null,null,17.127389057501436,{"$f":"INDEX(ID!$K$153:$K$176,D17+1)*INDEX(ID!$K$180:$K$191,$B17)","v":1},{"$f":"INDEX(ID!$L$153:$L$176,D17+1)*INDEX(ID!$K$180:$K$191,$B17)","v":1},38.964810105815765,38.964810105815765,{"$f":"ID!K225","v":7.3469999999999994E-2},2.1088095753424656,36.118402045074795,{"$f":"ID!I225","v":1.2},null,null,38.964810105815765,17.127389057501436,4.9326880485604132,{"$f":"IF(elsalgtype=1,HK17*(GO17)*Elprissalg,IF(elsalgtype=2,ID!J225,\"elsalgtype ikke defineret\"))","v":0},null,null,null,0,0,0,0,0,0,0,0,0,0,0,0,0,0,0,0,0,0,0,0,0,0,0,0,0]
[8,1,1,7,1,1,0,11.82,2.2999999999999998,{"$f":"IF(ID!$W$4=2,0,FBR!P18+FBR!Q18)","v":18.899187925518824},{"$f":"IF(ID!$W$4=2,0,FBR!R18+FBR!S18)","v":0},{"$f":"ID!H226","v":1},{"$f":"IF(ID!$Y$4=1,J18+K18,IF(ID!$Y$4=2,model!L18,\"error\"))","v":18.899187925518824},null,0,0,0,0,0,0,{"$f":"(1-ID!$AB$64)*O18*PV1W/1000000","v":0},{"$f":"(1-ID!$AB$65)*P18*PV2W/1000000","v":0},{"$f":"(1-ID!$AB$66)*Q18*PV3W/1000000","v":0},{"$f":"(1-ID!$AB$67)*R18*PV4W/1000000","v":0},{"$f":"(1-ID!$AB$68)*S18*PV5W/1000000","v":0},{"$f":"(1-ID!$AB$69)*T18*PV6W/1000000","v":0},null,null,null,null,null,null,null,null,null,{"$f":"ID!L226","v":0},{"$f":"IF(ID!$K$70=\"ja\",AJ18,SUM(U18:Z18))","v":0},null,6,0,6,null,0,18.899187925518824,5.4,0,0,6,18.899187925518824,18.899187925518824,0,0,6,null,null,null,null,0,18.899187925518824,-18.899187925518824,99,80.100812074481183,39.6,39.6,null,39.6,0,6,6,6,6,6,6,6,6,6,6,6,6,6,6,6,6,7.9200000000000008,6,6,6,6,6,6,6,6,6,6,6,6,6,6,6,6,15.840000000000002,6,6,6,6,6,6,6,6,6,6,6,6,6,6,6,6,23.76,10.860812074481178,6,6,6,6,6,6,6,6,6,6,6,6,6,6,6,31.680000000000003,18.780812074481183,6,6,6,6,6,6,6,6,6,6,6,6,6,6,6,39.6,26.700812074481178,6.0298252809449622,6,6,6,6,6,6,6,6,6,6,6,6,6,6,6,6,6,10.860812074481178,18.780812074481183,26.700812074481178,1,null,39.6,39.6,null,null,"nej","nej",2.2749999999999999,0,39.6,null,0,null,6,0,"stiger","---","---","-","-",0,0,0,0,0,0,0,null,null,null,null,null,null,null,null,null,null,null,null,null,null,18.899187925518824,{"$f":"INDEX(ID!$K$153:$K$176,D18+1)*INDEX(ID!$K$180:$K$191,$B18)","v":1},{"$f":"INDEX(ID!$L$153:$L$176,D18+1)*INDEX(ID!$K$180:$K$191,$B18)","v":1},42.995652530555326,42.995652530555326,{"$f":"ID!K226","v":0.15299000000000001},2.1883295753424656,41.357651887368064,{"$f":"ID!I226","v":1.2},null,null,42.995652530555326,18.899187925518824,5.4429661225494206,{"$f":"IF(elsalgtype=1,HK18*(GO18)*Elprissalg,IF(elsalgtype=2,ID!J226,\"elsalgtype ikke defineret\"))","v":0},null,null,null,0,0,0,0,0,0,0,0,0,0,0,0,0,0,0,0,0,0,0,0,0,0,0,0,0]
[9,1,1,8,1,1,0,13.36,2.2000000000000002,{"$f":"IF(ID!$W$4=2,0,FBR!P19+FBR!Q19)","v":20.670986793536215},{"$f":"IF(ID!$W$4=2,0,FBR!R19+FBR!S19)","v":0},{"$f":"ID!H227","v":1},{"$f":"IF(ID!$Y$4=1,J19+K19,IF(ID!$Y$4=2,model!L19,\"error\"))","v":20.670986793536215},null,0,0,0,0,0,0,{"$f":"(1-ID!$AB$64)*O19*PV1W/1000000","v":0},{"$f":"(1-ID!$AB$65)*P19*PV2W/1000000","v":0},{"$f":"(1-ID!$AB$66)*Q19*PV3W/1000000","v":0},{"$f":"(1-ID!$AB$67)*R19*PV4W/1000000","v":0},{"$f":"(1-ID!$AB$68)*S19*PV5W/1000000","v":0},{"$f":"(1-ID!$AB$69)*T19*PV6W/1000000","v":0},null,null,null,null,null,null,null,null,null,{"$f":"ID!L227","v":0},{"$f":"IF(ID!$K$70=\"ja\",AJ19,SUM(U19:Z19))","v":0},null,6,0,6,null,0,20.670986793536215,5.4,0,0,6,20.670986793536215,20.670986793536215,0,0,6,null,null,null,null,0,20.670986793536215,-20.670986793536215,99,78.329013206463785,39.6,39.6,null,39.6,0,6,6,6,6,6,6,6,6,6,6,6,6,6,6,6,6,7.9200000000000008,6,6,6,6,6,6,6,6,6,6,6,6,6,6,6,6,15.840000000000002,6,6,6,6,6,6,6,6,6,6,6,6,6,6,6,6,23.76,9.0890132064637861,6,6,6,6,6,6,6,6,6,6,6,6,6,6,6,31.680000000000003,17.009013206463791,6,6,6,6,6,6,6,6,6,6,6,6,6,6,6,39.6,24.929013206463786,6,6,6,6,6,6,6,6,6,6,6,6,6,6,6,6,6,6,9.0890132064637861,17.009013206463791,24.929013206463786,1,null,39.6,39.6,null,null,"nej","nej",2.2749999999999999,0,39.6,null,0,null,6,0,"stiger","---","---","-","-",0,0,0,0,0,0,0,null,null,null,null,null,null,null,null,null,null,null,null,null,null,20.670986793536215,{"$f":"INDEX(ID!$K$153:$K$176,D19+1)*INDEX(ID!$K$180:$K$191,$B19)","v":1},{"$f":"INDEX(ID!$L$153:$L$176,D19+1)*INDEX(ID!$K$180:$K$191,$B19)","v":1},47.026494955294886,47.026494955294886,{"$f":"ID!K227","v":0.20116999999999999},2.2365095753424655,46.230859895521391,{"$f":"ID!I227","v":1.2},null,null,47.026494955294886,20.670986793536215,5.9532441965384297,{"$f":"IF(elsalgtype=1,HK19*(GO19)*Elprissalg,IF(elsalgtype=2,ID!J227,\"elsalgtype ikke defineret\"))","v":0},null,null,null,0,0,0,0,0,0,0,0,0,0,0,0,0,0,0,0,0,0,0,0,0,0,0,0,0]
[10,1,1,9,1,1,0.19,13.88,3.2,{"$f":"IF(ID!$W$4=2,0,FBR!P20+FBR!Q20)","v":22.442785661553604},{"$f":"IF(ID!$W$4=2,0,FBR!R20+FBR!S20)","v":0},{"$f":"ID!H228","v":1},{"$f":"IF(ID!$Y$4=1,J20+K20,IF(ID!$Y$4=2,model!L20,\"error\"))","v":22.442785661553604},null,0,0,0,0,0,0,{"$f":"(1-ID!$AB$64)*O20*PV1W/1000000","v":0},{"$f":"(1-ID!$AB$65)*P20*PV2W/1000000","v":0},{"$f":"(1-ID!$AB$66)*Q20*PV3W/1000000","v":0},{"$f":"(1-ID!$AB$67)*R20*PV4W/1000000","v":0},{"$f":"(1-ID!$AB$68)*S20*PV5W/1000000","v":0},{"$f":"(1-ID!$AB$69)*T20*PV6W/1000000","v":0},null,null,null,null,null,null,null,null,null,{"$f":"ID!L228","v":0},{"$f":"IF(ID!$K$70=\"ja\",AJ20,SUM(U20:Z20))","v":0},null,6,0,6,null,0,22.442785661553604,5.4,0,0,6,22.442785661553604,22.442785661553604,0,0,6,null,null,null,null,0,22.442785661553604,-22.442785661553604,99,76.5572143384464,39.6,39.6,null,39.6,0,6,6,6,6,6,6,6,6,6,6,6,6,6,6,6,6,7.9200000000000008,6,6,6,6,6,6,6,6,6,6,6,6,6,6,6,6,15.840000000000002,6,6,6,6,6,6,6,6,6,6,6,6,6,6,6,6,23.76,7.3172143384463979,6,6,6,6,6,6,6,6,6,6,6,6,6,6,6,31.680000000000003,15.237214338446403,6,6,6,6,6,6,6,6,6,6,6,6,6,6,6,39.6,23.157214338446398,6,6,6,6,{"$f":"IF(EV20+$AM20+$BH20+SUM($BH21:$BH25)<Maxbatteri*minpctbatteri,Maxbatteri*minpctbatteri,IF(EV20+$AM20+$BH20+SUM($BH21:$BH25)>Maxbatteri*maxpctbatteri,Maxbatteri*maxpctbatteri,EV20+$AM20+$BH20+SUM($BH21:$BH25)))","v":6},6,6,6,6,6,6,6,6,6,6,6,6,6,7.3172143384463979,15.237214338446403,23.157214338446398,1,null,39.6,39.6,null,null,"nej","nej",2.2749999999999999,0,39.6,null,0,null,6,0,"stiger","---","---","-","-",0,0,0,0,0,0,0,null,null,null,null,null,null,null,null,null,null,null,null,null,null,22.442785661553604,{"$f":"INDEX(ID!$K$153:$K$176,D20+1)*INDEX(ID!$K$180:$K$191,$B20)","v":1},{"$f":"INDEX(ID!$L$153:$L$176,D20+1)*INDEX(ID!$K$180:$K$191,$B20)","v":1},51.057337380034447,51.057337380034447,{"$f":"ID!K228","v":0.19797000000000001},2.2333095753424659,50.121688115306263,{"$f":"ID!I228","v":1.2},null,null,51.057337380034447,22.442785661553604,6.463522270527438,{"$f":"IF(elsalgtype=1,HK20*(GO20)*Elprissalg,IF(elsalgtype=2,ID!J228,\"elsalgtype ikke defineret\"))","v":0},null,null,null,0,0,0,0,0,0,0,0,0,0,0,0,0,0,0,0,0,0,0,0,0,0,0,0,0]
[11,1,1,10,1,1,4.8000000000000001E-2,13.88,3.5,{"$f":"IF(ID!$W$4=2,0,FBR!P21+FBR!Q21)","v":23.623984906898531},{"$f":"IF(ID!$W$4=2,0,FBR!R21+FBR!S21)","v":0},{"$f":"ID!H229","v":1},{"$f":"IF(ID!$Y$4=1,J21+K21,IF(ID!$Y$4=2,model!L21,\"error\"))","v":23.623984906898531},null,14.580000000000002,14.580000000000002,14.580000000000002,16.600000000000001,16.600000000000001,16.600000000000001,{"$f":"(1-ID!$AB$64)*O21*PV1W/1000000","v":1.9391400000000003},{"$f":"(1-ID!$AB$65)*P21*PV2W/1000000","v":0.88646400000000003},{"$f":"(1-ID!$AB$66)*Q21*PV3W/1000000","v":0},{"$f":"(1-ID!$AB$67)*R21*PV4W/1000000","v":0},{"$f":"(1-ID!$AB$68)*S21*PV5W/1000000","v":0},{"$f":"(1-ID!$AB$69)*T21*PV6W/1000000","v":0},null,null,null,null,null,null,null,null,null,{"$f":"ID!L229","v":0},{"$f":"IF(ID!$K$70=\"ja\",AJ21,SUM(U21:Z21))","v":2.8256040000000002},null,6,0,6,null,2.8256040000000002,20.798380906898529,5.4,0,0,6,20.798380906898529,20.798380906898529,0,0,6,null,null,null,null,2.8256040000000002,23.623984906898531,{"$f":"BF21-BG21","v":-20.798380906898529},99,78.201619093101471,39.6,39.6,null,39.6,0,6,6,6,6,6,6,6,6,6,6,6,6,6,6,6,6,7.9200000000000008,6,6,6,6,6,6,6,6,6,6,6,6,6,6,6,6,15.840000000000002,6,6,6,6,6,6,6,6,6,6,6,6,6,6,6,6,23.76,8.9616190931014721,6,6,6,6,6,6,6,6,6,6,6,6,6,6,6,31.680000000000003,16.881619093101477,6,6,6,6,6,6,6,6,6,6,6,6,6,6,6,39.6,24.801619093101472,6,6,6,6,6,6,6,6,6,6,6,6,6,6,6,6,6,6,8.9616190931014721,16.881619093101477,24.801619093101472,1,null,39.6,39.6,null,null,"nej","nej",2.2749999999999999,0,39.6,null,0,null,6,0,"stiger","---","---","-","-",0,0,0,0,0,0,0.11960742487500001,null,null,null,null,null,null,null,null,null,null,null,null,null,null,20.798380906898529,{"$f":"INDEX(ID!$K$153:$K$176,D21+1)*INDEX(ID!$K$180:$K$191,$B21)","v":1},{"$f":"INDEX(ID!$L$153:$L$176,D21+1)*INDEX(ID!$K$180:$K$191,$B21)","v":1},47.31631656319415,47.31631656319415,{"$f":"ID!K229","v":0.20580000000000001},2.2411395753424657,46.612074553497415,{"$f":"ID!I229","v":1.2},null,null,47.31631656319415,20.798380906898529,5.9899337011867768,{"$f":"IF(elsalgtype=1,HK21*(GO21)*Elprissalg,IF(elsalgtype=2,ID!J229,\"elsalgtype ikke defineret\"))","v":0},null,null,null,166,158.5,145.80000000000001,128.69999999999999,88.47,166,158.5,145.80000000000001,128.69999999999999,88.44,166,158.5,145.80000000000001,128.69999999999999,88.47,166,158.5,145.80000000000001,128.69999999999999,88.42,166,158.5,145.80000000000001,128.69999999999999,88.42]
[12,1,1,11,1,1,5.0000000000000001E-3,13.88,4,{"$f":"IF(ID!$W$4=2,0,FBR!P22+FBR!Q22)","v":24.805184152243459},{"$f":"IF(ID!$W$4=2,0,FBR!R22+FBR!S22)","v":0},{"$f":"ID!H230","v":1},{"$f":"IF(ID!$Y$4=1,J22+K22,IF(ID!$Y$4=2,model!L22,\"error\"))","v":24.805184152243459},null,14.559999999999999,14.559999999999999,14.559999999999999,16.59,16.59,16.59,{"$f":"(1-ID!$AB$64)*O22*PV1W/1000000","v":1.9364799999999998},{"$f":"(1-ID!$AB$65)*P22*PV2W/1000000","v":0.88524799999999992},{"$f":"(1-ID!$AB$66)*Q22*PV3W/1000000","v":0},{"$f":"(1-ID!$AB$67)*R22*PV4W/1000000","v":0},{"$f":"(1-ID!$AB$68)*S22*PV5W/1000000","v":0},{"$f":"(1-ID!$AB$69)*T22*PV6W/1000000","v":0},null,null,null,null,null,null,null,null,null,{"$f":"ID!L230","v":0},{"$f":"IF(ID!$K$70=\"ja\",AJ22,SUM(U22:Z22))","v":2.8217279999999998},null,6,0,6,null,2.8217279999999998,21.983456152243459,5.4,0,0,6,21.983456152243459,21.983456152243459,0,0,6,null,null,null,null,2.8217279999999998,24.805184152243459,-21.983456152243459,99,77.016543847756537,39.6,39.6,null,39.6,0,6,6,6,6,6,6,6,6,6,6,6,6,6,6,6,6,7.9200000000000008,6,6,6,6,6,6,6,6,6,6,6,6,6,6,6,6,15.840000000000002,6,6,6,6,6,6,6,6,6,6,6,6,6,6,6,6,23.76,7.7765438477565425,6,6,6,6,6,6,6,6,6,6,6,6,6,6,6,31.680000000000003,15.696543847756548,6,6,6,6,6,6,6,6,6,6,6,6,6,6,6,39.6,23.616543847756542,6,6,6,6,6,6,6,6,6,6,6,6,6,6,6,6,6,6,7.7765438477565425,15.696543847756548,23.616543847756542,1,null,39.6,39.6,null,null,"nej","nej",2.2749999999999999,0,39.6,null,0,null,6,0,"stiger","---","---","-","-",0,0,0,0,0,0,0.11375557555555554,null,null,null,null,null,null,null,null,null,null,null,null,null,null,21.983456152243459,{"$f":"INDEX(ID!$K$153:$K$176,D22+1)*INDEX(ID!$K$180:$K$191,$B22)","v":1},{"$f":"INDEX(ID!$L$153:$L$176,D22+1)*INDEX(ID!$K$180:$K$191,$B22)","v":1},50.012362746353865,50.012362746353865,{"$f":"ID!K230","v":0.21206999999999998},2.2474095753424654,49.405829855673183,{"$f":"ID!I230","v":1.2},null,null,50.012362746353865,21.983456152243459,6.3312353718461161,{"$f":"IF(elsalgtype=1,HK22*(GO22)*Elprissalg,IF(elsalgtype=2,ID!J230,\"elsalgtype ikke defineret\"))","v":0},null,null,null,165.9,158.4,145.69999999999999,128.6,88.38,165.9,158.4,145.6,128.6,88.37,165.9,158.4,145.6,128.6,88.38,165.8,158.4,145.6,128.6,88.35,165.8,158.4,145.6,128.6,88.35]
[13,1,1,12,1,1,0,14.39,4.9000000000000004,{"$f":"IF(ID!$W$4=2,0,FBR!P23+FBR!Q23)","v":25.395783774915923},{"$f":"IF(ID!$W$4=2,0,FBR!R23+FBR!S23)","v":0},{"$f":"ID!H231","v":1},{"$f":"IF(ID!$Y$4=1,J23+K23,IF(ID!$Y$4=2,model!L23,\"error\"))","v":25.395783774915923},null,24.52,24.52,24.52,27.74,27.74,27.74,{"$f":"(1-ID!$AB$64)*O23*PV1W/1000000","v":3.2611599999999994},{"$f":"(1-ID!$AB$65)*P23*PV2W/1000000","v":1.4908159999999997},{"$f":"(1-ID!$AB$66)*Q23*PV3W/1000000","v":0},{"$f":"(1-ID!$AB$67)*R23*PV4W/1000000","v":0},{"$f":"(1-ID!$AB$68)*S23*PV5W/1000000","v":0},{"$f":"(1-ID!$AB$69)*T23*PV6W/1000000","v":0},null,null,null,null,null,null,null,null,null,{"$f":"ID!L231","v":0},{"$f":"IF(ID!$K$70=\"ja\",AJ23,SUM(U23:Z23))","v":4.7519759999999991},null,6,0,6,null,4.7519759999999991,20.643807774915924,5.4,0,0,6,20.643807774915924,20.643807774915924,0,0,6,null,null,null,null,4.7519759999999991,25.395783774915923,-20.643807774915924,99,78.356192225084072,39.6,39.6,null,39.6,0,6,6,6,6,6,6,6,6,6,6,6,6,6,6,6,6,7.9200000000000008,6,6,6,6,6,6,6,6,6,6,6,6,6,6,6,6,15.840000000000002,6,6,6,6,6,6,6,6,6,6,6,6,6,6,6,6,23.76,9.1161922250840774,6,6,6,6,6,6,6,6,6,6,6,6,6,6,6,31.680000000000003,17.036192225084083,6,6,6,6,6,6,6,6,6,6,6,6,6,6,6,39.6,24.956192225084077,8.050592827495695,6,6,6,6,6,6,6,6,6,6,6,6,6,6,6,6,6,9.1161922250840774,17.036192225084083,24.956192225084077,1,null,39.6,39.6,null,null,"nej","nej",2.2749999999999999,0,39.6,null,0,null,6,0,"stiger","---","---","-","-",0,0,0,0,0,0,0.18711672937984491,null,null,null,null,null,null,null,null,null,null,null,null,null,null,20.643807774915924,{"$f":"INDEX(ID!$K$153:$K$176,D23+1)*INDEX(ID!$K$180:$K$191,$B23)","v":1},{"$f":"INDEX(ID!$L$153:$L$176,D23+1)*INDEX(ID!$K$180:$K$191,$B23)","v":1},46.964662687933725,46.964662687933725,{"$f":"ID!K231","v":0.21393000000000001},2.2492695753424656,46.433488747336632,{"$f":"ID!I231","v":1.2},null,null,46.964662687933725,20.643807774915924,5.9454166391757859,{"$f":"IF(elsalgtype=1,HK23*(GO23)*Elprissalg,IF(elsalgtype=2,ID!J231,\"elsalgtype ikke defineret\"))","v":0},null,null,null,277.39999999999998,265.5,245.2,218,153.6,277.39999999999998,265.5,245.2,218,153.6,277.39999999999998,265.5,245.2,218,153.6,277.39999999999998,265.5,245.2,218,153.6,277.39999999999998,265.5,245.2,218,153.6]
[14,1,1,13,1,1,6.0000000000000001E-3,14.91,6,{"$f":"IF(ID!$W$4=2,0,FBR!P24+FBR!Q24)","v":25.986383397588384},{"$f":"IF(ID!$W$4=2,0,FBR!R24+FBR!S24)","v":0},{"$f":"ID!H232","v":1},{"$f":"IF(ID!$Y$4=1,J24+K24,IF(ID!$Y$4=2,model!L24,\"error\"))","v":25.986383397588384},null,46.160000000000004,48.38,45.37,51.33,51.33,51.33,{"$f":"(1-ID!$AB$64)*O24*PV1W/1000000","v":6.1392800000000012},{"$f":"(1-ID!$AB$65)*P24*PV2W/1000000","v":2.9415040000000001},{"$f":"(1-ID!$AB$66)*Q24*PV3W/1000000","v":0},{"$f":"(1-ID!$AB$67)*R24*PV4W/1000000","v":0},{"$f":"(1-ID!$AB$68)*S24*PV5W/1000000","v":0},{"$f":"(1-ID!$AB$69)*T24*PV6W/1000000","v":0},null,null,null,null,null,null,null,null,null,{"$f":"ID!L232","v":0},{"$f":"IF(ID!$K$70=\"ja\",AJ24,SUM(U24:Z24))","v":9.0807840000000013},null,6,0,6,null,9.0807840000000013,16.905599397588382,5.4,0,0,6,16.905599397588382,16.905599397588382,0,0,6,null,null,null,null,9.0807840000000013,25.986383397588384,-16.905599397588382,99,82.094400602411611,39.6,39.6,null,39.6,0,6,6,6,6,6,6,6,6,6,6,6,6,6,6,6,6,7.9200000000000008,6,6,6,6,6,6,6,6,6,6,6,6,6,6,6,6,15.840000000000002,6,6,6,6,6,6,6,6,6,6,6,6,6,6,6,6,23.76,12.854400602411619,6,6,6,6,6,6,6,6,6,6,6,6,6,6,6,31.680000000000003,20.774400602411625,6,6,6,6,6,6,6,6,6,6,6,6,6,6,6,39.6,28.694400602411619,7.2713503368058454,6,6,6,6,6,6,6,6,6,6,6,6,6,6,6,6,6,12.854400602411619,20.774400602411625,28.694400602411619,1,null,39.6,39.6,null,null,"nej","nej",2.2749999999999999,0,39.6,null,0,null,6,0,"stiger","---","---","-","-",0,0,0,0,0,0,0.34944393227272735,null,null,null,null,null,null,null,null,null,null,null,null,null,null,16.905599397588382,{"$f":"INDEX(ID!$K$153:$K$176,D24+1)*INDEX(ID!$K$180:$K$191,$B24)","v":1},{"$f":"INDEX(ID!$L$153:$L$176,D24+1)*INDEX(ID!$K$180:$K$191,$B24)","v":1},38.460238629513569,38.460238629513569,{"$f":"ID!K232","v":0.21496999999999999},2.2503095753424658,38.04283220129696,{"$f":"ID!I232","v":1.2},null,null,38.460238629513569,16.905599397588382,4.8688126265054539,{"$f":"IF(elsalgtype=1,HK24*(GO24)*Elprissalg,IF(elsalgtype=2,ID!J232,\"elsalgtype ikke defineret\"))","v":0},null,null,null,513.29999999999995,508.8,487.1,449.4,342.9,512.20000000000005,506.5,483.8,445.5,338.4,504,490.8,461.6,418.3,307.5,501.1,485.2,453.7,408.8,296.60000000000002,501.1,485.2,453.7,408.8,296.60000000000002]
[15,1,1,14,1,1,2.8000000000000001E-2,15.42,6.4,{"$f":"IF(ID!$W$4=2,0,FBR!P25+FBR!Q25)","v":27.758182265605775},{"$f":"IF(ID!$W$4=2,0,FBR!R25+FBR!S25)","v":0},{"$f":"ID!H233","v":1},{"$f":"IF(ID!$Y$4=1,J25+K25,IF(ID!$Y$4=2,model!L25,\"error\"))","v":27.758182265605775},null,30.860000000000003,36.69,33.089999999999996,35.46,35.46,35.46,{"$f":"(1-ID!$AB$64)*O25*PV1W/1000000","v":4.1043799999999999},{"$f":"(1-ID!$AB$65)*P25*PV2W/1000000","v":2.2307519999999998},{"$f":"(1-ID!$AB$66)*Q25*PV3W/1000000","v":0},{"$f":"(1-ID!$AB$67)*R25*PV4W/1000000","v":0},{"$f":"(1-ID!$AB$68)*S25*PV5W/1000000","v":0},{"$f":"(1-ID!$AB$69)*T25*PV6W/1000000","v":0},null,null,null,null,null,null,null,null,null,{"$f":"ID!L233","v":0},{"$f":"IF(ID!$K$70=\"ja\",AJ25,SUM(U25:Z25))","v":6.3351319999999998},null,6,0,6,null,6.3351319999999998,21.423050265605774,5.4,0,0,6,21.423050265605774,21.423050265605774,0,0,6,null,null,null,null,6.3351319999999998,27.758182265605775,-21.423050265605774,99,77.576949734394219,39.6,39.6,null,39.6,0,6,6,6,6,6,6,6,6,6,6,6,6,6,6,6,6,7.9200000000000008,6,6,6,6,6,6,6,6,6,6,6,6,6,6,6,6,15.840000000000002,6,6,6,6,6,6,6,6,6,6,6,6,6,6,6,6,23.76,8.3369497343942278,6,6,6,6,6,6,6,6,6,6,6,6,6,6,6,31.680000000000003,16.256949734394233,6,6,6,6,6,6,6,6,6,6,6,6,6,6,6,39.6,24.176949734394228,6,6,6,6,6,6,6,6,6,6,6,6,6,6,6,6,6,6,8.3369497343942278,16.256949734394233,24.176949734394228,1,null,39.6,39.6,null,null,"nej","nej",2.2749999999999999,0,39.6,null,0,null,6,0,"stiger","---","---","-","-",0,0,0,0,0,0,0.22822575121749408,null,null,null,null,null,null,null,null,null,null,null,null,null,null,21.423050265605774,{"$f":"INDEX(ID!$K$153:$K$176,D25+1)*INDEX(ID!$K$180:$K$191,$B25)","v":1},{"$f":"INDEX(ID!$L$153:$L$176,D25+1)*INDEX(ID!$K$180:$K$191,$B25)","v":1},48.737439354253134,48.737439354253134,{"$f":"ID!K233","v":0.21675999999999998},2.2520995753424655,48.246842405711057,{"$f":"ID!I233","v":1.2},null,null,48.737439354253134,21.423050265605774,6.1698384764944629,{"$f":"IF(elsalgtype=1,HK25*(GO25)*Elprissalg,IF(elsalgtype=2,ID!J233,\"elsalgtype ikke defineret\"))","v":0},null,null,null,354.6,362.9,357.6,338.8,270.39999999999998,358,369.5,366.9,350.1,283.39999999999998,336.7,328.2,308.60000000000002,279,202.4,344.9,344.1,330.9,306.2,233.3,344.9,344.1,330.9,306.2,233.3]
[16,1,1,15,1,1,2.7E-2,16.45,7.1,{"$f":"IF(ID!$W$4=2,0,FBR!P26+FBR!Q26)","v":29.529981133623163},{"$f":"IF(ID!$W$4=2,0,FBR!R26+FBR!S26)","v":0},{"$f":"ID!H234","v":1},{"$f":"IF(ID!$Y$4=1,J26+K26,IF(ID!$Y$4=2,model!L26,\"error\"))","v":29.529981133623163},null,0,0,0,0,0,0,{"$f":"(1-ID!$AB$64)*O26*PV1W/1000000","v":0},{"$f":"(1-ID!$AB$65)*P26*PV2W/1000000","v":0},{"$f":"(1-ID!$AB$66)*Q26*PV3W/1000000","v":0},{"$f":"(1-ID!$AB$67)*R26*PV4W/1000000","v":0},{"$f":"(1-ID!$AB$68)*S26*PV5W/1000000","v":0},{"$f":"(1-ID!$AB$69)*T26*PV6W/1000000","v":0},null,null,null,null,null,null,null,null,null,{"$f":"ID!L234","v":0},{"$f":"IF(ID!$K$70=\"ja\",AJ26,SUM(U26:Z26))","v":0},null,6,0,6,null,0,29.529981133623163,5.4,0,0,6,29.529981133623163,29.529981133623163,0,0,6,null,null,null,null,0,29.529981133623163,-29.529981133623163,99,69.470018866376833,39.6,39.6,null,39.6,0,6,6,6,6,6,6,6,6,6,6,6,6,6,6,6,6,7.9200000000000008,6,6,6,6,6,6,6,6,6,6,6,6,6,6,6,6,15.840000000000002,6,6,6,6,6,6,6,6,6,6,6,6,6,6,6,6,23.76,6,6,6,6,6,6,6,6,6,6,6,6,6,6,6,6,31.680000000000003,8.1500188663768434,6,6,6,6,6,6,6,6,6,6,6,6,6,6,6,39.6,16.070018866376838,6,6,6,6,6,6,6,6,6,6,6,6,6,6,6,6,6,6,6,8.1500188663768434,16.070018866376838,1,null,39.6,39.6,null,null,"nej","nej",2.2749999999999999,0,39.6,null,0,null,6,0,"stiger","---","---","-","-",0,0,0,0,0,0,0,null,null,null,null,null,null,null,null,null,null,null,null,null,null,29.529981133623163,{"$f":"INDEX(ID!$K$153:$K$176,D26+1)*INDEX(ID!$K$180:$K$191,$B26)","v":1},{"$f":"INDEX(ID!$L$153:$L$176,D26+1)*INDEX(ID!$K$180:$K$191,$B26)","v":1},67.180707078992697,67.180707078992697,{"$f":"ID!K234","v":0.21922999999999998},2.2545695753424657,66.577397024303806,{"$f":"ID!I234","v":1.2},null,null,67.180707078992697,29.529981133623163,8.504634566483471,{"$f":"IF(elsalgtype=1,HK26*(GO26)*Elprissalg,IF(elsalgtype=2,ID!J234,\"elsalgtype ikke defineret\"))","v":0},null,null,null,0,0,0,0,0,0,0,0,0,0,0,0,0,0,0,0,0,0,0,0,0,0,0,0,0]
[17,1,1,16,1,1,0,14.91,7.5,{"$f":"IF(ID!$W$4=2,0,FBR!P27+FBR!Q27)","v":31.301780001640555},{"$f":"IF(ID!$W$4=2,0,FBR!R27+FBR!S27)","v":0},{"$f":"ID!H235","v":1},{"$f":"IF(ID!$Y$4=1,J27+K27,IF(ID!$Y$4=2,model!L27,\"error\"))","v":31.301780001640555},null,0,0,0,0,0,0,{"$f":"(1-ID!$AB$64)*O27*PV1W/1000000","v":0},{"$f":"(1-ID!$AB$65)*P27*PV2W/1000000","v":0},{"$f":"(1-ID!$AB$66)*Q27*PV3W/1000000","v":0},{"$f":"(1-ID!$AB$67)*R27*PV4W/1000000","v":0},{"$f":"(1-ID!$AB$68)*S27*PV5W/1000000","v":0},{"$f":"(1-ID!$AB$69)*T27*PV6W/1000000","v":0},null,null,null,null,null,null,null,null,null,{"$f":"ID!L235","v":0},{"$f":"IF(ID!$K$70=\"ja\",AJ27,SUM(U27:Z27))","v":0},null,6,0,6,null,0,31.301780001640555,5.4,0,0,6,31.301780001640555,31.301780001640555,0,0,6,null,null,null,null,0,31.301780001640555,-31.301780001640555,99,67.698219998359448,39.6,39.6,null,39.6,0,6,6,6,6,6,6,6,6,6,6,6,6,6,6,6,6,7.9200000000000008,6,6,6,6,6,6,6,6,6,6,6,6,6,6,6,6,15.840000000000002,6,6,6,6,6,6,6,6,6,6,6,6,6,6,6,6,23.76,6,6,6,6,6,6,6,6,6,6,6,6,6,6,6,6,31.680000000000003,6.3782199983594516,6,6,6,6,6,6,6,6,6,6,6,6,6,6,6,39.6,14.298219998359446,6,6,6,6,6,6,6,6,6,6,6,6,6,6,6,6,6,6,6,6.3782199983594516,14.298219998359446,1,null,39.6,39.6,null,null,"nej","nej",2.2749999999999999,0,39.6,null,0,null,6,0,"stiger","---","---","-","-",0,0,0,0,0,0,0,null,null,null,null,null,null,null,null,null,null,null,null,null,null,31.301780001640555,{"$f":"INDEX(ID!$K$153:$K$176,D27+1)*INDEX(ID!$K$180:$K$191,$B27)","v":1},{"$f":"INDEX(ID!$L$153:$L$176,D27+1)*INDEX(ID!$K$180:$K$191,$B27)","v":1},71.211549503732257,71.211549503732257,{"$f":"ID!K235","v":0.23413999999999999},2.2694795753424657,71.038750385586496,{"$f":"ID!I235","v":1.2},null,null,71.211549503732257,31.301780001640555,9.0149126404724793,{"$f":"IF(elsalgtype=1,HK27*(GO27)*Elprissalg,IF(elsalgtype=2,ID!J235,\"elsalgtype ikke defineret\"))","v":0},null,null,null,0,0,0,0,0,0,0,0,0,0,0,0,0,0,0,0,0,0,0,0,0,0,0,0,0]
[18,1,1,17,1,1,0,13.88,6.9,{"$f":"IF(ID!$W$4=2,0,FBR!P28+FBR!Q28)","v":36.617176605692727},{"$f":"IF(ID!$W$4=2,0,FBR!R28+FBR!S28)","v":0},{"$f":"ID!H236","v":1},{"$f":"IF(ID!$Y$4=1,J28+K28,IF(ID!$Y$4=2,model!L28,\"error\"))","v":36.617176605692727},null,0,0,0,0,0,0,{"$f":"(1-ID!$AB$64)*O28*PV1W/1000000","v":0},{"$f":"(1-ID!$AB$65)*P28*PV2W/1000000","v":0},{"$f":"(1-ID!$AB$66)*Q28*PV3W/1000000","v":0},{"$f":"(1-ID!$AB$67)*R28*PV4W/1000000","v":0},{"$f":"(1-ID!$AB$68)*S28*PV5W/1000000","v":0},{"$f":"(1-ID!$AB$69)*T28*PV6W/1000000","v":0},null,null,null,null,null,null,null,null,null,{"$f":"ID!L236","v":0},{"$f":"IF(ID!$K$70=\"ja\",AJ28,SUM(U28:Z28))","v":0},null,6,0,6,null,0,36.617176605692727,5.4,0,0,6,36.617176605692727,36.617176605692727,0,0,6,null,null,null,null,0,36.617176605692727,-36.617176605692727,99,62.382823394307273,39.6,39.6,null,39.6,0,6,6,6,6,6,6,6,6,6,6,6,6,6,6,6,6,7.9200000000000008,6,6,6,6,6,6,6,6,6,6,6,6,6,6,6,6,15.840000000000002,6,6,6,6,6,6,6,6,6,6,6,6,6,6,6,6,23.76,6,6,6,6,6,6,6,6,6,6,6,6,6,6,6,6,31.680000000000003,6,6,6,6,6,6,6,6,6,6,6,6,6,6,6,6,39.6,8.9828233943072746,6,6,6,6,6,6,6,6,6,6,6,6,6,6,6,6,6,6,6,6,8.9828233943072746,1,null,39.6,39.6,null,null,"nej","nej",2.2749999999999999,0,39.6,null,0,null,6,0,"stiger","---","---","-","-",0,0,0,0,0,0,0,null,null,null,null,null,null,null,null,null,null,null,null,null,null,36.617176605692727,{"$f":"INDEX(ID!$K$153:$K$176,D28+1)*INDEX(ID!$K$180:$K$191,$B28)","v":1},{"$f":"INDEX(ID!$L$153:$L$176,D28+1)*INDEX(ID!$K$180:$K$191,$B28)","v":1},83.304076777950954,83.304076777950954,{"$f":"ID!K236","v":0.24525999999999998},2.2805995753424657,83.509117417182907,{"$f":"ID!I236","v":1.2},null,null,83.304076777950954,36.617176605692727,10.545746862439506,{"$f":"IF(elsalgtype=1,HK28*(GO28)*Elprissalg,IF(elsalgtype=2,ID!J236,\"elsalgtype ikke defineret\"))","v":0},null,null,null,0,0,0,0,0,0,0,0,0,0,0,0,0,0,0,0,0,0,0,0,0,0,0,0,0]
[19,1,1,18,1,1,0,12.85,7.3,{"$f":"IF(ID!$W$4=2,0,FBR!P29+FBR!Q29)","v":38.388975473710111},{"$f":"IF(ID!$W$4=2,0,FBR!R29+FBR!S29)","v":0},{"$f":"ID!H237","v":1},{"$f":"IF(ID!$Y$4=1,J29+K29,IF(ID!$Y$4=2,model!L29,\"error\"))","v":38.388975473710111},null,0,0,0,0,0,0,{"$f":"(1-ID!$AB$64)*O29*PV1W/1000000","v":0},{"$f":"(1-ID!$AB$65)*P29*PV2W/1000000","v":0},{"$f":"(1-ID!$AB$66)*Q29*PV3W/1000000","v":0},{"$f":"(1-ID!$AB$67)*R29*PV4W/1000000","v":0},{"$f":"(1-ID!$AB$68)*S29*PV5W/1000000","v":0},{"$f":"(1-ID!$AB$69)*T29*PV6W/1000000","v":0},null,null,null,null,null,null,null,null,null,{"$f":"ID!L237","v":0},{"$f":"IF(ID!$K$70=\"ja\",AJ29,SUM(U29:Z29))","v":0},null,6,0,6,null,0,38.388975473710111,5.4,0,0,6,38.388975473710111,38.388975473710111,0,0,6,null,null,null,null,0,38.388975473710111,-38.388975473710111,99,60.611024526289889,39.6,39.6,null,39.6,0,6,6,6,6,6,6,6,6,6,6,6,6,6,6,6,6,7.9200000000000008,6,6,6,6,6,6,6,6,6,6,6,6,6,6,6,6,15.840000000000002,6,6,6,6,6,6,6,6,6,6,6,6,6,6,6,6,23.76,6,6,6,6,6,6,6,6,6,6,6,6,6,6,6,6,31.680000000000003,6,6,6,6,6,6,6,6,6,6,6,6,6,6,6,6,39.6,7.21102452628989,6,6,6,6,6,6,6,6,6,6,6,6,6,6,6,6,6,6,6,6,7.21102452628989,1,null,39.6,39.6,null,null,"nej","nej",2.2749999999999999,0,39.6,null,0,null,6,0,"stiger","---","---","-","-",0,0,0,0,0,0,0,null,null,null,null,null,null,null,null,null,null,null,null,null,null,38.388975473710111,{"$f":"INDEX(ID!$K$153:$K$176,D29+1)*INDEX(ID!$K$180:$K$191,$B29)","v":1},{"$f":"INDEX(ID!$L$153:$L$176,D29+1)*INDEX(ID!$K$180:$K$191,$B29)","v":1},87.3349192026905,87.3349192026905,{"$f":"ID!K237","v":0.24034},2.2756795753424655,87.361007403844951,{"$f":"ID!I237","v":1.2},null,null,87.3349192026905,38.388975473710111,11.056024936428512,{"$f":"IF(elsalgtype=1,HK29*(GO29)*Elprissalg,IF(elsalgtype=2,ID!J237,\"elsalgtype ikke defineret\"))","v":0},null,null,null,0,0,0,0,0,0,0,0,0,0,0,0,0,0,0,0,0,0,0,0,0,0,0,0,0]
[20,1,1,19,1,1,0,12.85,7.3,{"$f":"IF(ID!$W$4=2,0,FBR!P30+FBR!Q30)","v":35.435977360347799},{"$f":"IF(ID!$W$4=2,0,FBR!R30+FBR!S30)","v":0},{"$f":"ID!H238","v":1},{"$f":"IF(ID!$Y$4=1,J30+K30,IF(ID!$Y$4=2,model!L30,\"error\"))","v":35.435977360347799},null,0,0,0,0,0,0,{"$f":"(1-ID!$AB$64)*O30*PV1W/1000000","v":0},{"$f":"(1-ID!$AB$65)*P30*PV2W/1000000","v":0},{"$f":"(1-ID!$AB$66)*Q30*PV3W/1000000","v":0},{"$f":"(1-ID!$AB$67)*R30*PV4W/1000000","v":0},{"$f":"(1-ID!$AB$68)*S30*PV5W/1000000","v":0},{"$f":"(1-ID!$AB$69)*T30*PV6W/1000000","v":0},null,null,null,null,null,null,null,null,null,{"$f":"ID!L238","v":0},{"$f":"IF(ID!$K$70=\"ja\",AJ30,SUM(U30:Z30))","v":0},null,6,0,6,null,0,35.435977360347799,5.4,0,0,6,35.435977360347799,35.435977360347799,0,0,6,null,null,null,null,0,35.435977360347799,-35.435977360347799,99,63.564022639652201,39.6,39.6,null,39.6,0,6,6,6,6,6,6,6,6,6,6,6,6,6,6,6,6,7.9200000000000008,6,6,6,6,6,6,6,6,6,6,6,6,6,6,6,6,15.840000000000002,6,6,6,6,6,6,6,6,6,6,6,6,6,6,6,6,23.76,6,6,6,6,6,6,6,6,6,6,6,6,6,6,6,6,31.680000000000003,6,6,6,6,6,6,6,6,6,6,6,6,6,6,6,6,39.6,10.164022639652202,6,6,6,6,6,6,6,6,6,6,6,6,6,6,6,6,6,6,6,6,10.164022639652202,1,null,39.6,39.6,null,null,"nej","nej",2.2749999999999999,0,39.6,null,0,null,6,0,"stiger","---","---","-","-",0,0,0,0,0,0,0,null,null,null,null,null,null,null,null,null,null,null,null,null,null,35.435977360347799,{"$f":"INDEX(ID!$K$153:$K$176,D30+1)*INDEX(ID!$K$180:$K$191,$B30)","v":1},{"$f":"INDEX(ID!$L$153:$L$176,D30+1)*INDEX(ID!$K$180:$K$191,$B30)","v":1},80.616848494791242,80.616848494791242,{"$f":"ID!K238","v":0.22847999999999999},2.2638195753424655,80.220659219747773,{"$f":"ID!I238","v":1.2},null,null,80.616848494791242,35.435977360347799,10.205561479780167,{"$f":"IF(elsalgtype=1,HK30*(GO30)*Elprissalg,IF(elsalgtype=2,ID!J238,\"elsalgtype ikke defineret\"))","v":0},null,null,null,0,0,0,0,0,0,0,0,0,0,0,0,0,0,0,0,0,0,0,0,0,0,0,0,0]
[21,1,1,20,1,1,0,12.85,7.7,{"$f":"IF(ID!$W$4=2,0,FBR!P31+FBR!Q31)","v":31.301780001640555},{"$f":"IF(ID!$W$4=2,0,FBR!R31+FBR!S31)","v":0},{"$f":"ID!H239","v":1},{"$f":"IF(ID!$Y$4=1,J31+K31,IF(ID!$Y$4=2,model!L31,\"error\"))","v":31.301780001640555},null,0,0,0,0,0,0,{"$f":"(1-ID!$AB$64)*O31*PV1W/1000000","v":0},{"$f":"(1-ID!$AB$65)*P31*PV2W/1000000","v":0},{"$f":"(1-ID!$AB$66)*Q31*PV3W/1000000","v":0},{"$f":"(1-ID!$AB$67)*R31*PV4W/1000000","v":0},{"$f":"(1-ID!$AB$68)*S31*PV5W/1000000","v":0},{"$f":"(1-ID!$AB$69)*T31*PV6W/1000000","v":0},null,null,null,null,null,null,null,null,null,{"$f":"ID!L239","v":0},{"$f":"IF(ID!$K$70=\"ja\",AJ31,SUM(U31:Z31))","v":0},null,6,0,6,null,0,31.301780001640555,5.4,0,0,6,31.301780001640555,31.301780001640555,0,0,6,null,null,null,null,0,31.301780001640555,-31.301780001640555,99,67.698219998359448,39.6,39.6,null,39.6,0,6,6,6,6,6,6,6,6,6,6,6,6,6,6,6,6,7.9200000000000008,6,6,6,6,6,6,6,6,6,6,6,6,6,6,6,6,15.840000000000002,6,6,6,6,6,6,6,6,6,6,6,6,6,6,6,6,23.76,6,6,6,6,6,6,6,6,6,6,6,6,6,6,6,6,31.680000000000003,6.3782199983594516,6,6,6,6,6,6,6,6,6,6,6,6,6,6,6,39.6,14.298219998359446,6,6,6,6,6,6,6,6,6,6,6,6,6,6,6,6,6,6,6,6.3782199983594516,14.298219998359446,1,null,39.6,39.6,null,null,"nej","nej",2.2749999999999999,0,39.6,null,0,null,6,0,"stiger","---","---","-","-",0,0,0,0,0,0,0,null,null,null,null,null,null,null,null,null,null,null,null,null,null,31.301780001640555,{"$f":"INDEX(ID!$K$153:$K$176,D31+1)*INDEX(ID!$K$180:$K$191,$B31)","v":1},{"$f":"INDEX(ID!$L$153:$L$176,D31+1)*INDEX(ID!$K$180:$K$191,$B31)","v":1},71.211549503732257,71.211549503732257,{"$f":"ID!K239","v":0.21884999999999999},2.2541895753424654,70.560146169361403,{"$f":"ID!I239","v":1.2},null,null,71.211549503732257,31.301780001640555,9.0149126404724793,{"$f":"IF(elsalgtype=1,HK31*(GO31)*Elprissalg,IF(elsalgtype=2,ID!J239,\"elsalgtype ikke defineret\"))","v":0},null,null,null,0,0,0,0,0,0,0,0,0,0,0,0,0,0,0,0,0,0,0,0,0,0,0,0,0]
[22,1,1,21,1,1,0,12.85,6.7,{"$f":"IF(ID!$W$4=2,0,FBR!P32+FBR!Q32)","v":29.529981133623163},{"$f":"IF(ID!$W$4=2,0,FBR!R32+FBR!S32)","v":0},{"$f":"ID!H240","v":1},{"$f":"IF(ID!$Y$4=1,J32+K32,IF(ID!$Y$4=2,model!L32,\"error\"))","v":29.529981133623163},null,0,0,0,0,0,0,{"$f":"(1-ID!$AB$64)*O32*PV1W/1000000","v":0},{"$f":"(1-ID!$AB$65)*P32*PV2W/1000000","v":0},{"$f":"(1-ID!$AB$66)*Q32*PV3W/1000000","v":0},{"$f":"(1-ID!$AB$67)*R32*PV4W/1000000","v":0},{"$f":"(1-ID!$AB$68)*S32*PV5W/1000000","v":0},{"$f":"(1-ID!$AB$69)*T32*PV6W/1000000","v":0},null,null,null,null,null,null,null,null,null,{"$f":"ID!L240","v":0},{"$f":"IF(ID!$K$70=\"ja\",AJ32,SUM(U32:Z32))","v":0},null,6,0,6,null,0,29.529981133623163,5.4,0,0,6,29.529981133623163,29.529981133623163,0,0,6,null,null,null,null,0,29.529981133623163,-29.529981133623163,99,69.470018866376833,39.6,39.6,null,39.6,0,6,6,6,6,6,6,6,6,6,6,6,6,6,6,6,6,7.9200000000000008,6,6,6,6,6,6,6,6,6,6,6,6,6,6,6,6,15.840000000000002,6,6,6,6,6,6,6,6,6,6,6,6,6,6,6,6,23.76,6,6,6,6,6,6,6,6,6,6,6,6,6,6,6,6,31.680000000000003,8.1500188663768434,6,6,6,6,6,6,6,6,6,6,6,6,6,6,6,39.6,16.070018866376838,6,6,6,6,6,6,6,6,6,6,6,6,6,6,6,6,6,6,6,8.1500188663768434,16.070018866376838,1,null,39.6,39.6,null,null,"nej","nej",2.2749999999999999,0,39.6,null,0,null,6,0,"stiger","---","---","-","-",0,0,0,0,0,0,0,null,null,null,null,null,null,null,null,null,null,null,null,null,null,29.529981133623163,{"$f":"INDEX(ID!$K$153:$K$176,D32+1)*INDEX(ID!$K$180:$K$191,$B32)","v":1},{"$f":"INDEX(ID!$L$153:$L$176,D32+1)*INDEX(ID!$K$180:$K$191,$B32)","v":1},67.180707078992697,67.180707078992697,{"$f":"ID!K240","v":0.21772999999999998},2.2530695753424657,66.533102052603368,{"$f":"ID!I240","v":1.2},null,null,67.180707078992697,29.529981133623163,8.504634566483471,{"$f":"IF(elsalgtype=1,HK32*(GO32)*Elprissalg,IF(elsalgtype=2,ID!J240,\"elsalgtype ikke defineret\"))","v":0},null,null,null,0,0,0,0,0,0,0,0,0,0,0,0,0,0,0,0,0,0,0,0,0,0,0,0,0]
[23,1,1,22,1,1,0,12.85,6.2,{"$f":"IF(ID!$W$4=2,0,FBR!P33+FBR!Q33)","v":26.576983020260847},{"$f":"IF(ID!$W$4=2,0,FBR!R33+FBR!S33)","v":0},{"$f":"ID!H241","v":1},{"$f":"IF(ID!$Y$4=1,J33+K33,IF(ID!$Y$4=2,model!L33,\"error\"))","v":26.576983020260847},null,0,0,0,0,0,0,{"$f":"(1-ID!$AB$64)*O33*PV1W/1000000","v":0},{"$f":"(1-ID!$AB$65)*P33*PV2W/1000000","v":0},{"$f":"(1-ID!$AB$66)*Q33*PV3W/1000000","v":0},{"$f":"(1-ID!$AB$67)*R33*PV4W/1000000","v":0},{"$f":"(1-ID!$AB$68)*S33*PV5W/1000000","v":0},{"$f":"(1-ID!$AB$69)*T33*PV6W/1000000","v":0},null,null,null,null,null,null,null,null,null,{"$f":"ID!L241","v":0},{"$f":"IF(ID!$K$70=\"ja\",AJ33,SUM(U33:Z33))","v":0},null,6,0,6,null,0,26.576983020260847,5.4,0,0,6,26.576983020260847,26.576983020260847,0,0,6,null,null,null,null,0,26.576983020260847,-26.576983020260847,99,72.423016979739145,39.6,39.6,null,39.6,0,6,6,6,6,6,6,6,6,6,6,6,6,6,6,6,6,7.9200000000000008,6,6,6,6,6,6,6,6,6,6,6,6,6,6,6,6,15.840000000000002,6,6,6,6,6,6,6,6,6,6,6,6,6,6,6,6,23.76,6,6,6,6,6,6,6,6,6,6,6,6,6,6,6,6,31.680000000000003,11.103016979739159,6,6,6,6,6,6,6,6,6,6,6,6,6,6,6,39.6,19.023016979739154,6,6,6,6,6,6,6,6,6,6,6,6,6,6,6,6,6,6,6,11.103016979739159,19.023016979739154,1,null,39.6,39.6,null,null,"nej","nej",2.2749999999999999,0,39.6,null,0,null,6,0,"stiger","---","---","-","-",0,0,0,0,0,0,0,null,null,null,null,null,null,null,null,null,null,null,null,null,null,26.576983020260847,{"$f":"INDEX(ID!$K$153:$K$176,D33+1)*INDEX(ID!$K$180:$K$191,$B33)","v":1},{"$f":"INDEX(ID!$L$153:$L$176,D33+1)*INDEX(ID!$K$180:$K$191,$B33)","v":1},60.462636371093424,60.462636371093424,{"$f":"ID!K241","v":0.21422999999999998},2.2495695753424658,59.786772406772123,{"$f":"ID!I241","v":1.2},null,null,60.462636371093424,26.576983020260847,7.6541711098351239,{"$f":"IF(elsalgtype=1,HK33*(GO33)*Elprissalg,IF(elsalgtype=2,ID!J241,\"elsalgtype ikke defineret\"))","v":0},null,null,null,0,0,0,0,0,0,0,0,0,0,0,0,0,0,0,0,0,0,0,0,0,0,0,0,0]
[24,1,1,23,1,1,0,12.85,5.9,{"$f":"IF(ID!$W$4=2,0,FBR!P34+FBR!Q34)","v":23.623984906898531},{"$f":"IF(ID!$W$4=2,0,FBR!R34+FBR!S34)","v":0},{"$f":"ID!H242","v":1},{"$f":"IF(ID!$Y$4=1,J34+K34,IF(ID!$Y$4=2,model!L34,\"error\"))","v":23.623984906898531},null,0,0,0,0,0,0,{"$f":"(1-ID!$AB$64)*O34*PV1W/1000000","v":0},{"$f":"(1-ID!$AB$65)*P34*PV2W/1000000","v":0},{"$f":"(1-ID!$AB$66)*Q34*PV3W/1000000","v":0},{"$f":"(1-ID!$AB$67)*R34*PV4W/1000000","v":0},{"$f":"(1-ID!$AB$68)*S34*PV5W/1000000","v":0},{"$f":"(1-ID!$AB$69)*T34*PV6W/1000000","v":0},null,null,null,null,null,null,null,null,null,{"$f":"ID!L242","v":0},{"$f":"IF(ID!$K$70=\"ja\",AJ34,SUM(U34:Z34))","v":0},null,6,0,6,null,0,23.623984906898531,5.4,0,0,6,23.623984906898531,23.623984906898531,0,0,6,null,null,null,null,0,23.623984906898531,-23.623984906898531,99,75.376015093101472,39.6,39.6,null,39.6,0,6,6,6,6,6,6,6,6,6,6,6,6,6,6,6,6,7.9200000000000008,6,6,6,6,6,6,6,6,6,6,6,6,6,6,6,6,15.840000000000002,6,6,6,6,6,6,6,6,6,6,6,6,6,6,6,6,23.76,6.1360150931014701,6,6,6,6,6,6,6,6,6,6,6,6,6,6,6,31.680000000000003,14.056015093101475,6,6,6,6,6,6,6,6,6,6,6,6,6,6,6,39.6,21.97601509310147,6,6,6,6,6,6,6,6,6,6,6,6,6,6,6,6,6,6,6.1360150931014701,14.056015093101475,21.97601509310147,1,null,39.6,39.6,null,null,"nej","nej",2.2749999999999999,0,39.6,null,0,null,6,0,"stiger","---","---","-","-",0,0,0,0,0,0,0,null,null,null,null,null,null,null,null,null,null,null,null,null,null,23.623984906898531,{"$f":"INDEX(ID!$K$153:$K$176,D34+1)*INDEX(ID!$K$180:$K$191,$B34)","v":1},{"$f":"INDEX(ID!$L$153:$L$176,D34+1)*INDEX(ID!$K$180:$K$191,$B34)","v":1},53.744565663194159,53.744565663194159,{"$f":"ID!K242","v":0.1186},2.1539395753424655,50.884636018261837,{"$f":"ID!I242","v":1.2},null,null,53.744565663194159,23.623984906898531,6.8037076531867768,{"$f":"IF(elsalgtype=1,HK34*(GO34)*Elprissalg,IF(elsalgtype=2,ID!J242,\"elsalgtype ikke defineret\"))","v":0},null,null,null,0,0,0,0,0,0,0,0,0,0,0,0,0,0,0,0,0,0,0,0,0,0,0,0,0]
[25,1,2,0,{"$f":"E11+1","v":2},1,0,12.85,4.5999999999999996,{"$f":"IF(ID!$W$4=2,0,FBR!P35+FBR!Q35)","v":20.670986793536215},{"$f":"IF(ID!$W$4=2,0,FBR!R35+FBR!S35)","v":0},{"$f":"ID!H243","v":1},{"$f":"IF(ID!$Y$4=1,J35+K35,IF(ID!$Y$4=2,model!L35,\"error\"))","v":20.670986793536215},null,0,0,0,0,0,0,{"$f":"(1-ID!$AB$64)*O35*PV1W/1000000","v":0},{"$f":"(1-ID!$AB$65)*P35*PV2W/1000000","v":0},{"$f":"(1-ID!$AB$66)*Q35*PV3W/1000000","v":0},{"$f":"(1-ID!$AB$67)*R35*PV4W/1000000","v":0},{"$f":"(1-ID!$AB$68)*S35*PV5W/1000000","v":0},{"$f":"(1-ID!$AB$69)*T35*PV6W/1000000","v":0},null,null,null,null,null,null,null,null,null,{"$f":"ID!L243","v":0},{"$f":"IF(ID!$K$70=\"ja\",AJ35,SUM(U35:Z35))","v":0},null,6,0,6,null,0,20.670986793536215,5.4,0,0,6,20.670986793536215,20.670986793536215,0,0,6,null,null,null,null,0,20.670986793536215,-20.670986793536215,99,78.329013206463785,39.6,39.6,null,39.6,0,6,6,6,6,6,6,6,6,6,6,6,6,6,6,6,6,7.9200000000000008,6,6,6,6,6,6,6,6,6,6,6,6,6,6,6,6,15.840000000000002,6,6,6,6,6,6,6,6,6,6,6,6,6,6,6,6,23.76,9.0890132064637861,6,6,6,6,6,6,6,6,6,6,6,6,6,6,6,31.680000000000003,17.009013206463791,6,6,6,6,6,6,6,6,6,6,6,6,6,6,6,39.6,24.929013206463786,7.2110245262898864,6,6,6,6,6,6,6,6,6,6,6,6,6,6,6,6,6,9.0890132064637861,17.009013206463791,24.929013206463786,1,null,39.6,39.6,null,null,"nej","nej",2.2749999999999999,0,39.6,null,0,null,6,0,"stiger","---","---","-","-",0,0,0,0,0,0,0,null,null,null,null,null,null,null,null,null,null,null,null,null,null,20.670986793536215,{"$f":"INDEX(ID!$K$153:$K$176,D35+1)*INDEX(ID!$K$180:$K$191,$B35)","v":1},{"$f":"INDEX(ID!$L$153:$L$176,D35+1)*INDEX(ID!$K$180:$K$191,$B35)","v":1},47.026494955294886,47.026494955294886,{"$f":"ID!K243","v":5.7140000000000003E-2},2.0924795753424656,43.253617667648378,{"$f":"ID!I243","v":1.2},null,null,47.026494955294886,20.670986793536215,5.9532441965384297,{"$f":"IF(elsalgtype=1,HK35*(GO35)*Elprissalg,IF(elsalgtype=2,ID!J243,\"elsalgtype ikke defineret\"))","v":0},null,null,null,0,0,0,0,0,0,0,0,0,0,0,0,0,0,0,0,0,0,0,0,0,0,0,0,0]
[26,1,2,1,{"$f":"E12+1","v":2},1,0,11.82,4.4000000000000004,{"$f":"IF(ID!$W$4=2,0,FBR!P36+FBR!Q36)","v":17.717988680173899},{"$f":"IF(ID!$W$4=2,0,FBR!R36+FBR!S36)","v":0},{"$f":"ID!H244","v":1},{"$f":"IF(ID!$Y$4=1,J36+K36,IF(ID!$Y$4=2,model!L36,\"error\"))","v":17.717988680173899},null,0,0,0,0,0,0,{"$f":"(1-ID!$AB$64)*O36*PV1W/1000000","v":0},{"$f":"(1-ID!$AB$65)*P36*PV2W/1000000","v":0},{"$f":"(1-ID!$AB$66)*Q36*PV3W/1000000","v":0},{"$f":"(1-ID!$AB$67)*R36*PV4W/1000000","v":0},{"$f":"(1-ID!$AB$68)*S36*PV5W/1000000","v":0},{"$f":"(1-ID!$AB$69)*T36*PV6W/1000000","v":0},null,null,null,null,null,null,null,null,null,{"$f":"ID!L244","v":0},{"$f":"IF(ID!$K$70=\"ja\",AJ36,SUM(U36:Z36))","v":0},null,6,0,6,null,0,17.717988680173899,5.4,0,0,6,17.717988680173899,17.717988680173899,0,0,6,null,null,null,null,0,17.717988680173899,-17.717988680173899,99,81.282011319826097,39.6,39.6,null,39.6,0,6,6,6,6,6,6,6,6,6,6,6,6,6,6,6,6,7.9200000000000008,6,6,6,6,6,6,6,6,6,6,6,6,6,6,6,6,15.840000000000002,6,6,6,6,6,6,6,6,6,6,6,6,6,6,6,6,23.76,12.042011319826102,6,6,6,6,6,6,6,6,6,6,6,6,6,6,6,31.680000000000003,19.962011319826107,6,6,6,6,6,6,6,6,6,6,6,6,6,6,6,39.6,27.882011319826102,11.34522188499713,6,6,6,6,6,6,6,6,6,6,6,6,6,6,6,6,6,12.042011319826102,19.962011319826107,27.882011319826102,1,null,39.6,39.6,null,null,"nej","nej",2.2749999999999999,0,39.6,null,0,null,6,0,"stiger","---","---","-","-",0,0,0,0,0,0,0,null,null,null,null,null,null,null,null,null,null,null,null,null,null,17.717988680173899,{"$f":"INDEX(ID!$K$153:$K$176,D36+1)*INDEX(ID!$K$180:$K$191,$B36)","v":1},{"$f":"INDEX(ID!$L$153:$L$176,D36+1)*INDEX(ID!$K$180:$K$191,$B36)","v":1},40.308424247395621,40.308424247395621,{"$f":"ID!K244","v":5.2359999999999997E-2},2.0876995753424659,36.989837443521665,{"$f":"ID!I244","v":1.2},null,null,40.308424247395621,17.717988680173899,5.1027807398900835,{"$f":"IF(elsalgtype=1,HK36*(GO36)*Elprissalg,IF(elsalgtype=2,ID!J244,\"elsalgtype ikke defineret\"))","v":0},null,null,null,0,0,0,0,0,0,0,0,0,0,0,0,0,0,0,0,0,0,0,0,0,0,0,0,0]
[27,1,2,2,2,1,0,11.82,4.4000000000000004,{"$f":"IF(ID!$W$4=2,0,FBR!P37+FBR!Q37)","v":16.536789434828972},{"$f":"IF(ID!$W$4=2,0,FBR!R37+FBR!S37)","v":0},{"$f":"ID!H245","v":1},{"$f":"IF(ID!$Y$4=1,J37+K37,IF(ID!$Y$4=2,model!L37,\"error\"))","v":16.536789434828972},null,0,0,0,0,0,0,{"$f":"(1-ID!$AB$64)*O37*PV1W/1000000","v":0},{"$f":"(1-ID!$AB$65)*P37*PV2W/1000000","v":0},{"$f":"(1-ID!$AB$66)*Q37*PV3W/1000000","v":0},{"$f":"(1-ID!$AB$67)*R37*PV4W/1000000","v":0},{"$f":"(1-ID!$AB$68)*S37*PV5W/1000000","v":0},{"$f":"(1-ID!$AB$69)*T37*PV6W/1000000","v":0},null,null,null,null,null,null,null,null,null,{"$f":"ID!L245","v":0},{"$f":"IF(ID!$K$70=\"ja\",AJ37,SUM(U37:Z37))","v":0},null,6,0,6,null,0,16.536789434828972,5.4,0,0,6,16.536789434828972,16.536789434828972,0,0,6,null,null,null,null,0,16.536789434828972,-16.536789434828972,99,82.463210565171025,39.6,39.6,null,39.6,0,6,6,6,6,6,6,6,6,6,6,6,6,6,6,6,6,7.9200000000000008,6,6,6,6,6,6,6,6,6,6,6,6,6,6,6,6,15.840000000000002,6,6,6,6,6,6,6,6,6,6,6,6,6,6,6,6,23.76,13.22321056517103,6,6,6,6,6,6,6,6,6,6,6,6,6,6,6,31.680000000000003,21.143210565171035,6,6,6,6,6,6,6,6,6,6,6,6,6,6,6,39.6,29.06321056517103,13.11702075301452,6,6,6,6,6,6,6,6,6,6,6,6,6,6,6,6,6,13.22321056517103,21.143210565171035,29.06321056517103,1,null,39.6,39.6,null,null,"nej","nej",2.2749999999999999,0,39.6,null,0,null,6,0,"stiger","---","---","-","-",0,0,0,0,0,0,0,null,null,null,null,null,null,null,null,null,null,null,null,null,null,16.536789434828972,{"$f":"INDEX(ID!$K$153:$K$176,D37+1)*INDEX(ID!$K$180:$K$191,$B37)","v":1},{"$f":"INDEX(ID!$L$153:$L$176,D37+1)*INDEX(ID!$K$180:$K$191,$B37)","v":1},37.621195964235909,37.621195964235909,{"$f":"ID!K245","v":1.4320000000000001E-2},2.0496595753424658,33.894788810519323,{"$f":"ID!I245","v":1.2},null,null,37.621195964235909,16.536789434828972,4.7625953572307438,{"$f":"IF(elsalgtype=1,HK37*(GO37)*Elprissalg,IF(elsalgtype=2,ID!J245,\"elsalgtype ikke defineret\"))","v":0},null,null,null,0,0,0,0,0,0,0,0,0,0,0,0,0,0,0,0,0,0,0,0,0,0,0,0,0]
[28,1,2,3,2,1,0,11.31,4.8,{"$f":"IF(ID!$W$4=2,0,FBR!P38+FBR!Q38)","v":15.94618981215651},{"$f":"IF(ID!$W$4=2,0,FBR!R38+FBR!S38)","v":0},{"$f":"ID!H246","v":1},{"$f":"IF(ID!$Y$4=1,J38+K38,IF(ID!$Y$4=2,model!L38,\"error\"))","v":15.94618981215651},null,0,0,0,0,0,0,{"$f":"(1-ID!$AB$64)*O38*PV1W/1000000","v":0},{"$f":"(1-ID!$AB$65)*P38*PV2W/1000000","v":0},{"$f":"(1-ID!$AB$66)*Q38*PV3W/1000000","v":0},{"$f":"(1-ID!$AB$67)*R38*PV4W/1000000","v":0},{"$f":"(1-ID!$AB$68)*S38*PV5W/1000000","v":0},{"$f":"(1-ID!$AB$69)*T38*PV6W/1000000","v":0},null,null,null,null,null,null,null,null,null,{"$f":"ID!L246","v":0},{"$f":"IF(ID!$K$70=\"ja\",AJ38,SUM(U38:Z38))","v":0},null,6,0,6,null,0,15.94618981215651,5.4,0,0,6,15.94618981215651,15.94618981215651,0,0,6,null,null,null,null,0,15.94618981215651,-15.94618981215651,99,83.053810187843496,39.6,39.6,null,39.6,0,6,6,6,6,6,6,6,6,6,6,6,6,6,6,6,6,7.9200000000000008,6,6,6,6,6,6,6,6,6,6,6,6,6,6,6,6,15.840000000000002,6,6,6,6,6,6,6,6,6,6,6,6,6,6,6,6,23.76,13.813810187843492,6,6,6,6,6,6,6,6,6,6,6,6,6,6,6,31.680000000000003,21.733810187843495,6,6,6,6,6,6,6,6,6,6,6,6,6,6,6,39.6,29.65381018784349,13.707620375686981,6,6,6,6,6,6,6,6,6,6,6,6,6,6,6,6,6,13.813810187843492,21.733810187843495,29.65381018784349,1,null,39.6,39.6,null,null,"nej","nej",2.2749999999999999,0,39.6,null,0,null,6,0,"stiger","---","---","-","-",0,0,0,0,0,0,0,null,null,null,null,null,null,null,null,null,null,null,null,null,null,15.94618981215651,{"$f":"INDEX(ID!$K$153:$K$176,D38+1)*INDEX(ID!$K$180:$K$191,$B38)","v":1},{"$f":"INDEX(ID!$L$153:$L$176,D38+1)*INDEX(ID!$K$180:$K$191,$B38)","v":1},36.27758182265606,36.27758182265606,{"$f":"ID!K246","v":-3.6999999999999999E-4},2.0349695753424655,32.450011110374483,{"$f":"ID!I246","v":1.2},null,null,36.27758182265606,15.94618981215651,4.5925026659010744,{"$f":"IF(elsalgtype=1,HK38*(GO38)*Elprissalg,IF(elsalgtype=2,ID!J246,\"elsalgtype ikke defineret\"))","v":0},null,null,null,0,0,0,0,0,0,0,0,0,0,0,0,0,0,0,0,0,0,0,0,0,0,0,0,0]
[29,1,2,4,2,1,0,10.79,5.6,{"$f":"IF(ID!$W$4=2,0,FBR!P39+FBR!Q39)","v":15.94618981215651},{"$f":"IF(ID!$W$4=2,0,FBR!R39+FBR!S39)","v":0},{"$f":"ID!H247","v":1},{"$f":"IF(ID!$Y$4=1,J39+K39,IF(ID!$Y$4=2,model!L39,\"error\"))","v":15.94618981215651},null,0,0,0,0,0,0,{"$f":"(1-ID!$AB$64)*O39*PV1W/1000000","v":0},{"$f":"(1-ID!$AB$65)*P39*PV2W/1000000","v":0},{"$f":"(1-ID!$AB$66)*Q39*PV3W/1000000","v":0},{"$f":"(1-ID!$AB$67)*R39*PV4W/1000000","v":0},{"$f":"(1-ID!$AB$68)*S39*PV5W/1000000","v":0},{"$f":"(1-ID!$AB$69)*T39*PV6W/1000000","v":0},null,null,null,null,null,null,null,null,null,{"$f":"ID!L247","v":0},{"$f":"IF(ID!$K$70=\"ja\",AJ39,SUM(U39:Z39))","v":0},null,6,0,6,null,0,15.94618981215651,5.4,0,0,6,15.94618981215651,15.94618981215651,0,0,6,null,null,null,null,0,15.94618981215651,-15.94618981215651,99,83.053810187843496,39.6,39.6,null,39.6,0,6,6,6,6,6,6,6,6,6,6,6,6,6,6,6,6,7.9200000000000008,6,6,6,6,6,6,6,6,6,6,6,6,6,6,6,6,15.840000000000002,6,6,6,6,6,6,6,6,6,6,6,6,6,6,6,6,23.76,13.813810187843492,6,6,6,6,6,6,6,6,6,6,6,6,6,6,6,31.680000000000003,21.733810187843495,6,6,6,6,6,6,6,6,6,6,6,6,6,6,6,39.6,29.65381018784349,13.707620375686981,6,6,6,6,6,6,6,6,6,6,6,6,6,6,6,6,6,13.813810187843492,21.733810187843495,29.65381018784349,1,null,39.6,39.6,null,null,"nej","nej",2.2749999999999999,0,39.6,null,0,null,6,0,"stiger","---","---","-","-",0,0,0,0,0,0,0,null,null,null,null,null,null,null,null,null,null,null,null,null,null,15.94618981215651,{"$f":"INDEX(ID!$K$153:$K$176,D39+1)*INDEX(ID!$K$180:$K$191,$B39)","v":1},{"$f":"INDEX(ID!$L$153:$L$176,D39+1)*INDEX(ID!$K$180:$K$191,$B39)","v":1},36.27758182265606,36.27758182265606,{"$f":"ID!K247","v":4.4999999999999999E-4},2.0357895753424655,32.46308698602045,{"$f":"ID!I247","v":1.2},null,null,36.27758182265606,15.94618981215651,4.5925026659010744,{"$f":"IF(elsalgtype=1,HK39*(GO39)*Elprissalg,IF(elsalgtype=2,ID!J247,\"elsalgtype ikke defineret\"))","v":0},null,null,null,0,0,0,0,0,0,0,0,0,0,0,0,0,0,0,0,0,0,0,0,0,0,0,0,0]
[30,1,2,5,2,1,0,10.79,5.4,{"$f":"IF(ID!$W$4=2,0,FBR!P40+FBR!Q40)","v":15.94618981215651},{"$f":"IF(ID!$W$4=2,0,FBR!R40+FBR!S40)","v":0},{"$f":"ID!H248","v":1},{"$f":"IF(ID!$Y$4=1,J40+K40,IF(ID!$Y$4=2,model!L40,\"error\"))","v":15.94618981215651},null,0,0,0,0,0,0,{"$f":"(1-ID!$AB$64)*O40*PV1W/1000000","v":0},{"$f":"(1-ID!$AB$65)*P40*PV2W/1000000","v":0},{"$f":"(1-ID!$AB$66)*Q40*PV3W/1000000","v":0},{"$f":"(1-ID!$AB$67)*R40*PV4W/1000000","v":0},{"$f":"(1-ID!$AB$68)*S40*PV5W/1000000","v":0},{"$f":"(1-ID!$AB$69)*T40*PV6W/1000000","v":0},null,null,null,null,null,null,null,null,null,{"$f":"ID!L248","v":0},{"$f":"IF(ID!$K$70=\"ja\",AJ40,SUM(U40:Z40))","v":0},null,6,0,6,null,0,15.94618981215651,5.4,0,0,6,15.94618981215651,15.94618981215651,0,0,6,null,null,null,null,0,15.94618981215651,-15.94618981215651,99,83.053810187843496,39.6,39.6,null,39.6,0,6,6,6,6,6,6,6,6,6,6,6,6,6,6,6,6,7.9200000000000008,6,6,6,6,6,6,6,6,6,6,6,6,6,6,6,6,15.840000000000002,6,6,6,6,6,6,6,6,6,6,6,6,6,6,6,6,23.76,13.813810187843492,6,6,6,6,6,6,6,6,6,6,6,6,6,6,6,31.680000000000003,21.733810187843495,6,6,6,6,6,6,6,6,6,6,6,6,6,6,6,39.6,29.65381018784349,12.526421130342055,6,6,6,6,6,6,6,6,6,6,6,6,6,6,6,6,6,13.813810187843492,21.733810187843495,29.65381018784349,1,null,39.6,39.6,null,null,"nej","nej",2.2749999999999999,0,39.6,null,0,null,6,0,"stiger","---","---","-","-",0,0,0,0,0,0,0,null,null,null,null,null,null,null,null,null,null,null,null,null,null,15.94618981215651,{"$f":"INDEX(ID!$K$153:$K$176,D40+1)*INDEX(ID!$K$180:$K$191,$B40)","v":1},{"$f":"INDEX(ID!$L$153:$L$176,D40+1)*INDEX(ID!$K$180:$K$191,$B40)","v":1},36.27758182265606,36.27758182265606,{"$f":"ID!K248","v":5.2659999999999998E-2},2.0879995753424656,33.295637556113142,{"$f":"ID!I248","v":1.2},null,null,36.27758182265606,15.94618981215651,4.5925026659010744,{"$f":"IF(elsalgtype=1,HK40*(GO40)*Elprissalg,IF(elsalgtype=2,ID!J248,\"elsalgtype ikke defineret\"))","v":0},null,null,null,0,0,0,0,0,0,0,0,0,0,0,0,0,0,0,0,0,0,0,0,0,0,0,0,0]
[31,1,2,6,2,1,0,10.28,5,{"$f":"IF(ID!$W$4=2,0,FBR!P41+FBR!Q41)","v":17.127389057501436},{"$f":"IF(ID!$W$4=2,0,FBR!R41+FBR!S41)","v":0},{"$f":"ID!H249","v":1},{"$f":"IF(ID!$Y$4=1,J41+K41,IF(ID!$Y$4=2,model!L41,\"error\"))","v":17.127389057501436},null,0,0,0,0,0,0,{"$f":"(1-ID!$AB$64)*O41*PV1W/1000000","v":0},{"$f":"(1-ID!$AB$65)*P41*PV2W/1000000","v":0},{"$f":"(1-ID!$AB$66)*Q41*PV3W/1000000","v":0},{"$f":"(1-ID!$AB$67)*R41*PV4W/1000000","v":0},{"$f":"(1-ID!$AB$68)*S41*PV5W/1000000","v":0},{"$f":"(1-ID!$AB$69)*T41*PV6W/1000000","v":0},null,null,null,null,null,null,null,null,null,{"$f":"ID!L249","v":0},{"$f":"IF(ID!$K$70=\"ja\",AJ41,SUM(U41:Z41))","v":0},null,6,0,6,null,0,17.127389057501436,5.4,0,0,6,17.127389057501436,17.127389057501436,0,0,6,null,null,null,null,0,17.127389057501436,-17.127389057501436,99,81.872610942498568,39.6,39.6,null,39.6,0,6,6,6,6,6,6,6,6,6,6,6,6,6,6,6,6,7.9200000000000008,6,6,6,6,6,6,6,6,6,6,6,6,6,6,6,6,15.840000000000002,6,6,6,6,6,6,6,6,6,6,6,6,6,6,6,6,23.76,12.632610942498566,6,6,6,6,6,6,6,6,6,6,6,6,6,6,6,31.680000000000003,20.552610942498571,6,6,6,6,6,6,6,6,6,6,6,6,6,6,6,39.6,28.472610942498566,9.5734230169797421,6,6,6,6,6,6,6,6,6,6,6,6,6,6,6,6,6,12.632610942498566,20.552610942498571,28.472610942498566,1,null,39.6,39.6,null,null,"nej","nej",2.2749999999999999,0,39.6,null,0,null,6,0,"stiger","---","---","-","-",0,0,0,0,0,0,0,null,null,null,null,null,null,null,null,null,null,null,null,null,null,17.127389057501436,{"$f":"INDEX(ID!$K$153:$K$176,D41+1)*INDEX(ID!$K$180:$K$191,$B41)","v":1},{"$f":"INDEX(ID!$L$153:$L$176,D41+1)*INDEX(ID!$K$180:$K$191,$B41)","v":1},38.964810105815765,38.964810105815765,{"$f":"ID!K249","v":0.21878},2.2541195753424659,38.607182949020334,{"$f":"ID!I249","v":1.2},null,null,38.964810105815765,17.127389057501436,4.9326880485604132,{"$f":"IF(elsalgtype=1,HK41*(GO41)*Elprissalg,IF(elsalgtype=2,ID!J249,\"elsalgtype ikke defineret\"))","v":0},null,null,null,0,0,0,0,0,0,0,0,0,0,0,0,0,0,0,0,0,0,0,0,0,0,0,0,0]
[32,1,2,7,2,1,0,9.77,4.0999999999999996,{"$f":"IF(ID!$W$4=2,0,FBR!P42+FBR!Q42)","v":18.899187925518824},{"$f":"IF(ID!$W$4=2,0,FBR!R42+FBR!S42)","v":0},{"$f":"ID!H250","v":1},{"$f":"IF(ID!$Y$4=1,J42+K42,IF(ID!$Y$4=2,model!L42,\"error\"))","v":18.899187925518824},null,0,0,0,0,0,0,{"$f":"(1-ID!$AB$64)*O42*PV1W/1000000","v":0},{"$f":"(1-ID!$AB$65)*P42*PV2W/1000000","v":0},{"$f":"(1-ID!$AB$66)*Q42*PV3W/1000000","v":0},{"$f":"(1-ID!$AB$67)*R42*PV4W/1000000","v":0},{"$f":"(1-ID!$AB$68)*S42*PV5W/1000000","v":0},{"$f":"(1-ID!$AB$69)*T42*PV6W/1000000","v":0},null,null,null,null,null,null,null,null,null,{"$f":"ID!L250","v":0},{"$f":"IF(ID!$K$70=\"ja\",AJ42,SUM(U42:Z42))","v":0},null,6,0,6,null,0,18.899187925518824,5.4,0,0,6,18.899187925518824,18.899187925518824,0,0,6,null,null,null,null,0,18.899187925518824,-18.899187925518824,99,80.100812074481183,39.6,39.6,null,39.6,0,6,6,6,6,6,6,6,6,6,6,6,6,6,6,6,6,7.9200000000000008,6,6,6,6,6,6,6,6,6,6,6,6,6,6,6,6,15.840000000000002,6,6,6,6,6,6,6,6,6,6,6,6,6,6,6,6,23.76,10.860812074481178,6,6,6,6,6,6,6,6,6,6,6,6,6,6,6,31.680000000000003,18.780812074481183,6,6,6,6,6,6,6,6,6,6,6,6,6,6,6,39.6,26.700812074481178,6.0298252809449622,6,6,6,6,6,6,6,6,6,6,6,6,6,6,6,6,6,10.860812074481178,18.780812074481183,26.700812074481178,1,null,39.6,39.6,null,null,"nej","nej",2.2749999999999999,0,39.6,null,0,null,6,0,"stiger","---","---","-","-",0,0,0,0,0,0,0,null,null,null,null,null,null,null,null,null,null,null,null,null,null,18.899187925518824,{"$f":"INDEX(ID!$K$153:$K$176,D42+1)*INDEX(ID!$K$180:$K$191,$B42)","v":1},{"$f":"INDEX(ID!$L$153:$L$176,D42+1)*INDEX(ID!$K$180:$K$191,$B42)","v":1},42.995652530555326,42.995652530555326,{"$f":"ID!K250","v":0.22272999999999998},2.2580695753424656,42.675681253293746,{"$f":"ID!I250","v":1.2},null,null,42.995652530555326,18.899187925518824,5.4429661225494206,{"$f":"IF(elsalgtype=1,HK42*(GO42)*Elprissalg,IF(elsalgtype=2,ID!J250,\"elsalgtype ikke defineret\"))","v":0},null,null,null,0,0,0,0,0,0,0,0,0,0,0,0,0,0,0,0,0,0,0,0,0,0,0,0,0]
[33,1,2,8,2,1,0,8.74,3.7,{"$f":"IF(ID!$W$4=2,0,FBR!P43+FBR!Q43)","v":20.670986793536215},{"$f":"IF(ID!$W$4=2,0,FBR!R43+FBR!S43)","v":0},{"$f":"ID!H251","v":1},{"$f":"IF(ID!$Y$4=1,J43+K43,IF(ID!$Y$4=2,model!L43,\"error\"))","v":20.670986793536215},null,0,0,0,0,0,0,{"$f":"(1-ID!$AB$64)*O43*PV1W/1000000","v":0},{"$f":"(1-ID!$AB$65)*P43*PV2W/1000000","v":0},{"$f":"(1-ID!$AB$66)*Q43*PV3W/1000000","v":0},{"$f":"(1-ID!$AB$67)*R43*PV4W/1000000","v":0},{"$f":"(1-ID!$AB$68)*S43*PV5W/1000000","v":0},{"$f":"(1-ID!$AB$69)*T43*PV6W/1000000","v":0},null,null,null,null,null,null,null,null,null,{"$f":"ID!L251","v":0},{"$f":"IF(ID!$K$70=\"ja\",AJ43,SUM(U43:Z43))","v":0},null,6,0,6,null,0,20.670986793536215,5.4,0,0,6,20.670986793536215,20.670986793536215,0,0,6,null,null,null,null,0,20.670986793536215,-20.670986793536215,99,78.329013206463785,39.6,39.6,null,39.6,0,6,6,6,6,6,6,6,6,6,6,6,6,6,6,6,6,7.9200000000000008,6,6,6,6,6,6,6,6,6,6,6,6,6,6,6,6,15.840000000000002,6,6,6,6,6,6,6,6,6,6,6,6,6,6,6,6,23.76,9.0890132064637861,6,6,6,6,6,6,6,6,6,6,6,6,6,6,6,31.680000000000003,17.009013206463791,6,6,6,6,6,6,6,6,6,6,6,6,6,6,6,39.6,24.929013206463786,6,6,6,6,6,6,6,6,6,6,6,6,6,6,6,6,6,6,9.0890132064637861,17.009013206463791,24.929013206463786,1,null,39.6,39.6,null,null,"nej","nej",2.2749999999999999,0,39.6,null,0,null,6,0,"stiger","---","---","-","-",0,0,0,0,0,0,0,null,null,null,null,null,null,null,null,null,null,null,null,null,null,20.670986793536215,{"$f":"INDEX(ID!$K$153:$K$176,D43+1)*INDEX(ID!$K$180:$K$191,$B43)","v":1},{"$f":"INDEX(ID!$L$153:$L$176,D43+1)*INDEX(ID!$K$180:$K$191,$B43)","v":1},47.026494955294886,47.026494955294886,{"$f":"ID!K251","v":0.22706000000000001},2.2623995753424655,46.76603174360605,{"$f":"ID!I251","v":1.2},null,null,47.026494955294886,20.670986793536215,5.9532441965384297,{"$f":"IF(elsalgtype=1,HK43*(GO43)*Elprissalg,IF(elsalgtype=2,ID!J251,\"elsalgtype ikke defineret\"))","v":0},null,null,null,0,0,0,0,0,0,0,0,0,0,0,0,0,0,0,0,0,0,0,0,0,0,0,0,0]
[34,1,2,9,2,1,0.215,7.2,3.1,{"$f":"IF(ID!$W$4=2,0,FBR!P44+FBR!Q44)","v":22.442785661553604},{"$f":"IF(ID!$W$4=2,0,FBR!R44+FBR!S44)","v":0},{"$f":"ID!H252","v":1},{"$f":"IF(ID!$Y$4=1,J44+K44,IF(ID!$Y$4=2,model!L44,\"error\"))","v":22.442785661553604},null,0,0,0,0,0,0,{"$f":"(1-ID!$AB$64)*O44*PV1W/1000000","v":0},{"$f":"(1-ID!$AB$65)*P44*PV2W/1000000","v":0},{"$f":"(1-ID!$AB$66)*Q44*PV3W/1000000","v":0},{"$f":"(1-ID!$AB$67)*R44*PV4W/1000000","v":0},{"$f":"(1-ID!$AB$68)*S44*PV5W/1000000","v":0},{"$f":"(1-ID!$AB$69)*T44*PV6W/1000000","v":0},null,null,null,null,null,null,null,null,null,{"$f":"ID!L252","v":0},{"$f":"IF(ID!$K$70=\"ja\",AJ44,SUM(U44:Z44))","v":0},null,6,0,6,null,0,22.442785661553604,5.4,0,0,6,22.442785661553604,22.442785661553604,0,0,6,null,null,null,null,0,22.442785661553604,-22.442785661553604,99,76.5572143384464,39.6,39.6,null,39.6,0,6,6,6,6,6,6,6,6,6,6,6,6,6,6,6,6,7.9200000000000008,6,6,6,6,6,6,6,6,6,6,6,6,6,6,6,6,15.840000000000002,6,6,6,6,6,6,6,6,6,6,6,6,6,6,6,6,23.76,7.3172143384463979,6,6,6,6,6,6,6,6,6,6,6,6,6,6,6,31.680000000000003,15.237214338446403,6,6,6,6,6,6,6,6,6,6,6,6,6,6,6,39.6,23.157214338446398,6,6,6,6,6,6,6,6,6,6,6,6,6,6,6,6,6,6,7.3172143384463979,15.237214338446403,23.157214338446398,1,null,39.6,39.6,null,null,"nej","nej",2.2749999999999999,0,39.6,null,0,null,6,0,"stiger","---","---","-","-",0,0,0,0,0,0,0,null,null,null,null,null,null,null,null,null,null,null,null,null,null,22.442785661553604,{"$f":"INDEX(ID!$K$153:$K$176,D44+1)*INDEX(ID!$K$180:$K$191,$B44)","v":1},{"$f":"INDEX(ID!$L$153:$L$176,D44+1)*INDEX(ID!$K$180:$K$191,$B44)","v":1},51.057337380034447,51.057337380034447,{"$f":"ID!K252","v":0.22847999999999999},2.2638195753424655,50.806417505840251,{"$f":"ID!I252","v":1.2},null,null,51.057337380034447,22.442785661553604,6.463522270527438,{"$f":"IF(elsalgtype=1,HK44*(GO44)*Elprissalg,IF(elsalgtype=2,ID!J252,\"elsalgtype ikke defineret\"))","v":0},null,null,null,0,0,0,0,0,0,0,0,0,0,0,0,0,0,0,0,0,0,0,0,0,0,0,0,0]
[35,1,2,10,2,1,0.35899999999999999,6.68,2.1,{"$f":"IF(ID!$W$4=2,0,FBR!P45+FBR!Q45)","v":23.623984906898531},{"$f":"IF(ID!$W$4=2,0,FBR!R45+FBR!S45)","v":0},{"$f":"ID!H253","v":1},{"$f":"IF(ID!$Y$4=1,J45+K45,IF(ID!$Y$4=2,model!L45,\"error\"))","v":23.623984906898531},null,11.64,11.64,11.64,13.319999999999999,13.319999999999999,13.319999999999999,{"$f":"(1-ID!$AB$64)*O45*PV1W/1000000","v":1.5481199999999999},{"$f":"(1-ID!$AB$65)*P45*PV2W/1000000","v":0.70771200000000001},{"$f":"(1-ID!$AB$66)*Q45*PV3W/1000000","v":0},{"$f":"(1-ID!$AB$67)*R45*PV4W/1000000","v":0},{"$f":"(1-ID!$AB$68)*S45*PV5W/1000000","v":0},{"$f":"(1-ID!$AB$69)*T45*PV6W/1000000","v":0},null,null,null,null,null,null,null,null,null,{"$f":"ID!L253","v":0},{"$f":"IF(ID!$K$70=\"ja\",AJ45,SUM(U45:Z45))","v":2.2558319999999998},null,6,0,6,null,2.2558319999999998,21.36815290689853,5.4,0,0,6,21.36815290689853,21.36815290689853,0,0,6,null,null,null,null,2.2558319999999998,23.623984906898531,-21.36815290689853,99,77.63184709310147,39.6,39.6,null,39.6,0,6,6,6,6,6,6,6,6,6,6,6,6,6,6,6,6,7.9200000000000008,6,6,6,6,6,6,6,6,6,6,6,6,6,6,6,6,15.840000000000002,6,6,6,6,6,6,6,6,6,6,6,6,6,6,6,6,23.76,8.3918470931014717,6,6,6,6,6,6,6,6,6,6,6,6,6,6,6,31.680000000000003,16.311847093101477,6,6,6,6,6,6,6,6,6,6,6,6,6,6,6,39.6,24.231847093101472,6,6,6,6,6,6,6,6,6,6,6,6,6,6,6,6,6,6,8.3918470931014717,16.311847093101477,24.231847093101472,1,null,39.6,39.6,null,null,"nej","nej",2.2749999999999999,0,39.6,null,0,null,6,0,"stiger","---","---","-","-",0,0,0,0,0,0,9.5489055249999996E-2,null,null,null,null,null,null,null,null,null,null,null,null,null,null,21.36815290689853,{"$f":"INDEX(ID!$K$153:$K$176,D45+1)*INDEX(ID!$K$180:$K$191,$B45)","v":1},{"$f":"INDEX(ID!$L$153:$L$176,D45+1)*INDEX(ID!$K$180:$K$191,$B45)","v":1},48.612547863194152,48.612547863194152,{"$f":"ID!K253","v":0.23019000000000001},2.2655295753424656,48.4101823810187,{"$f":"ID!I253","v":1.2},null,null,48.612547863194152,21.36815290689853,6.1540280371867766,{"$f":"IF(elsalgtype=1,HK45*(GO45)*Elprissalg,IF(elsalgtype=2,ID!J253,\"elsalgtype ikke defineret\"))","v":0},null,null,null,133.19999999999999,127,116.4,102.2,68.91,133.19999999999999,127,116.4,102.2,68.91,133.19999999999999,127,116.4,102.2,68.91,133.19999999999999,127,116.4,102.2,68.91,133.19999999999999,127,116.4,102.2,68.91]
[36,1,2,11,2,1,0.443,6.17,2,{"$f":"IF(ID!$W$4=2,0,FBR!P46+FBR!Q46)","v":24.805184152243459},{"$f":"IF(ID!$W$4=2,0,FBR!R46+FBR!S46)","v":0},{"$f":"ID!H254","v":1},{"$f":"IF(ID!$Y$4=1,J46+K46,IF(ID!$Y$4=2,model!L46,\"error\"))","v":24.805184152243459},null,10.01,10.01,10.01,11.49,11.49,11.49,{"$f":"(1-ID!$AB$64)*O46*PV1W/1000000","v":1.3313299999999999},{"$f":"(1-ID!$AB$65)*P46*PV2W/1000000","v":0.60860800000000004},{"$f":"(1-ID!$AB$66)*Q46*PV3W/1000000","v":0},{"$f":"(1-ID!$AB$67)*R46*PV4W/1000000","v":0},{"$f":"(1-ID!$AB$68)*S46*PV5W/1000000","v":0},{"$f":"(1-ID!$AB$69)*T46*PV6W/1000000","v":0},null,null,null,null,null,null,null,null,null,{"$f":"ID!L254","v":0},{"$f":"IF(ID!$K$70=\"ja\",AJ46,SUM(U46:Z46))","v":1.9399379999999999},null,6,0,6,null,1.9399379999999999,22.865246152243458,5.4,0,0,6,22.865246152243458,22.865246152243458,0,0,6,null,null,null,null,1.9399379999999999,24.805184152243459,-22.865246152243458,99,76.134753847756542,39.6,39.6,null,39.6,0,6,6,6,6,6,6,6,6,6,6,6,6,6,6,6,6,7.9200000000000008,6,6,6,6,6,6,6,6,6,6,6,6,6,6,6,6,15.840000000000002,6,6,6,6,6,6,6,6,6,6,6,6,6,6,6,6,23.76,6.8947538477565438,6,6,6,6,6,6,6,6,6,6,6,6,6,6,6,31.680000000000003,14.814753847756549,6,6,6,6,6,6,6,6,6,6,6,6,6,6,6,39.6,22.734753847756544,6,6,6,6,6,6,6,6,6,6,6,6,6,6,6,6,6,6,6.8947538477565438,14.814753847756549,22.734753847756544,1,null,39.6,39.6,null,null,"nej","nej",2.2749999999999999,0,39.6,null,0,null,6,0,"stiger","---","---","-","-",0,0,0,0,0,0,7.820695819444444E-2,null,null,null,null,null,null,null,null,null,null,null,null,null,null,22.865246152243458,{"$f":"INDEX(ID!$K$153:$K$176,D46+1)*INDEX(ID!$K$180:$K$191,$B46)","v":1},{"$f":"INDEX(ID!$L$153:$L$176,D46+1)*INDEX(ID!$K$180:$K$191,$B46)","v":1},52.018434996353868,52.018434996353868,{"$f":"ID!K254","v":0.23153000000000001},2.2668695753424659,51.83253083523708,{"$f":"ID!I254","v":1.2},null,null,52.018434996353868,22.865246152243458,6.5851908918461159,{"$f":"IF(elsalgtype=1,HK46*(GO46)*Elprissalg,IF(elsalgtype=2,ID!J254,\"elsalgtype ikke defineret\"))","v":0},null,null,null,114.9,109.4,100.1,87.65,0,114.9,109.4,100.1,87.63,0,114.9,109.4,100.1,87.64,0,114.9,109.4,100.1,87.59,0,114.9,109.4,100.1,87.59,0]
[37,1,2,12,2,1,0.192,5.65,2.2999999999999998,{"$f":"IF(ID!$W$4=2,0,FBR!P47+FBR!Q47)","v":25.395783774915923},{"$f":"IF(ID!$W$4=2,0,FBR!R47+FBR!S47)","v":0},{"$f":"ID!H255","v":1},{"$f":"IF(ID!$Y$4=1,J47+K47,IF(ID!$Y$4=2,model!L47,\"error\"))","v":25.395783774915923},null,9.9969999999999999,9.9980000000000011,9.995000000000001,11.48,11.48,11.48,{"$f":"(1-ID!$AB$64)*O47*PV1W/1000000","v":1.329601},{"$f":"(1-ID!$AB$65)*P47*PV2W/1000000","v":0.60787840000000004},{"$f":"(1-ID!$AB$66)*Q47*PV3W/1000000","v":0},{"$f":"(1-ID!$AB$67)*R47*PV4W/1000000","v":0},{"$f":"(1-ID!$AB$68)*S47*PV5W/1000000","v":0},{"$f":"(1-ID!$AB$69)*T47*PV6W/1000000","v":0},null,null,null,null,null,null,null,null,null,{"$f":"ID!L255","v":0},{"$f":"IF(ID!$K$70=\"ja\",AJ47,SUM(U47:Z47))","v":1.9374794},null,6,0,6,null,1.9374794,23.458304374915922,5.4,0,0,6,23.458304374915922,23.458304374915922,0,0,6,null,null,null,null,1.9374794,25.395783774915923,-23.458304374915922,99,75.541695625084074,39.6,39.6,null,39.6,0,6,6,6,6,6,6,6,6,6,6,6,6,6,6,6,6,7.9200000000000008,6,6,6,6,6,6,6,6,6,6,6,6,6,6,6,6,15.840000000000002,6,6,6,6,6,6,6,6,6,6,6,6,6,6,6,6,23.76,6.3016956250840792,6,6,6,6,6,6,6,6,6,6,6,6,6,6,6,31.680000000000003,14.221695625084084,6,6,6,6,6,6,6,6,6,6,6,6,6,6,6,39.6,22.141695625084079,6,6,6,6,6,6,6,6,6,6,6,6,6,6,6,6,6,6,6.3016956250840792,14.221695625084084,22.141695625084079,1,null,39.6,39.6,null,null,"nej","nej",2.2749999999999999,0,39.6,null,0,null,6,0,"stiger","---","---","-","-",0,0,0,0,0,0,7.6291380379198956E-2,null,null,null,null,null,null,null,null,null,null,null,null,null,null,23.458304374915922,{"$f":"INDEX(ID!$K$153:$K$176,D47+1)*INDEX(ID!$K$180:$K$191,$B47)","v":1},{"$f":"INDEX(ID!$L$153:$L$176,D47+1)*INDEX(ID!$K$180:$K$191,$B47)","v":1},53.367642452933723,53.367642452933723,{"$f":"ID!K255","v":0.23100999999999999},2.2663495753424656,53.164718158345003,{"$f":"ID!I255","v":1.2},null,null,53.367642452933723,23.458304374915922,6.755991659975785,{"$f":"IF(elsalgtype=1,HK47*(GO47)*Elprissalg,IF(elsalgtype=2,ID!J255,\"elsalgtype ikke defineret\"))","v":0},null,null,null,114.8,109.3,99.99,87.53,0,114.7,109.3,99.98,87.52,0,114.7,109.3,99.97,87.51,0,114.7,109.3,99.95,87.48,0,114.7,109.3,99.95,87.48,0]
[38,1,2,13,2,1,0,5.14,2.7,{"$f":"IF(ID!$W$4=2,0,FBR!P48+FBR!Q48)","v":25.986383397588384},{"$f":"IF(ID!$W$4=2,0,FBR!R48+FBR!S48)","v":0},{"$f":"ID!H256","v":1},{"$f":"IF(ID!$Y$4=1,J48+K48,IF(ID!$Y$4=2,model!L48,\"error\"))","v":25.986383397588384},null,8.35,8.35,8.35,9.625,9.625,9.625,{"$f":"(1-ID!$AB$64)*O48*PV1W/1000000","v":1.1105499999999999},{"$f":"(1-ID!$AB$65)*P48*PV2W/1000000","v":0.50767999999999991},{"$f":"(1-ID!$AB$66)*Q48*PV3W/1000000","v":0},{"$f":"(1-ID!$AB$67)*R48*PV4W/1000000","v":0},{"$f":"(1-ID!$AB$68)*S48*PV5W/1000000","v":0},{"$f":"(1-ID!$AB$69)*T48*PV6W/1000000","v":0},null,null,null,null,null,null,null,null,null,{"$f":"ID!L256","v":0},{"$f":"IF(ID!$K$70=\"ja\",AJ48,SUM(U48:Z48))","v":1.6182299999999998},null,6,0,6,null,1.6182299999999998,24.368153397588383,5.4,0,0,6,24.368153397588383,24.368153397588383,0,0,6,null,null,null,null,1.6182299999999998,25.986383397588384,-24.368153397588383,99,74.631846602411613,39.6,39.6,null,39.6,0,6,6,6,6,6,6,6,6,6,6,6,6,6,6,6,6,7.9200000000000008,6,6,6,6,6,6,6,6,6,6,6,6,6,6,6,6,15.840000000000002,6,6,6,6,6,6,6,6,6,6,6,6,6,6,6,6,23.76,6,6,6,6,6,6,6,6,6,6,6,6,6,6,6,6,31.680000000000003,13.311846602411624,6,6,6,6,6,6,6,6,6,6,6,6,6,6,6,39.6,21.231846602411618,6,6,6,6,6,6,6,6,6,6,6,6,6,6,6,6,6,6,6,13.311846602411624,21.231846602411618,1,null,39.6,39.6,null,null,"nej","nej",2.2749999999999999,0,39.6,null,0,null,6,0,"stiger","---","---","-","-",0,0,0,0,0,0,6.2272228314393933E-2,null,null,null,null,null,null,null,null,null,null,null,null,null,null,24.368153397588383,{"$f":"INDEX(ID!$K$153:$K$176,D48+1)*INDEX(ID!$K$180:$K$191,$B48)","v":1},{"$f":"INDEX(ID!$L$153:$L$176,D48+1)*INDEX(ID!$K$180:$K$191,$B48)","v":1},55.437548979513572,55.437548979513572,{"$f":"ID!K256","v":0.23153000000000001},2.2668695753424659,55.239425544271249,{"$f":"ID!I256","v":1.2},null,null,55.437548979513572,24.368153397588383,7.0180281785054541,{"$f":"IF(elsalgtype=1,HK48*(GO48)*Elprissalg,IF(elsalgtype=2,ID!J256,\"elsalgtype ikke defineret\"))","v":0},null,null,null,96.25,91.52,83.5,72.760000000000005,0,96.25,91.52,83.5,72.760000000000005,0,96.25,91.52,83.5,72.760000000000005,0,96.25,91.52,83.5,72.760000000000005,0,96.25,91.52,83.5,72.760000000000005,0]
[39,1,2,14,2,1,8.9999999999999993E-3,4.1100000000000003,2.7,{"$f":"IF(ID!$W$4=2,0,FBR!P49+FBR!Q49)","v":27.758182265605775},{"$f":"IF(ID!$W$4=2,0,FBR!R49+FBR!S49)","v":0},{"$f":"ID!H257","v":1},{"$f":"IF(ID!$Y$4=1,J49+K49,IF(ID!$Y$4=2,model!L49,\"error\"))","v":27.758182265605775},null,0,0,0,0,0,0,{"$f":"(1-ID!$AB$64)*O49*PV1W/1000000","v":0},{"$f":"(1-ID!$AB$65)*P49*PV2W/1000000","v":0},{"$f":"(1-ID!$AB$66)*Q49*PV3W/1000000","v":0},{"$f":"(1-ID!$AB$67)*R49*PV4W/1000000","v":0},{"$f":"(1-ID!$AB$68)*S49*PV5W/1000000","v":0},{"$f":"(1-ID!$AB$69)*T49*PV6W/1000000","v":0},null,null,null,null,null,null,null,null,null,{"$f":"ID!L257","v":0},{"$f":"IF(ID!$K$70=\"ja\",AJ49,SUM(U49:Z49))","v":0},null,6,0,6,null,0,27.758182265605775,5.4,0,0,6,27.758182265605775,27.758182265605775,0,0,6,null,null,null,null,0,27.758182265605775,-27.758182265605775,99,71.241817734394232,39.6,39.6,null,39.6,0,6,6,6,6,6,6,6,6,6,6,6,6,6,6,6,6,7.9200000000000008,6,6,6,6,6,6,6,6,6,6,6,6,6,6,6,6,15.840000000000002,6,6,6,6,6,6,6,6,6,6,6,6,6,6,6,6,23.76,6,6,6,6,6,6,6,6,6,6,6,6,6,6,6,6,31.680000000000003,9.9218177343942315,6,6,6,6,6,6,6,6,6,6,6,6,6,6,6,39.6,17.841817734394226,6,6,6,6,6,6,6,6,6,6,6,6,6,6,6,6,6,6,6,9.9218177343942315,17.841817734394226,1,null,39.6,39.6,null,null,"nej","nej",2.2749999999999999,0,39.6,null,0,null,6,0,"stiger","---","---","-","-",0,0,0,0,0,0,0,null,null,null,null,null,null,null,null,null,null,null,null,null,null,27.758182265605775,{"$f":"INDEX(ID!$K$153:$K$176,D49+1)*INDEX(ID!$K$180:$K$191,$B49)","v":1},{"$f":"INDEX(ID!$L$153:$L$176,D49+1)*INDEX(ID!$K$180:$K$191,$B49)","v":1},63.149864654253136,63.149864654253136,{"$f":"ID!K257","v":0.23205999999999999},2.2673995753424658,62.938890681313303,{"$f":"ID!I257","v":1.2},null,null,63.149864654253136,27.758182265605775,7.9943564924944628,{"$f":"IF(elsalgtype=1,HK49*(GO49)*Elprissalg,IF(elsalgtype=2,ID!J257,\"elsalgtype ikke defineret\"))","v":0},null,null,null,0,0,0,0,0,0,0,0,0,0,0,0,0,0,0,0,0,0,0,0,0,0,0,0,0]
[40,1,2,15,2,1,2.5999999999999999E-2,4.1100000000000003,2.7,{"$f":"IF(ID!$W$4=2,0,FBR!P50+FBR!Q50)","v":29.529981133623163},{"$f":"IF(ID!$W$4=2,0,FBR!R50+FBR!S50)","v":0},{"$f":"ID!H258","v":1},{"$f":"IF(ID!$Y$4=1,J50+K50,IF(ID!$Y$4=2,model!L50,\"error\"))","v":29.529981133623163},null,0,0,0,0,0,0,{"$f":"(1-ID!$AB$64)*O50*PV1W/1000000","v":0},{"$f":"(1-ID!$AB$65)*P50*PV2W/1000000","v":0},{"$f":"(1-ID!$AB$66)*Q50*PV3W/1000000","v":0},{"$f":"(1-ID!$AB$67)*R50*PV4W/1000000","v":0},{"$f":"(1-ID!$AB$68)*S50*PV5W/1000000","v":0},{"$f":"(1-ID!$AB$69)*T50*PV6W/1000000","v":0},null,null,null,null,null,null,null,null,null,{"$f":"ID!L258","v":0},{"$f":"IF(ID!$K$70=\"ja\",AJ50,SUM(U50:Z50))","v":0},null,6,0,6,null,0,29.529981133623163,5.4,0,0,6,29.529981133623163,29.529981133623163,0,0,6,null,null,null,null,0,29.529981133623163,-29.529981133623163,99,69.470018866376833,39.6,39.6,null,39.6,0,6,6,6,6,6,6,6,6,6,6,6,6,6,6,6,6,7.9200000000000008,6,6,6,6,6,6,6,6,6,6,6,6,6,6,6,6,15.840000000000002,6,6,6,6,6,6,6,6,6,6,6,6,6,6,6,6,23.76,6,6,6,6,6,6,6,6,6,6,6,6,6,6,6,6,31.680000000000003,8.1500188663768434,6,6,6,6,6,6,6,6,6,6,6,6,6,6,6,39.6,16.070018866376838,6,6,6,6,6,6,6,6,6,6,6,6,6,6,6,6,6,6,6,8.1500188663768434,16.070018866376838,1,null,39.6,39.6,null,null,"nej","nej",2.2749999999999999,0,39.6,null,0,null,6,0,"stiger","---","---","-","-",0,0,0,0,0,0,0,null,null,null,null,null,null,null,null,null,null,null,null,null,null,29.529981133623163,{"$f":"INDEX(ID!$K$153:$K$176,D50+1)*INDEX(ID!$K$180:$K$191,$B50)","v":1},{"$f":"INDEX(ID!$L$153:$L$176,D50+1)*INDEX(ID!$K$180:$K$191,$B50)","v":1},67.180707078992697,67.180707078992697,{"$f":"ID!K258","v":0.23429},2.2696295753424658,67.022118540176166,{"$f":"ID!I258","v":1.2},null,null,67.180707078992697,29.529981133623163,8.504634566483471,{"$f":"IF(elsalgtype=1,HK50*(GO50)*Elprissalg,IF(elsalgtype=2,ID!J258,\"elsalgtype ikke defineret\"))","v":0},null,null,null,0,0,0,0,0,0,0,0,0,0,0,0,0,0,0,0,0,0,0,0,0,0,0,0,0]
[41,1,2,16,2,1,0,3.6,3.5,{"$f":"IF(ID!$W$4=2,0,FBR!P51+FBR!Q51)","v":31.301780001640555},{"$f":"IF(ID!$W$4=2,0,FBR!R51+FBR!S51)","v":0},{"$f":"ID!H259","v":1},{"$f":"IF(ID!$Y$4=1,J51+K51,IF(ID!$Y$4=2,model!L51,\"error\"))","v":31.301780001640555},null,0,0,0,0,0,0,{"$f":"(1-ID!$AB$64)*O51*PV1W/1000000","v":0},{"$f":"(1-ID!$AB$65)*P51*PV2W/1000000","v":0},{"$f":"(1-ID!$AB$66)*Q51*PV3W/1000000","v":0},{"$f":"(1-ID!$AB$67)*R51*PV4W/1000000","v":0},{"$f":"(1-ID!$AB$68)*S51*PV5W/1000000","v":0},{"$f":"(1-ID!$AB$69)*T51*PV6W/1000000","v":0},null,null,null,null,null,null,null,null,null,{"$f":"ID!L259","v":0},{"$f":"IF(ID!$K$70=\"ja\",AJ51,SUM(U51:Z51))","v":0},null,6,0,6,null,0,31.301780001640555,5.4,0,0,6,31.301780001640555,31.301780001640555,0,0,6,null,null,null,null,0,31.301780001640555,-31.301780001640555,99,67.698219998359448,39.6,39.6,null,39.6,0,6,6,6,6,6,6,6,6,6,6,6,6,6,6,6,6,7.9200000000000008,6,6,6,6,6,6,6,6,6,6,6,6,6,6,6,6,15.840000000000002,6,6,6,6,6,6,6,6,6,6,6,6,6,6,6,6,23.76,6,6,6,6,6,6,6,6,6,6,6,6,6,6,6,6,31.680000000000003,6.3782199983594516,6,6,6,6,6,6,6,6,6,6,6,6,6,6,6,39.6,14.298219998359446,6,6,6,6,6,6,6,6,6,6,6,6,6,6,6,6,6,6,6,6.3782199983594516,14.298219998359446,1,null,39.6,39.6,null,null,"nej","nej",2.2749999999999999,0,39.6,null,0,null,6,0,"stiger","---","---","-","-",0,0,0,0,0,0,0,null,null,null,null,null,null,null,null,null,null,null,null,null,null,31.301780001640555,{"$f":"INDEX(ID!$K$153:$K$176,D51+1)*INDEX(ID!$K$180:$K$191,$B51)","v":1},{"$f":"INDEX(ID!$L$153:$L$176,D51+1)*INDEX(ID!$K$180:$K$191,$B51)","v":1},71.211549503732257,71.211549503732257,{"$f":"ID!K259","v":0.23855000000000001},2.2738895753424657,71.176791235393722,{"$f":"ID!I259","v":1.2},null,null,71.211549503732257,31.301780001640555,9.0149126404724793,{"$f":"IF(elsalgtype=1,HK51*(GO51)*Elprissalg,IF(elsalgtype=2,ID!J259,\"elsalgtype ikke defineret\"))","v":0},null,null,null,0,0,0,0,0,0,0,0,0,0,0,0,0,0,0,0,0,0,0,0,0,0,0,0,0]
[42,1,2,17,2,1,0,3.6,3.4,{"$f":"IF(ID!$W$4=2,0,FBR!P52+FBR!Q52)","v":36.617176605692727},{"$f":"IF(ID!$W$4=2,0,FBR!R52+FBR!S52)","v":0},{"$f":"ID!H260","v":1},{"$f":"IF(ID!$Y$4=1,J52+K52,IF(ID!$Y$4=2,model!L52,\"error\"))","v":36.617176605692727},null,0,0,0,0,0,0,{"$f":"(1-ID!$AB$64)*O52*PV1W/1000000","v":0},{"$f":"(1-ID!$AB$65)*P52*PV2W/1000000","v":0},{"$f":"(1-ID!$AB$66)*Q52*PV3W/1000000","v":0},{"$f":"(1-ID!$AB$67)*R52*PV4W/1000000","v":0},{"$f":"(1-ID!$AB$68)*S52*PV5W/1000000","v":0},{"$f":"(1-ID!$AB$69)*T52*PV6W/1000000","v":0},null,null,null,null,null,null,null,null,null,{"$f":"ID!L260","v":0},{"$f":"IF(ID!$K$70=\"ja\",AJ52,SUM(U52:Z52))","v":0},null,6,0,6,null,0,36.617176605692727,5.4,0,0,6,36.617176605692727,36.617176605692727,0,0,6,null,null,null,null,0,36.617176605692727,-36.617176605692727,99,62.382823394307273,39.6,39.6,null,39.6,0,6,6,6,6,6,6,6,6,6,6,6,6,6,6,6,6,7.9200000000000008,6,6,6,6,6,6,6,6,6,6,6,6,6,6,6,6,15.840000000000002,6,6,6,6,6,6,6,6,6,6,6,6,6,6,6,6,23.76,6,6,6,6,6,6,6,6,6,6,6,6,6,6,6,6,31.680000000000003,6,6,6,6,6,6,6,6,6,6,6,6,6,6,6,6,39.6,8.9828233943072746,6,6,6,6,6,6,6,6,6,6,6,6,6,6,6,6,6,6,6,6,8.9828233943072746,1,null,39.6,39.6,null,null,"nej","nej",2.2749999999999999,0,39.6,null,0,null,6,0,"stiger","---","---","-","-",0,0,0,0,0,0,0,null,null,null,null,null,null,null,null,null,null,null,null,null,null,36.617176605692727,{"$f":"INDEX(ID!$K$153:$K$176,D52+1)*INDEX(ID!$K$180:$K$191,$B52)","v":1},{"$f":"INDEX(ID!$L$153:$L$176,D52+1)*INDEX(ID!$K$180:$K$191,$B52)","v":1},83.304076777950954,83.304076777950954,{"$f":"ID!K260","v":0.24071000000000001},2.2760495753424657,83.342509263626994,{"$f":"ID!I260","v":1.2},null,null,83.304076777950954,36.617176605692727,10.545746862439506,{"$f":"IF(elsalgtype=1,HK52*(GO52)*Elprissalg,IF(elsalgtype=2,ID!J260,\"elsalgtype ikke defineret\"))","v":0},null,null,null,0,0,0,0,0,0,0,0,0,0,0,0,0,0,0,0,0,0,0,0,0,0,0,0,0]
[43,1,2,18,2,1,0,3.08,3.3,{"$f":"IF(ID!$W$4=2,0,FBR!P53+FBR!Q53)","v":38.388975473710111},{"$f":"IF(ID!$W$4=2,0,FBR!R53+FBR!S53)","v":0},{"$f":"ID!H261","v":1},{"$f":"IF(ID!$Y$4=1,J53+K53,IF(ID!$Y$4=2,model!L53,\"error\"))","v":38.388975473710111},null,0,0,0,0,0,0,{"$f":"(1-ID!$AB$64)*O53*PV1W/1000000","v":0},{"$f":"(1-ID!$AB$65)*P53*PV2W/1000000","v":0},{"$f":"(1-ID!$AB$66)*Q53*PV3W/1000000","v":0},{"$f":"(1-ID!$AB$67)*R53*PV4W/1000000","v":0},{"$f":"(1-ID!$AB$68)*S53*PV5W/1000000","v":0},{"$f":"(1-ID!$AB$69)*T53*PV6W/1000000","v":0},null,null,null,null,null,null,null,null,null,{"$f":"ID!L261","v":0},{"$f":"IF(ID!$K$70=\"ja\",AJ53,SUM(U53:Z53))","v":0},null,6,0,6,null,0,38.388975473710111,5.4,0,0,6,38.388975473710111,38.388975473710111,0,0,6,null,null,null,null,0,38.388975473710111,-38.388975473710111,99,60.611024526289889,39.6,39.6,null,39.6,0,6,6,6,6,6,6,6,6,6,6,6,6,6,6,6,6,7.9200000000000008,6,6,6,6,6,6,6,6,6,6,6,6,6,6,6,6,15.840000000000002,6,6,6,6,6,6,6,6,6,6,6,6,6,6,6,6,23.76,6,6,6,6,6,6,6,6,6,6,6,6,6,6,6,6,31.680000000000003,6,6,6,6,6,6,6,6,6,6,6,6,6,6,6,6,39.6,7.21102452628989,6,6,6,6,6,6,6,6,6,6,6,6,6,6,6,6,6,6,6,6,7.21102452628989,1,null,39.6,39.6,null,null,"nej","nej",2.2749999999999999,0,39.6,null,0,null,6,0,"stiger","---","---","-","-",0,0,0,0,0,0,0,null,null,null,null,null,null,null,null,null,null,null,null,null,null,38.388975473710111,{"$f":"INDEX(ID!$K$153:$K$176,D53+1)*INDEX(ID!$K$180:$K$191,$B53)","v":1},{"$f":"INDEX(ID!$L$153:$L$176,D53+1)*INDEX(ID!$K$180:$K$191,$B53)","v":1},87.3349192026905,87.3349192026905,{"$f":"ID!K261","v":0.23810000000000001},2.2734395753424659,87.275016098783851,{"$f":"ID!I261","v":1.2},null,null,87.3349192026905,38.388975473710111,11.056024936428512,{"$f":"IF(elsalgtype=1,HK53*(GO53)*Elprissalg,IF(elsalgtype=2,ID!J261,\"elsalgtype ikke defineret\"))","v":0},null,null,null,0,0,0,0,0,0,0,0,0,0,0,0,0,0,0,0,0,0,0,0,0,0,0,0,0]
[44,1,2,19,2,1,0,4.1100000000000003,1.9,{"$f":"IF(ID!$W$4=2,0,FBR!P54+FBR!Q54)","v":35.435977360347799},{"$f":"IF(ID!$W$4=2,0,FBR!R54+FBR!S54)","v":0},{"$f":"ID!H262","v":1},{"$f":"IF(ID!$Y$4=1,J54+K54,IF(ID!$Y$4=2,model!L54,\"error\"))","v":35.435977360347799},null,0,0,0,0,0,0,{"$f":"(1-ID!$AB$64)*O54*PV1W/1000000","v":0},{"$f":"(1-ID!$AB$65)*P54*PV2W/1000000","v":0},{"$f":"(1-ID!$AB$66)*Q54*PV3W/1000000","v":0},{"$f":"(1-ID!$AB$67)*R54*PV4W/1000000","v":0},{"$f":"(1-ID!$AB$68)*S54*PV5W/1000000","v":0},{"$f":"(1-ID!$AB$69)*T54*PV6W/1000000","v":0},null,null,null,null,null,null,null,null,null,{"$f":"ID!L262","v":0},{"$f":"IF(ID!$K$70=\"ja\",AJ54,SUM(U54:Z54))","v":0},null,6,0,6,null,0,35.435977360347799,5.4,0,0,6,35.435977360347799,35.435977360347799,0,0,6,null,null,null,null,0,35.435977360347799,-35.435977360347799,99,63.564022639652201,39.6,39.6,null,39.6,0,6,6,6,6,6,6,6,6,6,6,6,6,6,6,6,6,7.9200000000000008,6,6,6,6,6,6,6,6,6,6,6,6,6,6,6,6,15.840000000000002,6,6,6,6,6,6,6,6,6,6,6,6,6,6,6,6,23.76,6,6,6,6,6,6,6,6,6,6,6,6,6,6,6,6,31.680000000000003,6,6,6,6,6,6,6,6,6,6,6,6,6,6,6,6,39.6,10.164022639652202,6,6,6,6,6,6,6,6,6,6,6,6,6,6,6,6,6,6,6,6,10.164022639652202,1,null,39.6,39.6,null,null,"nej","nej",2.2749999999999999,0,39.6,null,0,null,6,0,"stiger","---","---","-","-",0,0,0,0,0,0,0,null,null,null,null,null,null,null,null,null,null,null,null,null,null,35.435977360347799,{"$f":"INDEX(ID!$K$153:$K$176,D54+1)*INDEX(ID!$K$180:$K$191,$B54)","v":1},{"$f":"INDEX(ID!$L$153:$L$176,D54+1)*INDEX(ID!$K$180:$K$191,$B54)","v":1},80.616848494791242,80.616848494791242,{"$f":"ID!K262","v":0.23458999999999999},2.2699295753424655,80.437173041419499,{"$f":"ID!I262","v":1.2},null,null,80.616848494791242,35.435977360347799,10.205561479780167,{"$f":"IF(elsalgtype=1,HK54*(GO54)*Elprissalg,IF(elsalgtype=2,ID!J262,\"elsalgtype ikke defineret\"))","v":0},null,null,null,0,0,0,0,0,0,0,0,0,0,0,0,0,0,0,0,0,0,0,0,0,0,0,0,0]
[45,1,2,20,2,1,0,5.14,1,{"$f":"IF(ID!$W$4=2,0,FBR!P55+FBR!Q55)","v":31.301780001640555},{"$f":"IF(ID!$W$4=2,0,FBR!R55+FBR!S55)","v":0},{"$f":"ID!H263","v":1},{"$f":"IF(ID!$Y$4=1,J55+K55,IF(ID!$Y$4=2,model!L55,\"error\"))","v":31.301780001640555},null,0,0,0,0,0,0,{"$f":"(1-ID!$AB$64)*O55*PV1W/1000000","v":0},{"$f":"(1-ID!$AB$65)*P55*PV2W/1000000","v":0},{"$f":"(1-ID!$AB$66)*Q55*PV3W/1000000","v":0},{"$f":"(1-ID!$AB$67)*R55*PV4W/1000000","v":0},{"$f":"(1-ID!$AB$68)*S55*PV5W/1000000","v":0},{"$f":"(1-ID!$AB$69)*T55*PV6W/1000000","v":0},null,null,null,null,null,null,null,null,null,{"$f":"ID!L263","v":0},{"$f":"IF(ID!$K$70=\"ja\",AJ55,SUM(U55:Z55))","v":0},null,6,0,6,null,0,31.301780001640555,5.4,0,0,6,31.301780001640555,31.301780001640555,0,0,6,null,null,null,null,0,31.301780001640555,-31.301780001640555,99,67.698219998359448,39.6,39.6,null,39.6,0,6,6,6,6,6,6,6,6,6,6,6,6,6,6,6,6,7.9200000000000008,6,6,6,6,6,6,6,6,6,6,6,6,6,6,6,6,15.840000000000002,6,6,6,6,6,6,6,6,6,6,6,6,6,6,6,6,23.76,6,6,6,6,6,6,6,6,6,6,6,6,6,6,6,6,31.680000000000003,6.3782199983594516,6,6,6,6,6,6,6,6,6,6,6,6,6,6,6,39.6,14.298219998359446,6,6,6,6,6,6,6,6,6,6,6,6,6,6,6,6,6,6,6,6.3782199983594516,14.298219998359446,1,null,39.6,39.6,null,null,"nej","nej",2.2749999999999999,0,39.6,null,0,null,6,0,"stiger","---","---","-","-",0,0,0,0,0,0,0,null,null,null,null,null,null,null,null,null,null,null,null,null,null,31.301780001640555,{"$f":"INDEX(ID!$K$153:$K$176,D55+1)*INDEX(ID!$K$180:$K$191,$B55)","v":1},{"$f":"INDEX(ID!$L$153:$L$176,D55+1)*INDEX(ID!$K$180:$K$191,$B55)","v":1},71.211549503732257,71.211549503732257,{"$f":"ID!K263","v":0.23079},2.2661295753424655,70.93388942258099,{"$f":"ID!I263","v":1.2},null,null,71.211549503732257,31.301780001640555,9.0149126404724793,{"$f":"IF(elsalgtype=1,HK55*(GO55)*Elprissalg,IF(elsalgtype=2,ID!J263,\"elsalgtype ikke defineret\"))","v":0},null,null,null,0,0,0,0,0,0,0,0,0,0,0,0,0,0,0,0,0,0,0,0,0,0,0,0,0]
[46,1,2,21,2,1,0,5.14,0.7,{"$f":"IF(ID!$W$4=2,0,FBR!P56+FBR!Q56)","v":29.529981133623163},{"$f":"IF(ID!$W$4=2,0,FBR!R56+FBR!S56)","v":0},{"$f":"ID!H264","v":1},{"$f":"IF(ID!$Y$4=1,J56+K56,IF(ID!$Y$4=2,model!L56,\"error\"))","v":29.529981133623163},null,0,0,0,0,0,0,{"$f":"(1-ID!$AB$64)*O56*PV1W/1000000","v":0},{"$f":"(1-ID!$AB$65)*P56*PV2W/1000000","v":0},{"$f":"(1-ID!$AB$66)*Q56*PV3W/1000000","v":0},{"$f":"(1-ID!$AB$67)*R56*PV4W/1000000","v":0},{"$f":"(1-ID!$AB$68)*S56*PV5W/1000000","v":0},{"$f":"(1-ID!$AB$69)*T56*PV6W/1000000","v":0},null,null,null,null,null,null,null,null,null,{"$f":"ID!L264","v":0},{"$f":"IF(ID!$K$70=\"ja\",AJ56,SUM(U56:Z56))","v":0},null,6,0,6,null,0,29.529981133623163,5.4,0,0,6,29.529981133623163,29.529981133623163,0,0,6,null,null,null,null,0,29.529981133623163,-29.529981133623163,99,69.470018866376833,39.6,39.6,null,39.6,0,6,6,6,6,6,6,6,6,6,6,6,6,6,6,6,6,7.9200000000000008,6,6,6,6,6,6,6,6,6,6,6,6,6,6,6,6,15.840000000000002,6,6,6,6,6,6,6,6,6,6,6,6,6,6,6,6,23.76,6,6,6,6,6,6,6,6,6,6,6,6,6,6,6,6,31.680000000000003,8.1500188663768434,6,6,6,6,6,6,6,6,6,6,6,6,6,6,6,39.6,16.070018866376838,6,6,6,6,6,6,6,6,6,6,6,6,6,6,6,6,6,6,6,8.1500188663768434,16.070018866376838,1,null,39.6,39.6,null,null,"nej","nej",2.2749999999999999,0,39.6,null,0,null,6,0,"stiger","---","---","-","-",0,0,0,0,0,0,0,null,null,null,null,null,null,null,null,null,null,null,null,null,null,29.529981133623163,{"$f":"INDEX(ID!$K$153:$K$176,D56+1)*INDEX(ID!$K$180:$K$191,$B56)","v":1},{"$f":"INDEX(ID!$L$153:$L$176,D56+1)*INDEX(ID!$K$180:$K$191,$B56)","v":1},67.180707078992697,67.180707078992697,{"$f":"ID!K264","v":0.22959000000000002},2.2649295753424656,66.883327628848136,{"$f":"ID!I264","v":1.2},null,null,67.180707078992697,29.529981133623163,8.504634566483471,{"$f":"IF(elsalgtype=1,HK56*(GO56)*Elprissalg,IF(elsalgtype=2,ID!J264,\"elsalgtype ikke defineret\"))","v":0},null,null,null,0,0,0,0,0,0,0,0,0,0,0,0,0,0,0,0,0,0,0,0,0,0,0,0,0]
[47,1,2,22,2,1,0,5.14,0.9,{"$f":"IF(ID!$W$4=2,0,FBR!P57+FBR!Q57)","v":26.576983020260847},{"$f":"IF(ID!$W$4=2,0,FBR!R57+FBR!S57)","v":0},{"$f":"ID!H265","v":1},{"$f":"IF(ID!$Y$4=1,J57+K57,IF(ID!$Y$4=2,model!L57,\"error\"))","v":26.576983020260847},null,0,0,0,0,0,0,{"$f":"(1-ID!$AB$64)*O57*PV1W/1000000","v":0},{"$f":"(1-ID!$AB$65)*P57*PV2W/1000000","v":0},{"$f":"(1-ID!$AB$66)*Q57*PV3W/1000000","v":0},{"$f":"(1-ID!$AB$67)*R57*PV4W/1000000","v":0},{"$f":"(1-ID!$AB$68)*S57*PV5W/1000000","v":0},{"$f":"(1-ID!$AB$69)*T57*PV6W/1000000","v":0},null,null,null,null,null,null,null,null,null,{"$f":"ID!L265","v":0},{"$f":"IF(ID!$K$70=\"ja\",AJ57,SUM(U57:Z57))","v":0},null,6,0,6,null,0,26.576983020260847,5.4,0,0,6,26.576983020260847,26.576983020260847,0,0,6,null,null,null,null,0,26.576983020260847,-26.576983020260847,99,72.423016979739145,39.6,39.6,null,39.6,0,6,6,6,6,6,6,6,6,6,6,6,6,6,6,6,6,7.9200000000000008,6,6,6,6,6,6,6,6,6,6,6,6,6,6,6,6,15.840000000000002,6,6,6,6,6,6,6,6,6,6,6,6,6,6,6,6,23.76,6,6,6,6,6,6,6,6,6,6,6,6,6,6,6,6,31.680000000000003,11.103016979739159,6,6,6,6,6,6,6,6,6,6,6,6,6,6,6,39.6,19.023016979739154,6,6,6,6,6,6,6,6,6,6,6,6,6,6,6,6,6,6,6,11.103016979739159,19.023016979739154,1,null,39.6,39.6,null,null,"nej","nej",2.2749999999999999,0,39.6,null,0,null,6,0,"stiger","---","---","-","-",0,0,0,0,0,0,0,null,null,null,null,null,null,null,null,null,null,null,null,null,null,26.576983020260847,{"$f":"INDEX(ID!$K$153:$K$176,D57+1)*INDEX(ID!$K$180:$K$191,$B57)","v":1},{"$f":"INDEX(ID!$L$153:$L$176,D57+1)*INDEX(ID!$K$180:$K$191,$B57)","v":1},60.462636371093424,60.462636371093424,{"$f":"ID!K265","v":0.22691},2.2622495753424658,60.123768551469027,{"$f":"ID!I265","v":1.2},null,null,60.462636371093424,26.576983020260847,7.6541711098351239,{"$f":"IF(elsalgtype=1,HK57*(GO57)*Elprissalg,IF(elsalgtype=2,ID!J265,\"elsalgtype ikke defineret\"))","v":0},null,null,null,0,0,0,0,0,0,0,0,0,0,0,0,0,0,0,0,0,0,0,0,0,0,0,0,0]
[48,1,2,23,2,1,0,5.14,1,{"$f":"IF(ID!$W$4=2,0,FBR!P58+FBR!Q58)","v":23.623984906898531},{"$f":"IF(ID!$W$4=2,0,FBR!R58+FBR!S58)","v":0},{"$f":"ID!H266","v":1},{"$f":"IF(ID!$Y$4=1,J58+K58,IF(ID!$Y$4=2,model!L58,\"error\"))","v":23.623984906898531},null,0,0,0,0,0,0,{"$f":"(1-ID!$AB$64)*O58*PV1W/1000000","v":0},{"$f":"(1-ID!$AB$65)*P58*PV2W/1000000","v":0},{"$f":"(1-ID!$AB$66)*Q58*PV3W/1000000","v":0},{"$f":"(1-ID!$AB$67)*R58*PV4W/1000000","v":0},{"$f":"(1-ID!$AB$68)*S58*PV5W/1000000","v":0},{"$f":"(1-ID!$AB$69)*T58*PV6W/1000000","v":0},null,null,null,null,null,null,null,null,null,{"$f":"ID!L266","v":0},{"$f":"IF(ID!$K$70=\"ja\",AJ58,SUM(U58:Z58))","v":0},null,6,0,6,null,0,23.623984906898531,5.4,0,0,6,23.623984906898531,23.623984906898531,0,0,6,null,null,null,null,0,23.623984906898531,-23.623984906898531,99,75.376015093101472,39.6,39.6,null,39.6,0,6,6,6,6,6,6,6,6,6,6,6,6,6,6,6,6,7.9200000000000008,6,6,6,6,6,6,6,6,6,6,6,6,6,6,6,6,15.840000000000002,6,6,6,6,6,6,6,6,6,6,6,6,6,6,6,6,23.76,6.1360150931014701,6,6,6,6,6,6,6,6,6,6,6,6,6,6,6,31.680000000000003,14.056015093101475,6,6,6,6,6,6,6,6,6,6,6,6,6,6,6,39.6,21.97601509310147,6,6,6,6,6,6,6,6,6,6,6,6,6,6,6,6,6,6,6.1360150931014701,14.056015093101475,21.97601509310147,1,null,39.6,39.6,null,null,"nej","nej",2.2749999999999999,0,39.6,null,0,null,6,0,"stiger","---","---","-","-",0,0,0,0,0,0,0,null,null,null,null,null,null,null,null,null,null,null,null,null,null,23.623984906898531,{"$f":"INDEX(ID!$K$153:$K$176,D58+1)*INDEX(ID!$K$180:$K$191,$B58)","v":1},{"$f":"INDEX(ID!$L$153:$L$176,D58+1)*INDEX(ID!$K$180:$K$191,$B58)","v":1},53.744565663194159,53.744565663194159,{"$f":"ID!K266","v":0.22309999999999999},2.2584395753424658,53.353342441032737,{"$f":"ID!I266","v":1.2},null,null,53.744565663194159,23.623984906898531,6.8037076531867768,{"$f":"IF(elsalgtype=1,HK58*(GO58)*Elprissalg,IF(elsalgtype=2,ID!J266,\"elsalgtype ikke defineret\"))","v":0},null,null,null,0,0,0,0,0,0,0,0,0,0,0,0,0,0,0,0,0,0,0,0,0,0,0,0,0]
[49,1,3,0,3,1,0,5.14,1.6,{"$f":"IF(ID!$W$4=2,0,FBR!P59+FBR!Q59)","v":20.670986793536215},{"$f":"IF(ID!$W$4=2,0,FBR!R59+FBR!S59)","v":0},{"$f":"ID!H267","v":1},{"$f":"IF(ID!$Y$4=1,J59+K59,IF(ID!$Y$4=2,model!L59,\"error\"))","v":20.670986793536215},null,0,0,0,0,0,0,{"$f":"(1-ID!$AB$64)*O59*PV1W/1000000","v":0},{"$f":"(1-ID!$AB$65)*P59*PV2W/1000000","v":0},{"$f":"(1-ID!$AB$66)*Q59*PV3W/1000000","v":0},{"$f":"(1-ID!$AB$67)*R59*PV4W/1000000","v":0},{"$f":"(1-ID!$AB$68)*S59*PV5W/1000000","v":0},{"$f":"(1-ID!$AB$69)*T59*PV6W/1000000","v":0},null,null,null,null,null,null,null,null,null,{"$f":"ID!L267","v":0},{"$f":"IF(ID!$K$70=\"ja\",AJ59,SUM(U59:Z59))","v":0},null,6,0,6,null,0,20.670986793536215,5.4,0,0,6,20.670986793536215,20.670986793536215,0,0,6,null,null,null,null,0,20.670986793536215,-20.670986793536215,99,78.329013206463785,39.6,39.6,null,39.6,0,6,6,6,6,6,6,6,6,6,6,6,6,6,6,6,6,7.9200000000000008,6,6,6,6,6,6,6,6,6,6,6,6,6,6,6,6,15.840000000000002,6,6,6,6,6,6,6,6,6,6,6,6,6,6,6,6,23.76,9.0890132064637861,6,6,6,6,6,6,6,6,6,6,6,6,6,6,6,31.680000000000003,17.009013206463791,6,6,6,6,6,6,6,6,6,6,6,6,6,6,6,39.6,24.929013206463786,7.2110245262898864,6,6,6,6,6,6,6,6,6,6,6,6,6,6,6,6,6,9.0890132064637861,17.009013206463791,24.929013206463786,1,null,39.6,39.6,null,null,"nej","nej",2.2749999999999999,0,39.6,null,0,null,6,0,"stiger","---","---","-","-",0,0,0,0,0,0,0,null,null,null,null,null,null,null,null,null,null,null,null,null,null,20.670986793536215,{"$f":"INDEX(ID!$K$153:$K$176,D59+1)*INDEX(ID!$K$180:$K$191,$B59)","v":1},{"$f":"INDEX(ID!$L$153:$L$176,D59+1)*INDEX(ID!$K$180:$K$191,$B59)","v":1},47.026494955294886,47.026494955294886,{"$f":"ID!K267","v":0.20946000000000001},2.2447995753424657,46.402222376039809,{"$f":"ID!I267","v":1.2},null,null,47.026494955294886,20.670986793536215,5.9532441965384297,{"$f":"IF(elsalgtype=1,HK59*(GO59)*Elprissalg,IF(elsalgtype=2,ID!J267,\"elsalgtype ikke defineret\"))","v":0},null,null,null,0,0,0,0,0,0,0,0,0,0,0,0,0,0,0,0,0,0,0,0,0,0,0,0,0]
[50,1,3,1,3,1,0,5.14,1.7,{"$f":"IF(ID!$W$4=2,0,FBR!P60+FBR!Q60)","v":17.717988680173899},{"$f":"IF(ID!$W$4=2,0,FBR!R60+FBR!S60)","v":0},{"$f":"ID!H268","v":1},{"$f":"IF(ID!$Y$4=1,J60+K60,IF(ID!$Y$4=2,model!L60,\"error\"))","v":17.717988680173899},null,0,0,0,0,0,0,{"$f":"(1-ID!$AB$64)*O60*PV1W/1000000","v":0},{"$f":"(1-ID!$AB$65)*P60*PV2W/1000000","v":0},{"$f":"(1-ID!$AB$66)*Q60*PV3W/1000000","v":0},{"$f":"(1-ID!$AB$67)*R60*PV4W/1000000","v":0},{"$f":"(1-ID!$AB$68)*S60*PV5W/1000000","v":0},{"$f":"(1-ID!$AB$69)*T60*PV6W/1000000","v":0},null,null,null,null,null,null,null,null,null,{"$f":"ID!L268","v":0},{"$f":"IF(ID!$K$70=\"ja\",AJ60,SUM(U60:Z60))","v":0},null,6,0,6,null,0,17.717988680173899,5.4,0,0,6,17.717988680173899,17.717988680173899,0,0,6,null,null,null,null,0,17.717988680173899,-17.717988680173899,99,81.282011319826097,39.6,39.6,null,39.6,0,6,6,6,6,6,6,6,6,6,6,6,6,6,6,6,6,7.9200000000000008,6,6,6,6,6,6,6,6,6,6,6,6,6,6,6,6,15.840000000000002,6,6,6,6,6,6,6,6,6,6,6,6,6,6,6,6,23.76,12.042011319826102,6,6,6,6,6,6,6,6,6,6,6,6,6,6,6,31.680000000000003,19.962011319826107,6,6,6,6,6,6,6,6,6,6,8.913546176359592,6,6,6,6,39.6,27.882011319826102,11.34522188499713,6,6,6,6,6,6,6,6,6,16.833546176359587,6,6,6,6,6,6,6,12.042011319826102,19.962011319826107,27.882011319826102,1,null,39.6,39.6,null,null,"nej","nej",2.2749999999999999,0,39.6,null,0,null,6,0,"stiger","---","---","-","-",0,0,0,0,0,0,0,null,null,null,null,null,null,null,null,null,null,null,null,null,null,17.717988680173899,{"$f":"INDEX(ID!$K$153:$K$176,D60+1)*INDEX(ID!$K$180:$K$191,$B60)","v":1},{"$f":"INDEX(ID!$L$153:$L$176,D60+1)*INDEX(ID!$K$180:$K$191,$B60)","v":1},40.308424247395621,40.308424247395621,{"$f":"ID!K268","v":0.19103000000000001},2.2263695753424657,39.446790933801381,{"$f":"ID!I268","v":1.2},null,null,40.308424247395621,17.717988680173899,5.1027807398900835,{"$f":"IF(elsalgtype=1,HK60*(GO60)*Elprissalg,IF(elsalgtype=2,ID!J268,\"elsalgtype ikke defineret\"))","v":0},null,null,null,0,0,0,0,0,0,0,0,0,0,0,0,0,0,0,0,0,0,0,0,0,0,0,0,0]
[51,1,3,2,3,1,0,4.1100000000000003,1.5,{"$f":"IF(ID!$W$4=2,0,FBR!P61+FBR!Q61)","v":16.536789434828972},{"$f":"IF(ID!$W$4=2,0,FBR!R61+FBR!S61)","v":0},{"$f":"ID!H269","v":1},{"$f":"IF(ID!$Y$4=1,J61+K61,IF(ID!$Y$4=2,model!L61,\"error\"))","v":16.536789434828972},null,0,0,0,0,0,0,{"$f":"(1-ID!$AB$64)*O61*PV1W/1000000","v":0},{"$f":"(1-ID!$AB$65)*P61*PV2W/1000000","v":0},{"$f":"(1-ID!$AB$66)*Q61*PV3W/1000000","v":0},{"$f":"(1-ID!$AB$67)*R61*PV4W/1000000","v":0},{"$f":"(1-ID!$AB$68)*S61*PV5W/1000000","v":0},{"$f":"(1-ID!$AB$69)*T61*PV6W/1000000","v":0},null,null,null,null,null,null,null,null,null,{"$f":"ID!L269","v":0},{"$f":"IF(ID!$K$70=\"ja\",AJ61,SUM(U61:Z61))","v":0},null,6,0,6,null,0,16.536789434828972,5.4,0,0,6,16.536789434828972,16.536789434828972,0,0,6,null,null,null,null,0,16.536789434828972,-16.536789434828972,99,82.463210565171025,39.6,39.6,null,39.6,0,6,6,6,6,6,6,6,6,6,6,6,6,6,6,6,6,7.9200000000000008,6,6,6,6,6,6,6,6,6,6,6,6,6,6,6,6,15.840000000000002,6,6,6,6,6,6,6,6,6,6,10.791534856533506,6,6,6,6,6,23.76,13.22321056517103,6,6,6,6,6,6,6,6,6.3835786314494278,18.711534856533504,6.4033274589451192,6,6,6,6,31.680000000000003,21.143210565171035,6,6,6,6,6,6,6,6,14.303578631449433,26.631534856533509,14.323327458945124,6,6,6,6,39.6,29.06321056517103,13.11702075301452,6,6,6,6,6,6,13.389642783692889,22.223578631449428,34.551534856533507,22.243327458945117,11.945765193339344,6,6,6,6,6,10.791534856533506,18.711534856533504,26.631534856533509,34.551534856533507,1,null,39.6,39.6,null,null,"nej","nej",2.2749999999999999,0,39.6,null,0,null,6,0,"stiger","---","---","-","-",0,0,0,0,0,0,0,null,null,null,null,null,null,null,null,null,null,null,null,null,null,16.536789434828972,{"$f":"INDEX(ID!$K$153:$K$176,D61+1)*INDEX(ID!$K$180:$K$191,$B61)","v":1},{"$f":"INDEX(ID!$L$153:$L$176,D61+1)*INDEX(ID!$K$180:$K$191,$B61)","v":1},37.621195964235909,37.621195964235909,{"$f":"ID!K269","v":0.14188000000000001},2.1772195753424657,36.004221670826105,{"$f":"ID!I269","v":1.2},null,null,37.621195964235909,16.536789434828972,4.7625953572307438,{"$f":"IF(elsalgtype=1,HK61*(GO61)*Elprissalg,IF(elsalgtype=2,ID!J269,\"elsalgtype ikke defineret\"))","v":0},null,null,null,0,0,0,0,0,0,0,0,0,0,0,0,0,0,0,0,0,0,0,0,0,0,0,0,0]
[52,1,3,3,3,1,0,3.08,1.6,{"$f":"IF(ID!$W$4=2,0,FBR!P62+FBR!Q62)","v":15.94618981215651},{"$f":"IF(ID!$W$4=2,0,FBR!R62+FBR!S62)","v":0},{"$f":"ID!H270","v":1},{"$f":"IF(ID!$Y$4=1,J62+K62,IF(ID!$Y$4=2,model!L62,\"error\"))","v":15.94618981215651},null,0,0,0,0,0,0,{"$f":"(1-ID!$AB$64)*O62*PV1W/1000000","v":0},{"$f":"(1-ID!$AB$65)*P62*PV2W/1000000","v":0},{"$f":"(1-ID!$AB$66)*Q62*PV3W/1000000","v":0},{"$f":"(1-ID!$AB$67)*R62*PV4W/1000000","v":0},{"$f":"(1-ID!$AB$68)*S62*PV5W/1000000","v":0},{"$f":"(1-ID!$AB$69)*T62*PV6W/1000000","v":0},null,null,null,null,null,null,null,null,null,{"$f":"ID!L270","v":0},{"$f":"IF(ID!$K$70=\"ja\",AJ62,SUM(U62:Z62))","v":0},null,6,0,6,null,0,15.94618981215651,5.4,0,0,6,15.94618981215651,15.94618981215651,0,0,6,null,null,null,null,0,15.94618981215651,-15.94618981215651,99,83.053810187843496,39.6,39.6,null,39.6,0,6,6,6,6,6,6,6,6,6,11.488324291362455,6,6,6,6,6,6,7.9200000000000008,6,6,6,6,6,6,6,6,7.0803680662783801,19.408324291362455,7.1001168937740715,6,6,6,6,6,15.840000000000002,6,6,6,6,6,6,6,6.1664322185218428,15.000368066278382,27.328324291362456,15.020116893774073,6,6,6,6,6,23.76,13.813810187843492,6,6,6,6,6,6,14.086432218521841,22.920368066278378,35.248324291362458,22.940116893774071,12.642554628168295,6,6,6,6,31.680000000000003,21.733810187843495,6,6,6,6,6,6,22.006432218521844,30.840368066278383,43.16832429136246,30.860116893774077,20.5625546281683,11.062696494545134,6,6,6,39.6,29.65381018784349,13.707620375686981,6,6,6,6,6,29.926432218521839,38.760368066278374,51.088324291362454,38.780116893774071,28.482554628168295,18.982696494545131,6,6,6,11.488324291362455,19.408324291362455,27.328324291362456,35.248324291362458,43.16832429136246,51.088324291362454,1,null,39.6,39.6,null,null,"nej","nej",2.2749999999999999,0,39.6,null,0,null,6,0,"stiger","---","---","-","-",0,0,0,0,0,0,0,null,null,null,null,null,null,null,null,null,null,null,null,null,null,15.94618981215651,{"$f":"INDEX(ID!$K$153:$K$176,D62+1)*INDEX(ID!$K$180:$K$191,$B62)","v":1},{"$f":"INDEX(ID!$L$153:$L$176,D62+1)*INDEX(ID!$K$180:$K$191,$B62)","v":1},36.27758182265606,36.27758182265606,{"$f":"ID!K270","v":9.8089999999999997E-2},2.1334295753424657,34.020072959279418,{"$f":"ID!I270","v":1.2},null,null,36.27758182265606,15.94618981215651,4.5925026659010744,{"$f":"IF(elsalgtype=1,HK62*(GO62)*Elprissalg,IF(elsalgtype=2,ID!J270,\"elsalgtype ikke defineret\"))","v":0},null,null,null,0,0,0,0,0,0,0,0,0,0,0,0,0,0,0,0,0,0,0,0,0,0,0,0,0]
[53,1,3,4,3,1,0,3.08,1.8,{"$f":"IF(ID!$W$4=2,0,FBR!P63+FBR!Q63)","v":15.94618981215651},{"$f":"IF(ID!$W$4=2,0,FBR!R63+FBR!S63)","v":0},{"$f":"ID!H271","v":1},{"$f":"IF(ID!$Y$4=1,J63+K63,IF(ID!$Y$4=2,model!L63,\"error\"))","v":15.94618981215651},null,0,0,0,0,0,0,{"$f":"(1-ID!$AB$64)*O63*PV1W/1000000","v":0},{"$f":"(1-ID!$AB$65)*P63*PV2W/1000000","v":0},{"$f":"(1-ID!$AB$66)*Q63*PV3W/1000000","v":0},{"$f":"(1-ID!$AB$67)*R63*PV4W/1000000","v":0},{"$f":"(1-ID!$AB$68)*S63*PV5W/1000000","v":0},{"$f":"(1-ID!$AB$69)*T63*PV6W/1000000","v":0},null,null,null,null,null,null,null,null,null,{"$f":"ID!L271","v":0},{"$f":"IF(ID!$K$70=\"ja\",AJ63,SUM(U63:Z63))","v":0},null,6,0,6,null,0,15.94618981215651,5.4,0,0,6,15.94618981215651,15.94618981215651,0,0,6,null,null,null,null,0,15.94618981215651,-15.94618981215651,99,83.053810187843496,39.6,39.6,null,39.6,0,6,6,6,6,6,6,6.2726220306783578,15.106557878434897,27.434514103518971,15.12630670593059,6,6,6,6,6,6,7.9200000000000008,6,6,6,6,6,6,14.192622030678359,23.0265578784349,35.354514103518973,23.04630670593059,12.748744440324815,6,6,6,6,6,15.840000000000002,6,6,6,6,6,6,22.112622030678359,30.946557878434902,43.274514103518975,30.966306705930592,20.668744440324815,11.168886306701653,6,6,6,6,23.76,13.813810187843492,6,6,6,6,6,30.032622030678361,38.866557878434897,51.194514103518976,38.886306705930593,28.588744440324817,19.088886306701653,6,6,6,6,31.680000000000003,21.733810187843495,6,6,6,6,6,37.952622030678363,46.786557878434905,54,46.806306705930595,36.508744440324818,27.008886306701655,6,6,6,6,39.6,29.65381018784349,13.707620375686981,6,6,6,6,45.872622030678357,54,54,54,44.428744440324813,34.928886306701649,6,6,6,6,27.434514103518971,35.354514103518973,43.274514103518975,51.194514103518976,54,54,0.6,null,23.76,23.76,null,null,"nej","nej",2.2749999999999999,0,23.76,null,0,null,6,0,"stiger","---","---","-","-",0,0,0,0,0,0,0,null,null,null,null,null,null,null,null,null,null,null,null,null,null,15.94618981215651,{"$f":"INDEX(ID!$K$153:$K$176,D63+1)*INDEX(ID!$K$180:$K$191,$B63)","v":1},{"$f":"INDEX(ID!$L$153:$L$176,D63+1)*INDEX(ID!$K$180:$K$191,$B63)","v":1},36.27758182265606,36.27758182265606,{"$f":"ID!K271","v":0.11942},2.1547595753424655,34.36020518797271,{"$f":"ID!I271","v":1.2},null,null,36.27758182265606,15.94618981215651,4.5925026659010744,{"$f":"IF(elsalgtype=1,HK63*(GO63)*Elprissalg,IF(elsalgtype=2,ID!J271,\"elsalgtype ikke defineret\"))","v":0},null,null,null,0,0,0,0,0,0,0,0,0,0,0,0,0,0,0,0,0,0,0,0,0,0,0,0,0]
[54,1,3,5,3,1,0,3.08,2,{"$f":"IF(ID!$W$4=2,0,FBR!P64+FBR!Q64)","v":15.94618981215651},{"$f":"IF(ID!$W$4=2,0,FBR!R64+FBR!S64)","v":0},{"$f":"ID!H272","v":1},{"$f":"IF(ID!$Y$4=1,J64+K64,IF(ID!$Y$4=2,model!L64,\"error\"))","v":15.94618981215651},null,0,0,0,0,0,0,{"$f":"(1-ID!$AB$64)*O64*PV1W/1000000","v":0},{"$f":"(1-ID!$AB$65)*P64*PV2W/1000000","v":0},{"$f":"(1-ID!$AB$66)*Q64*PV3W/1000000","v":0},{"$f":"(1-ID!$AB$67)*R64*PV4W/1000000","v":0},{"$f":"(1-ID!$AB$68)*S64*PV5W/1000000","v":0},{"$f":"(1-ID!$AB$69)*T64*PV6W/1000000","v":0},null,null,null,null,null,null,null,null,null,{"$f":"ID!L272","v":0},{"$f":"IF(ID!$K$70=\"ja\",AJ64,SUM(U64:Z64))","v":0},null,6,0,6,null,0,15.94618981215651,5.4,0,0,6,15.94618981215651,15.94618981215651,0,0,6,null,null,null,null,0,15.94618981215651,-15.94618981215651,99,83.053810187843496,39.6,39.6,null,39.6,0,6,6,6,6,6,22.21881184283486,31.052747690591396,43.380703915675475,31.072496518087092,20.774934252481316,11.275076118858154,6,6,6,6,6,7.9200000000000008,6,6,6,6,6,30.138811842834862,38.972747690591397,51.300703915675477,38.992496518087094,28.694934252481318,19.195076118858154,6,6,6,6,6,15.840000000000002,6,6,6,6,6,38.058811842834864,46.892747690591399,54,46.912496518087096,36.614934252481319,27.115076118858155,6,6,6,6,6,23.76,13.813810187843492,6,6,6,6,45.978811842834865,54,54,54,44.534934252481321,35.035076118858157,6,6,6,6,6,31.680000000000003,21.733810187843495,6,6,6,12.923176749733408,53.898811842834867,54,54,54,52.454934252481323,42.955076118858159,11.653296117217604,6,6,6,6,39.6,29.65381018784349,12.526421130342055,6,6,20.843176749733402,54,54,54,54,54,50.875076118858154,19.573296117217598,6,6,6,6,43.380703915675475,51.300703915675477,54,54,54,54,0.2,null,7.9200000000000008,7.9200000000000008,null,null,"nej","nej",2.2749999999999999,0,7.9200000000000008,null,0,null,6,0,"stiger","---","---","-","-",0,0,0,0,0,0,0,null,null,null,null,null,null,null,null,null,null,null,null,null,null,15.94618981215651,{"$f":"INDEX(ID!$K$153:$K$176,D64+1)*INDEX(ID!$K$180:$K$191,$B64)","v":1},{"$f":"INDEX(ID!$L$153:$L$176,D64+1)*INDEX(ID!$K$180:$K$191,$B64)","v":1},36.27758182265606,36.27758182265606,{"$f":"ID!K272","v":0.20713999999999999},2.2424795753424656,35.75900495829508,{"$f":"ID!I272","v":1.2},null,null,36.27758182265606,15.94618981215651,4.5925026659010744,{"$f":"IF(elsalgtype=1,HK64*(GO64)*Elprissalg,IF(elsalgtype=2,ID!J272,\"elsalgtype ikke defineret\"))","v":0},null,null,null,0,0,0,0,0,0,0,0,0,0,0,0,0,0,0,0,0,0,0,0,0,0,0,0,0]
[55,1,3,6,3,1,0,2.57,3.1,{"$f":"IF(ID!$W$4=2,0,FBR!P65+FBR!Q65)","v":17.127389057501436},{"$f":"IF(ID!$W$4=2,0,FBR!R65+FBR!S65)","v":0},{"$f":"ID!H273","v":1},{"$f":"IF(ID!$Y$4=1,J65+K65,IF(ID!$Y$4=2,model!L65,\"error\"))","v":17.127389057501436},null,0,0,0,0,0,0,{"$f":"(1-ID!$AB$64)*O65*PV1W/1000000","v":0},{"$f":"(1-ID!$AB$65)*P65*PV2W/1000000","v":0},{"$f":"(1-ID!$AB$66)*Q65*PV3W/1000000","v":0},{"$f":"(1-ID!$AB$67)*R65*PV4W/1000000","v":0},{"$f":"(1-ID!$AB$68)*S65*PV5W/1000000","v":0},{"$f":"(1-ID!$AB$69)*T65*PV6W/1000000","v":0},null,null,null,null,null,null,null,null,null,{"$f":"ID!L273","v":0},{"$f":"IF(ID!$K$70=\"ja\",AJ65,SUM(U65:Z65))","v":0},null,6,0,6,null,0,17.127389057501436,5.4,0,0,6,17.127389057501436,17.127389057501436,0,0,6,null,null,null,null,0,17.127389057501436,-17.127389057501436,99,81.872610942498568,39.6,39.6,null,39.6,0,6,6,6,6,38.165001654991372,46.998937502747921,54,47.018686330243611,36.721124064637834,27.221265931014674,6,6,6,6,6,6,7.9200000000000008,6,6,6,6,46.085001654991373,54,54,54,44.641124064637836,35.141265931014672,6,6,6,6,6,6,15.840000000000002,6,6,6,13.029366561889919,54,54,54,54,52.561124064637838,43.061265931014674,11.759485929374122,6,6,6,6,6,23.76,12.632610942498566,6,6,20.949366561889917,54,54,54,54,54,50.981265931014676,19.67948592937412,6,6,6,6,6,31.680000000000003,20.552610942498571,6,6,28.869366561889922,54,54,54,54,54,54,27.599485929374126,6,6,6,6,6,39.6,28.472610942498566,9.5734230169797421,6,36.789366561889921,54,54,54,54,54,54,35.51948592937412,6,6,6,6,6,54,54,54,54,54,54,0,null,0,0,null,null,"nej","nej",2.2749999999999999,0,0,null,0,null,6,0,"stiger","---","---","-","-",0,0,0,0,0,0,0,null,null,null,null,null,null,null,null,null,null,null,null,null,null,17.127389057501436,{"$f":"INDEX(ID!$K$153:$K$176,D65+1)*INDEX(ID!$K$180:$K$191,$B65)","v":1},{"$f":"INDEX(ID!$L$153:$L$176,D65+1)*INDEX(ID!$K$180:$K$191,$B65)","v":1},38.964810105815765,38.964810105815765,{"$f":"ID!K273","v":0.21736000000000003},2.2526995753424659,38.582862056558682,{"$f":"ID!I273","v":1.2},null,null,38.964810105815765,17.127389057501436,4.9326880485604132,{"$f":"IF(elsalgtype=1,HK65*(GO65)*Elprissalg,IF(elsalgtype=2,ID!J273,\"elsalgtype ikke defineret\"))","v":0},null,null,null,0,0,0,0,0,0,0,0,0,0,0,0,0,0,0,0,0,0,0,0,0,0,0,0,0]
[56,1,3,7,3,1,0,2.57,3.8,{"$f":"IF(ID!$W$4=2,0,FBR!P66+FBR!Q66)","v":18.899187925518824},{"$f":"IF(ID!$W$4=2,0,FBR!R66+FBR!S66)","v":0},{"$f":"ID!H274","v":1},{"$f":"IF(ID!$Y$4=1,J66+K66,IF(ID!$Y$4=2,model!L66,\"error\"))","v":18.899187925518824},null,0,0,0,0,0,0,{"$f":"(1-ID!$AB$64)*O66*PV1W/1000000","v":0},{"$f":"(1-ID!$AB$65)*P66*PV2W/1000000","v":0},{"$f":"(1-ID!$AB$66)*Q66*PV3W/1000000","v":0},{"$f":"(1-ID!$AB$67)*R66*PV4W/1000000","v":0},{"$f":"(1-ID!$AB$68)*S66*PV5W/1000000","v":0},{"$f":"(1-ID!$AB$69)*T66*PV6W/1000000","v":0},null,null,null,null,null,null,null,null,null,{"$f":"ID!L274","v":0},{"$f":"IF(ID!$K$70=\"ja\",AJ66,SUM(U66:Z66))","v":0},null,6,0,6,null,0,18.899187925518824,5.4,0,0,6,18.899187925518824,18.899187925518824,0,0,6,null,null,null,null,0,18.899187925518824,-18.899187925518824,99,80.100812074481183,39.6,39.6,null,39.6,0,6,6,14.316755619391351,54,54,54,54,53.848513122139259,44.348654988516095,13.04687498687554,6,6,6,6,6,6,7.9200000000000008,6,6,22.236755619391353,54,54,54,54,54,52.268654988516097,20.966874986875542,6,6,6,6,6,6,15.840000000000002,6,6,30.156755619391355,54,54,54,54,54,54,28.886874986875544,6,6,6,6,6,6,23.76,10.860812074481178,6,38.076755619391349,54,54,54,54,54,54,36.806874986875542,6,6,6,6,6,6,31.680000000000003,18.780812074481183,6,45.996755619391358,54,54,54,54,54,54,44.726874986875544,8.1096983811828203,6,6,6,6,6,39.6,26.700812074481178,6.0298252809449622,53.916755619391353,54,54,54,54,54,54,52.646874986875545,16.029698381182815,6,6,6,6,6,54,54,54,54,54,54,0,null,0,0,null,null,"nej","nej",2.2749999999999999,0,0,null,0,null,6,0,"stiger","---","---","-","-",0,0,0,0,0,0,0,null,null,null,null,null,null,null,null,null,null,null,null,null,null,18.899187925518824,{"$f":"INDEX(ID!$K$153:$K$176,D66+1)*INDEX(ID!$K$180:$K$191,$B66)","v":1},{"$f":"INDEX(ID!$L$153:$L$176,D66+1)*INDEX(ID!$K$180:$K$191,$B66)","v":1},42.995652530555326,42.995652530555326,{"$f":"ID!K274","v":0.2296},2.2649395753424657,42.805518674342061,{"$f":"ID!I274","v":1.2},null,null,42.995652530555326,18.899187925518824,5.4429661225494206,{"$f":"IF(elsalgtype=1,HK66*(GO66)*Elprissalg,IF(elsalgtype=2,ID!J274,\"elsalgtype ikke defineret\"))","v":0},null,null,null,0,0,0,0,0,0,0,0,0,0,0,0,0,0,0,0,0,0,0,0,0,0,0,0,0]
[57,1,3,8,3,1,0,2.06,4.2,{"$f":"IF(ID!$W$4=2,0,FBR!P67+FBR!Q67)","v":20.670986793536215},{"$f":"IF(ID!$W$4=2,0,FBR!R67+FBR!S67)","v":0},{"$f":"ID!H275","v":1},{"$f":"IF(ID!$Y$4=1,J67+K67,IF(ID!$Y$4=2,model!L67,\"error\"))","v":20.670986793536215},null,0,0,0,0,0,0,{"$f":"(1-ID!$AB$64)*O67*PV1W/1000000","v":0},{"$f":"(1-ID!$AB$65)*P67*PV2W/1000000","v":0},{"$f":"(1-ID!$AB$66)*Q67*PV3W/1000000","v":0},{"$f":"(1-ID!$AB$67)*R67*PV4W/1000000","v":0},{"$f":"(1-ID!$AB$68)*S67*PV5W/1000000","v":0},{"$f":"(1-ID!$AB$69)*T67*PV6W/1000000","v":0},null,null,null,null,null,null,null,null,null,{"$f":"ID!L275","v":0},{"$f":"IF(ID!$K$70=\"ja\",AJ67,SUM(U67:Z67))","v":0},null,6,0,6,null,0,20.670986793536215,5.4,0,0,6,20.670986793536215,20.670986793536215,0,0,6,null,null,null,null,0,20.670986793536215,-20.670986793536215,99,78.329013206463785,39.6,39.6,null,39.6,0,6,33.215943544910175,54,54,54,54,54,54,31.946062912394368,6,6,6,6,6,6,6,7.9200000000000008,6,41.135943544910177,54,54,54,54,54,54,39.866062912394369,6,6,6,6,6,6,6,15.840000000000002,6,49.055943544910178,54,54,54,54,54,54,47.786062912394371,11.168886306701644,6,6,6,6,6,6,23.76,9.0890132064637861,54,54,54,54,54,54,54,54,19.088886306701642,6,6,6,6,6,6,31.680000000000003,17.009013206463791,54,54,54,54,54,54,54,54,27.008886306701648,6,6,6,6,6,6,39.6,24.929013206463786,54,54,54,54,54,54,54,54,34.928886306701642,6,6,6,6,6,6,54,54,54,54,54,54,0,null,0,0,null,null,"nej","nej",2.2749999999999999,0,0,null,0,null,6,40,"stiger","---","---","-","-",0,0,0,0,0,0,0,null,null,null,null,null,null,null,null,null,null,null,null,null,null,20.670986793536215,{"$f":"INDEX(ID!$K$153:$K$176,D67+1)*INDEX(ID!$K$180:$K$191,$B67)","v":1},{"$f":"INDEX(ID!$L$153:$L$176,D67+1)*INDEX(ID!$K$180:$K$191,$B67)","v":1},47.026494955294886,47.026494955294886,{"$f":"ID!K275","v":0.23266000000000001},2.2679995753424658,46.881789269649857,{"$f":"ID!I275","v":1.2},null,null,47.026494955294886,20.670986793536215,5.9532441965384297,{"$f":"IF(elsalgtype=1,HK67*(GO67)*Elprissalg,IF(elsalgtype=2,ID!J275,\"elsalgtype ikke defineret\"))","v":0},null,null,null,0,0,0,0,0,0,0,0,0,0,0,0,0,0,0,0,0,0,0,0,0,0,0,0,0]
[58,1,3,9,3,1,0,2.57,4.9000000000000004,{"$f":"IF(ID!$W$4=2,0,FBR!P68+FBR!Q68)","v":22.442785661553604},{"$f":"IF(ID!$W$4=2,0,FBR!R68+FBR!S68)","v":0},{"$f":"ID!H276","v":1},{"$f":"IF(ID!$Y$4=1,J68+K68,IF(ID!$Y$4=2,model!L68,\"error\"))","v":22.442785661553604},null,490.5,83.77000000000001,12.58,175.2,175.2,175.2,{"$f":"(1-ID!$AB$64)*O68*PV1W/1000000","v":65.236499999999992},{"$f":"(1-ID!$AB$65)*P68*PV2W/1000000","v":5.093216},{"$f":"(1-ID!$AB$66)*Q68*PV3W/1000000","v":0},{"$f":"(1-ID!$AB$67)*R68*PV4W/1000000","v":0},{"$f":"(1-ID!$AB$68)*S68*PV5W/1000000","v":0},{"$f":"(1-ID!$AB$69)*T68*PV6W/1000000","v":0},null,null,null,null,null,null,null,null,null,{"$f":"ID!L276","v":0},{"$f":"IF(ID!$K$70=\"ja\",AJ68,SUM(U68:Z68))","v":70.329715999999991},null,6,0,6,null,22.442785661553604,0,5.4,0,0,6,0,0,47.88693033844639,24,30,null,null,null,null,70.329715999999991,22.442785661553604,47.88693033844639,99,99,39.6,39.6,null,39.6,0,53.88693033844639,54,54,54,54,54,54,52.617049705930583,15.999873100237863,6,6,6,6,6,6,6,7.9200000000000008,54,54,54,54,54,54,54,54,23.919873100237865,6,6,6,6,6,6,6,15.840000000000002,54,54,54,54,54,54,54,54,31.839873100237867,6,6,6,6,6,6,6,23.76,54,54,54,54,54,54,54,54,39.759873100237868,6,6,6,6,6,6,6,31.680000000000003,54,54,54,54,54,54,54,54,47.67987310023787,9.2908976265277516,6,6,6,6,6,6,39.6,54,54,54,54,54,54,54,54,54,17.210897626527753,6,6,6,6,6,6,54,54,54,54,54,54,0,null,0,0,null,null,"nej","nej",2.2749999999999999,0,0,null,0,null,30,40,"stiger","---","---","-","-",0,23.886930338446387,0,0,0,24,3.1337338002777777,null,null,null,null,null,null,null,null,null,null,null,null,null,null,0,{"$f":"INDEX(ID!$K$153:$K$176,D68+1)*INDEX(ID!$K$180:$K$191,$B68)","v":1},{"$f":"INDEX(ID!$L$153:$L$176,D68+1)*INDEX(ID!$K$180:$K$191,$B68)","v":1},0,0,{"$f":"ID!K276","v":0.23258000000000001},2.2679195753424657,0,{"$f":"ID!I276","v":1.2},null,null,0,-23.886930338446387,0,{"$f":"IF(elsalgtype=1,HK68*(GO68)*Elprissalg,IF(elsalgtype=2,ID!J276,\"elsalgtype ikke defineret\"))","v":17.676328450450328},null,null,null,1752,2991,3994,4701,5116,586.6,743.1,837.7,862.6,704.5,2102,3652,4905,5793,6356,131.19999999999999,129.19999999999999,125.8,121.1,110.4,131.19999999999999,129.19999999999999,125.8,121.1,110.4]
[59,1,3,10,3,1,0,3.08,5.3,{"$f":"IF(ID!$W$4=2,0,FBR!P69+FBR!Q69)","v":23.623984906898531},{"$f":"IF(ID!$W$4=2,0,FBR!R69+FBR!S69)","v":0},{"$f":"ID!H277","v":1},{"$f":"IF(ID!$Y$4=1,J69+K69,IF(ID!$Y$4=2,model!L69,\"error\"))","v":23.623984906898531},null,395.7,196.9,39.760000000000005,212.9,212.9,212.9,{"$f":"(1-ID!$AB$64)*O69*PV1W/1000000","v":52.628099999999989},{"$f":"(1-ID!$AB$65)*P69*PV2W/1000000","v":11.97152},{"$f":"(1-ID!$AB$66)*Q69*PV3W/1000000","v":0},{"$f":"(1-ID!$AB$67)*R69*PV4W/1000000","v":0},{"$f":"(1-ID!$AB$68)*S69*PV5W/1000000","v":0},{"$f":"(1-ID!$AB$69)*T69*PV6W/1000000","v":0},null,null,null,null,null,null,null,null,null,{"$f":"ID!L277","v":0},{"$f":"IF(ID!$K$70=\"ja\",AJ69,SUM(U69:Z69))","v":64.599619999999987},null,30,0,30,null,23.623984906898531,0,27,0,0,30,0,0,40.975635093101459,24,54,null,null,null,null,64.599619999999987,23.623984906898531,40.975635093101459,99,99,39.6,39.6,null,39.6,0,54,54,54,54,54,54,28.730119367484193,6,6,6,6,6,6,6,6,6,7.9200000000000008,54,54,54,54,54,54,36.650119367484194,6,6,6,6,6,6,6,6,6,15.840000000000002,54,54,54,54,54,54,44.570119367484196,7.9529427617914621,6,6,6,6,6,6,6,6,23.76,54,54,54,54,54,54,52.490119367484198,15.872942761791464,6,6,6,6,6,6,6,6,31.680000000000003,54,54,54,54,54,54,54,23.792942761791466,6,6,6,6,6,6,6,6,39.6,54,54,54,54,54,54,54,31.712942761791453,6,6,6,6,6,6,6,6,54,54,54,54,54,54,0,null,0,0,null,null,"nej","nej",2.2749999999999999,0,0,null,0,null,54,0,"stiger","---","---","-","-",0,16.975635093101456,0,0,0,24,2.7344929424305549,null,null,null,null,null,null,null,null,null,null,null,null,null,null,0,{"$f":"INDEX(ID!$K$153:$K$176,D69+1)*INDEX(ID!$K$180:$K$191,$B69)","v":1},{"$f":"INDEX(ID!$L$153:$L$176,D69+1)*INDEX(ID!$K$180:$K$191,$B69)","v":1},0,0,{"$f":"ID!K277","v":0.23086999999999999},2.2662095753424656,0,{"$f":"ID!I277","v":1.2},null,null,0,-16.975635093101456,0,{"$f":"IF(elsalgtype=1,HK69*(GO69)*Elprissalg,IF(elsalgtype=2,ID!J277,\"elsalgtype ikke defineret\"))","v":12.561969968895077},null,null,null,2129,3110,3875,4377,4519,1420,1751,1969,2058,1843,2160,3169,3957,4477,4633,472.5,417.1,397.6,371,308.7,472.5,417.1,397.6,371,308.7]
[60,1,3,11,3,1,0.01,3.08,5.3,{"$f":"IF(ID!$W$4=2,0,FBR!P70+FBR!Q70)","v":24.805184152243459},{"$f":"IF(ID!$W$4=2,0,FBR!R70+FBR!S70)","v":0},{"$f":"ID!H278","v":1},{"$f":"IF(ID!$Y$4=1,J70+K70,IF(ID!$Y$4=2,model!L70,\"error\"))","v":24.805184152243459},null,182.8,153.4,72.5,146.19999999999999,146.19999999999999,146.19999999999999,{"$f":"(1-ID!$AB$64)*O70*PV1W/1000000","v":24.3124},{"$f":"(1-ID!$AB$65)*P70*PV2W/1000000","v":9.3267199999999999},{"$f":"(1-ID!$AB$66)*Q70*PV3W/1000000","v":0},{"$f":"(1-ID!$AB$67)*R70*PV4W/1000000","v":0},{"$f":"(1-ID!$AB$68)*S70*PV5W/1000000","v":0},{"$f":"(1-ID!$AB$69)*T70*PV6W/1000000","v":0},null,null,null,null,null,null,null,null,null,{"$f":"ID!L278","v":0},{"$f":"IF(ID!$K$70=\"ja\",AJ70,SUM(U70:Z70))","v":33.639119999999998},null,54,0,54,null,24.805184152243459,0,48.6,0,0,54,0,0,8.8339358477565391,0,54,null,null,null,null,33.639119999999998,24.805184152243459,8.8339358477565391,99,99,39.6,39.6,null,39.6,0,54,54,54,52.556122409646449,43.056264276023285,11.754484274382733,6,6,6,6,6,6,6,6,6,6,7.9200000000000008,54,54,54,54,50.976264276023286,19.674484274382735,6,6,6,6,6,6,6,6,6,6,15.840000000000002,54,54,54,54,54,27.594484274382737,6,6,6,6,6,6,6,6,6,6,23.76,54,54,54,54,54,35.514484274382738,6,6,6,6,6,6,6,6,6,6,31.680000000000003,54,54,54,54,54,43.43448427438274,6.8173076686900203,6,6,6,6,6,6,6,6,6,39.6,54,54,54,54,54,51.354484274382727,14.737307668690008,6,6,6,6,6,6,6,6,6,54,54,54,54,54,54,0,null,0,0,null,null,"nej","nej",2.2749999999999999,0,0,null,0,null,54,0,"stiger","---","---","-","-",0,8.8339358477565391,0,0,0,0,1.3561326452380951,null,null,null,null,null,null,null,null,null,null,null,null,null,null,0,{"$f":"INDEX(ID!$K$153:$K$176,D70+1)*INDEX(ID!$K$180:$K$191,$B70)","v":1},{"$f":"INDEX(ID!$L$153:$L$176,D70+1)*INDEX(ID!$K$180:$K$191,$B70)","v":1},0,0,{"$f":"ID!K278","v":0.23057},2.2659095753424658,0,{"$f":"ID!I278","v":1.2},null,null,0,-8.8339358477565391,0,{"$f":"IF(elsalgtype=1,HK70*(GO70)*Elprissalg,IF(elsalgtype=2,ID!J278,\"elsalgtype ikke defineret\"))","v":6.5371125273398389},null,null,null,1462,1783,2009,2124,2010,1288,1446,1534,1543,1339,1395,1655,1828,1904,1755,975.7,843.4,725,652.6,492.1,975.7,843.4,725,652.6,492.1]
[61,1,3,12,3,1,0,3.6,4.5,{"$f":"IF(ID!$W$4=2,0,FBR!P71+FBR!Q71)","v":25.395783774915923},{"$f":"IF(ID!$W$4=2,0,FBR!R71+FBR!S71)","v":0},{"$f":"ID!H279","v":1},{"$f":"IF(ID!$Y$4=1,J71+K71,IF(ID!$Y$4=2,model!L71,\"error\"))","v":25.395783774915923},null,190.7,203.3,105,167.1,167.1,167.1,{"$f":"(1-ID!$AB$64)*O71*PV1W/1000000","v":25.363099999999999},{"$f":"(1-ID!$AB$65)*P71*PV2W/1000000","v":12.36064},{"$f":"(1-ID!$AB$66)*Q71*PV3W/1000000","v":0},{"$f":"(1-ID!$AB$67)*R71*PV4W/1000000","v":0},{"$f":"(1-ID!$AB$68)*S71*PV5W/1000000","v":0},{"$f":"(1-ID!$AB$69)*T71*PV6W/1000000","v":0},null,null,null,null,null,null,null,null,null,{"$f":"ID!L279","v":0},{"$f":"IF(ID!$K$70=\"ja\",AJ71,SUM(U71:Z71))","v":37.723739999999999},null,54,0,54,null,25.395783774915923,0,48.6,0,0,54,0,0,12.327956225084076,0,54,null,null,null,null,37.723739999999999,25.395783774915923,12.327956225084076,99,99,39.6,39.6,null,39.6,0,54,54,43.72218656188992,34.222328428266756,6,6,6,6,6,6,6,6,6,6,6,6,7.9200000000000008,54,54,51.642186561889922,42.142328428266758,10.840548426626199,6,6,6,6,6,6,6,6,6,6,6,15.840000000000002,54,54,54,50.06232842826676,18.760548426626201,6,6,6,6,6,6,6,6,6,6,6,23.76,54,54,54,54,26.680548426626203,6,6,6,6,6,6,6,6,6,6,6,31.680000000000003,54,54,54,54,34.600548426626204,6,6,6,6,6,6,6,6,6,6,6,39.6,54,54,54,54,42.520548426626192,6,6,6,6,6,6,6,6,6,6,6,54,54,54,54,54,54,0,null,0,0,null,null,"nej","nej",2.2749999999999999,0,0,null,0,null,54,22.565046895578707,"stiger","---","---","-","-",0,12.327956225084076,0,0,0,0,1.485433185852713,null,null,null,null,null,null,null,null,null,null,null,null,null,null,0,{"$f":"INDEX(ID!$K$153:$K$176,D71+1)*INDEX(ID!$K$180:$K$191,$B71)","v":1},{"$f":"INDEX(ID!$L$153:$L$176,D71+1)*INDEX(ID!$K$180:$K$191,$B71)","v":1},0,0,{"$f":"ID!K279","v":0.2293},2.2646395753424655,0,{"$f":"ID!I279","v":1.2},null,null,0,-12.327956225084076,0,{"$f":"IF(elsalgtype=1,HK71*(GO71)*Elprissalg,IF(elsalgtype=2,ID!J279,\"elsalgtype ikke defineret\"))","v":9.1226876065622164},null,null,null,1671,2087,2386,2549,2444,1542,1836,2033,2118,1946,1495,1747,1907,1963,1767,1182,1141,1050,914.2,538.70000000000005,1182,1141,1050,914.2,538.70000000000005]
[62,1,3,13,3,1,0,4.1100000000000003,4,{"$f":"IF(ID!$W$4=2,0,FBR!P72+FBR!Q72)","v":25.986383397588384},{"$f":"IF(ID!$W$4=2,0,FBR!R72+FBR!S72)","v":0},{"$f":"ID!H280","v":1},{"$f":"IF(ID!$Y$4=1,J72+K72,IF(ID!$Y$4=2,model!L72,\"error\"))","v":25.986383397588384},null,67.679999999999993,76.92,64.28,73.42,73.42,73.42,{"$f":"(1-ID!$AB$64)*O72*PV1W/1000000","v":9.0014399999999988},{"$f":"(1-ID!$AB$65)*P72*PV2W/1000000","v":4.676736},{"$f":"(1-ID!$AB$66)*Q72*PV3W/1000000","v":0},{"$f":"(1-ID!$AB$67)*R72*PV4W/1000000","v":0},{"$f":"(1-ID!$AB$68)*S72*PV5W/1000000","v":0},{"$f":"(1-ID!$AB$69)*T72*PV6W/1000000","v":0},null,null,null,null,null,null,null,null,null,{"$f":"ID!L280","v":0},{"$f":"IF(ID!$K$70=\"ja\",AJ72,SUM(U72:Z72))","v":13.678175999999999},null,54,0,54,null,13.678175999999999,12.308207397588385,48.6,12.308207397588385,1.2308207397588382,40.460971862652777,0,0,0,0,40.460971862652777,null,null,null,null,13.678175999999999,25.986383397588384,-12.308207397588385,99,99,39.6,39.6,null,39.6,0,41.691792602411617,31.39423033680584,21.894372203182677,6,6,6,6,6,6,6,6,6,6,6,6,6,7.9200000000000008,49.611792602411619,39.314230336805842,29.814372203182678,6,6,6,6,6,6,6,6,6,6,6,6,6,15.840000000000002,54,47.234230336805844,37.73437220318268,6.4325922015421284,6,6,6,6,6,6,6,6,6,6,6,6,23.76,54,54,45.654372203182675,14.352592201542123,6,6,6,6,6,6,6,6,6,6,6,6,31.680000000000003,54,54,53.574372203182676,22.272592201542125,6,6,6,6,6,6,6,6,6,6,6,6,39.6,54,54,54,30.192592201542112,6,6,6,6,6,6,6,6,6,6,6,6,41.691792602411617,49.611792602411619,54,54,54,54,0.2,null,7.9200000000000008,7.9200000000000008,null,null,"nej","nej",2.2749999999999999,0,7.9200000000000008,null,0,null,40.460971862652777,18.878864153610593,"falder","cyclus","---",57.434953104421297,"-",0,0,0,0,0,-13.539028137347223,0.52635935484848484,null,null,null,null,null,null,null,null,null,null,null,null,null,null,0,{"$f":"INDEX(ID!$K$153:$K$176,D72+1)*INDEX(ID!$K$180:$K$191,$B72)","v":1},{"$f":"INDEX(ID!$L$153:$L$176,D72+1)*INDEX(ID!$K$180:$K$191,$B72)","v":1},0,0,{"$f":"ID!K280","v":0.22847999999999999},2.2638195753424655,0,{"$f":"ID!I280","v":1.2},null,null,0,0,0,{"$f":"IF(elsalgtype=1,HK72*(GO72)*Elprissalg,IF(elsalgtype=2,ID!J280,\"elsalgtype ikke defineret\"))","v":0},null,null,null,734.2,774.2,783.3,760.7,634.79999999999995,729,764.2,769.2,743.4,614.9,695.3,698.9,676.8,630.5,485.6,682.8,674.8,642.79999999999995,589,438.2,682.8,674.8,642.79999999999995,589,438.2]
[63,1,3,14,3,1,8.9999999999999993E-3,4.1100000000000003,3.8,{"$f":"IF(ID!$W$4=2,0,FBR!P73+FBR!Q73)","v":27.758182265605775},{"$f":"IF(ID!$W$4=2,0,FBR!R73+FBR!S73)","v":0},{"$f":"ID!H281","v":1},{"$f":"IF(ID!$Y$4=1,J73+K73,IF(ID!$Y$4=2,model!L73,\"error\"))","v":27.758182265605775},null,68.38,137.6,94.55,84.1,84.1,84.1,{"$f":"(1-ID!$AB$64)*O73*PV1W/1000000","v":9.0945400000000003},{"$f":"(1-ID!$AB$65)*P73*PV2W/1000000","v":8.3660800000000002},{"$f":"(1-ID!$AB$66)*Q73*PV3W/1000000","v":0},{"$f":"(1-ID!$AB$67)*R73*PV4W/1000000","v":0},{"$f":"(1-ID!$AB$68)*S73*PV5W/1000000","v":0},{"$f":"(1-ID!$AB$69)*T73*PV6W/1000000","v":0},null,null,null,null,null,null,null,null,null,{"$f":"ID!L281","v":0},{"$f":"IF(ID!$K$70=\"ja\",AJ73,SUM(U73:Z73))","v":17.460619999999999},null,40.460971862652777,0,40.460971862652777,null,17.460619999999999,10.297562265605777,36.414874676387498,10.297562265605777,1.0297562265605775,29.133653370486421,0,0,0,0,29.133653370486421,null,null,null,null,17.460619999999999,27.758182265605775,-10.297562265605777,99,99,39.6,39.6,null,39.6,0,30.163409597047,20.663551463423836,6,6,6,6,6,6,6,6,6,6,6,6,6,6,7.9200000000000008,38.083409597047002,28.583551463423838,6,6,6,6,6,6,6,6,6,6,6,6,6,6,15.840000000000002,46.003409597047003,36.50355146342384,6,6,6,6,6,6,6,6,6,6,6,6,6,6,23.76,53.923409597046998,44.423551463423834,13.121771461783283,6,6,6,6,6,6,6,6,6,6,6,6,6,31.680000000000003,54,52.343551463423836,21.041771461783284,6,6,6,6,6,6,6,6,6,6,6,6,6,39.6,54,54,28.961771461783286,6,6,6,6,6,6,6,6,6,6,6,6,6,30.163409597047,38.083409597047002,46.003409597047003,53.923409597046998,54,54,0.6,null,23.76,23.76,null,null,"nej","nej",2.2749999999999999,0,23.76,null,0,null,29.133653370486421,17.416406578309136,"falder","---","---","-","-",0,0,0,0,0,-11.327318492166354,0.62902605916075649,null,null,null,null,null,null,null,null,null,null,null,null,null,null,0,{"$f":"INDEX(ID!$K$153:$K$176,D73+1)*INDEX(ID!$K$180:$K$191,$B73)","v":1},{"$f":"INDEX(ID!$L$153:$L$176,D73+1)*INDEX(ID!$K$180:$K$191,$B73)","v":1},0,0,{"$f":"ID!K281","v":0.22721},2.2625495753424656,0,{"$f":"ID!I281","v":1.2},null,null,0,0,0,{"$f":"IF(elsalgtype=1,HK73*(GO73)*Elprissalg,IF(elsalgtype=2,ID!J281,\"elsalgtype ikke defineret\"))","v":0},null,null,null,841,1084,1267,1375,1350,880.7,1161,1376,1509,1504,629.1,672.7,683.8,661.3,528.9,724.3,857.5,945.5,981.7,897,724.3,857.5,945.5,981.7,897]
[64,1,3,15,3,1,0,4.63,3,{"$f":"IF(ID!$W$4=2,0,FBR!P74+FBR!Q74)","v":29.529981133623163},{"$f":"IF(ID!$W$4=2,0,FBR!R74+FBR!S74)","v":0},{"$f":"ID!H282","v":1},{"$f":"IF(ID!$Y$4=1,J74+K74,IF(ID!$Y$4=2,model!L74,\"error\"))","v":29.529981133623163},null,6.8310000000000004,314.5,211.9,86.31,86.31,86.31,{"$f":"(1-ID!$AB$64)*O74*PV1W/1000000","v":0.90852299999999997},{"$f":"(1-ID!$AB$65)*P74*PV2W/1000000","v":19.121600000000001},{"$f":"(1-ID!$AB$66)*Q74*PV3W/1000000","v":0},{"$f":"(1-ID!$AB$67)*R74*PV4W/1000000","v":0},{"$f":"(1-ID!$AB$68)*S74*PV5W/1000000","v":0},{"$f":"(1-ID!$AB$69)*T74*PV6W/1000000","v":0},null,null,null,null,null,null,null,null,null,{"$f":"ID!L282","v":0},{"$f":"IF(ID!$K$70=\"ja\",AJ74,SUM(U74:Z74))","v":20.030123},null,29.133653370486421,0,29.133653370486421,null,20.030123,9.4998581336231638,26.220288033437779,9.4998581336231638,0.94998581336231613,18.683809423500939,0,0,0,0,18.683809423500939,null,null,null,null,20.030123,29.529981133623163,-9.4998581336231638,99,99,39.6,39.6,null,39.6,0,19.633795236863257,6,6,6,6,6,6,6,6,6,6,6,6,6,6,6,7.9200000000000008,27.553795236863259,6,6,6,6,6,6,6,6,6,6,6,6,6,6,6,15.840000000000002,35.473795236863261,6,6,6,6,6,6,6,6,6,6,6,6,6,6,6,23.76,43.393795236863255,12.0920152352227,6,6,6,6,6,6,6,6,6,6,6,6,6,6,31.680000000000003,51.313795236863257,20.012015235222702,6,6,6,6,6,6,6,6,6,6,6,6,6,6,39.6,54,27.932015235222703,6,6,6,6,6,6,6,6,6,6,6,6,6,6,19.633795236863257,27.553795236863259,35.473795236863261,43.393795236863255,51.313795236863257,54,0.8,null,31.680000000000003,31.680000000000003,null,null,"nej","nej",2.2749999999999999,0,31.680000000000003,null,0,null,18.683809423500939,19.828285548776549,"falder","---","---","-","-",0,0,0,0,0,-10.44984394698548,0.67829785970277778,null,null,null,null,null,null,null,null,null,null,null,null,null,null,0,{"$f":"INDEX(ID!$K$153:$K$176,D74+1)*INDEX(ID!$K$180:$K$191,$B74)","v":1},{"$f":"INDEX(ID!$L$153:$L$176,D74+1)*INDEX(ID!$K$180:$K$191,$B74)","v":1},0,0,{"$f":"ID!K282","v":0.22699},2.2623295753424655,0,{"$f":"ID!I282","v":1.2},null,null,0,0,0,{"$f":"IF(elsalgtype=1,HK74*(GO74)*Elprissalg,IF(elsalgtype=2,ID!J282,\"elsalgtype ikke defineret\"))","v":0},null,null,null,863.1,1652,2313,2799,3141,1171,2247,3145,3806,4292,66.260000000000005,68.760000000000005,68.31,0,0,792,1514,2119,2563,2870,792,1514,2119,2563,2870]
[65,1,3,16,3,1,0,5.14,2,{"$f":"IF(ID!$W$4=2,0,FBR!P75+FBR!Q75)","v":31.301780001640555},{"$f":"IF(ID!$W$4=2,0,FBR!R75+FBR!S75)","v":0},{"$f":"ID!H283","v":1},{"$f":"IF(ID!$Y$4=1,J75+K75,IF(ID!$Y$4=2,model!L75,\"error\"))","v":31.301780001640555},null,{"$f":"INDEX(PVY,$A75,Tag1søjle)/10","v":0},{"$f":"INDEX(PVY,$A75,tag2søjle)/10","v":0},{"$f":"INDEX(PVY,$A75,tag3søjle)/10","v":0},{"$f":"INDEX(PVY,$A75,tag4søjle)/10","v":0},{"$f":"INDEX(PVY,$A75,tag5søjle)/10","v":0},{"$f":"INDEX(PVY,$A75,tag6søjle)/10","v":0},{"$f":"(1-ID!$AB$64)*O75*PV1W/1000000","v":0},{"$f":"(1-ID!$AB$65)*P75*PV2W/1000000","v":0},{"$f":"(1-ID!$AB$66)*Q75*PV3W/1000000","v":0},{"$f":"(1-ID!$AB$67)*R75*PV4W/1000000","v":0},{"$f":"(1-ID!$AB$68)*S75*PV5W/1000000","v":0},{"$f":"(1-ID!$AB$69)*T75*PV6W/1000000","v":0},null,null,null,null,null,null,null,null,null,{"$f":"ID!L283","v":0},{"$f":"IF(ID!$K$70=\"ja\",AJ75,SUM(U75:Z75))","v":0},null,18.683809423500939,{"$f":"AM75*selfdischarge/(30.4*24)","v":0},18.683809423500939,null,0,31.301780001640555,{"$f":"(AO75*(effbatteri))","v":16.815428481150846},{"$f":"MIN(batinvpct*Maxbatteri,IF(MIN(AS75-Maxbatteri*minpctbatteri,AS75)<0,0,MIN(AS75-Maxbatteri*minpctbatteri,AR75)))","v":10.815428481150846},1.0815428481150844,{"$f":"AO75-AT75-AU75","v":6.7868380942350086},20.486351520489709,{"$f":"MIN(AW75,maxelkøb*INDEX(fakelkøb,(D75+1)))","v":20.486351520489709},0,{"$f":"MIN(IF(AY75+AV75<Maxbatteri*maxpctbatteri,AY75,Maxbatteri*maxpctbatteri-AO75),Maxbatteri*batinvpct)","v":0},6.7868380942350086,null,null,null,null,{"$f":"AK75","v":0},{"$f":"M75","v":31.301780001640555},-31.301780001640555,{"$f":"maxelkøb","v":99},78.513648479510294,{"$f":"maxelkøb*batinvpct","v":39.6},39.6,null,39.6,0,{"$f":"IF(BO75+$AM75+$BH75<Maxbatteri*minpctbatteri,Maxbatteri*minpctbatteri,IF(BO75+$AM75+$BH75>Maxbatteri*maxpctbatteri,Maxbatteri*maxpctbatteri,BO75+$AM75+$BH75))","v":6},{"$f":"IF(BO75+$AM75+$BH75+SUM($BH76)<Maxbatteri*minpctbatteri,Maxbatteri*minpctbatteri,IF(BO75+$AM75+$BH75+SUM($BH76)>Maxbatteri*maxpctbatteri,Maxbatteri*maxpctbatteri,BO75+$AM75+$BH75+SUM($BH76)))","v":6},{"$f":"IF(BO75+$AM75+$BH75+SUM($BH76:$BH77)<Maxbatteri*minpctbatteri,Maxbatteri*minpctbatteri,IF(BO75+$AM75+$BH75+SUM($BH76:$BH77)>Maxbatteri*maxpctbatteri,Maxbatteri*maxpctbatteri,BO75+$AM75+$BH75+SUM($BH76:$BH77)))","v":6},{"$f":"IF(BO75+$AM75+$BH75+SUM($BH76:$BH78)<Maxbatteri*minpctbatteri,Maxbatteri*minpctbatteri,IF(BO75+$AM75+$BH75+SUM($BH76:$BH78)>Maxbatteri*maxpctbatteri,Maxbatteri*maxpctbatteri,BO75+$AM75+$BH75+SUM($BH76:$BH78)))","v":6},{"$f":"IF(BO75+$AM75+$BH75+SUM($BH76:$BH79)<Maxbatteri*minpctbatteri,Maxbatteri*minpctbatteri,IF(BO75+$AM75+$BH75+SUM($BH76:$BH79)>Maxbatteri*maxpctbatteri,Maxbatteri*maxpctbatteri,BO75+$AM75+$BH75+SUM($BH76:$BH79)))","v":6},{"$f":"IF(BO75+$AM75+$BH75+SUM($BH76:$BH80)<Maxbatteri*minpctbatteri,Maxbatteri*minpctbatteri,IF(BO75+$AM75+$BH75+SUM($BH76:$BH80)>Maxbatteri*maxpctbatteri,Maxbatteri*maxpctbatteri,BO75+$AM75+$BH75+SUM($BH76:$BH80)))","v":6},{"$f":"IF(BO75+$AM75+$BH75+SUM($BH76:$BH81)<Maxbatteri*minpctbatteri,Maxbatteri*minpctbatteri,IF(BO75+$AM75+$BH75+SUM($BH76:$BH81)>Maxbatteri*maxpctbatteri,Maxbatteri*maxpctbatteri,BO75+$AM75+$BH75+SUM($BH76:$BH81)))","v":6},{"$f":"IF(BO75+$AM75+$BH75+SUM($BH76:$BH82)<Maxbatteri*minpctbatteri,Maxbatteri*minpctbatteri,IF(BO75+$AM75+$BH75+SUM($BH76:$BH82)>Maxbatteri*maxpctbatteri,Maxbatteri*maxpctbatteri,BO75+$AM75+$BH75+SUM($BH76:$BH82)))","v":6},{"$f":"IF(BO75+$AM75+$BH75+SUM($BH76:$BH83)<Maxbatteri*minpctbatteri,Maxbatteri*minpctbatteri,IF(BO75+$AM75+$BH75+SUM($BH76:$BH83)>Maxbatteri*maxpctbatteri,Maxbatteri*maxpctbatteri,BO75+$AM75+$BH75+SUM($BH76:$BH83)))","v":6},{"$f":"IF(BO75+$AM75+$BH75+SUM($BH76:$BH84)<Maxbatteri*minpctbatteri,Maxbatteri*minpctbatteri,IF(BO75+$AM75+$BH75+SUM($BH76:$BH84)>Maxbatteri*maxpctbatteri,Maxbatteri*maxpctbatteri,BO75+$AM75+$BH75+SUM($BH76:$BH84)))","v":6},{"$f":"IF(BO75+$AM75+$BH75+SUM($BH76:$BH85)<Maxbatteri*minpctbatteri,Maxbatteri*minpctbatteri,IF(BO75+$AM75+$BH75+SUM($BH76:$BH85)>Maxbatteri*maxpctbatteri,Maxbatteri*maxpctbatteri,BO75+$AM75+$BH75+SUM($BH76:$BH85)))","v":6},{"$f":"IF(BO75+$AM75+$BH75+SUM($BH76:$BH86)<Maxbatteri*minpctbatteri,Maxbatteri*minpctbatteri,IF(BO75+$AM75+$BH75+SUM($BH76:$BH86)>Maxbatteri*maxpctbatteri,Maxbatteri*maxpctbatteri,BO75+$AM75+$BH75+SUM($BH76:$BH86)))","v":6},{"$f":"IF($BO75+$AM75+$BH75+SUM($BH76:$BH87)<Maxbatteri*minpctbatteri,Maxbatteri*minpctbatteri,IF($BO75+$AM75+$BH75+SUM($BH76:$BH87)>Maxbatteri*maxpctbatteri,Maxbatteri*maxpctbatteri,$BO75+$AM75+$BH75+SUM($BH76:$BH87)))","v":6},{"$f":"IF($BO75+$AM75+$BH75+SUM($BH76:$BH88)<Maxbatteri*minpctbatteri,Maxbatteri*minpctbatteri,IF($BO75+$AM75+$BH75+SUM($BH76:$BH88)>Maxbatteri*maxpctbatteri,Maxbatteri*maxpctbatteri,$BO75+$AM75+$BH75+SUM($BH76:$BH88)))","v":6},{"$f":"IF($BO75+$AM75+$BH75+SUM($BH76:$BH89)<Maxbatteri*minpctbatteri,Maxbatteri*minpctbatteri,IF($BO75+$AM75+$BH75+SUM($BH76:$BH89)>Maxbatteri*maxpctbatteri,Maxbatteri*maxpctbatteri,$BO75+$AM75+$BH75+SUM($BH76:$BH89)))","v":6},{"$f":"IF($BO75+$AM75+$BH75+SUM($BH76:$BH90)<Maxbatteri*minpctbatteri,Maxbatteri*minpctbatteri,IF($BO75+$AM75+$BH75+SUM($BH76:$BH90)>Maxbatteri*maxpctbatteri,Maxbatteri*maxpctbatteri,$BO75+$AM75+$BH75+SUM($BH76:$BH90)))","v":6},7.9200000000000008,{"$f":"IF(CF75+$AM75+$BH75<Maxbatteri*minpctbatteri,Maxbatteri*minpctbatteri,IF(CF75+$AM75+$BH75>Maxbatteri*maxpctbatteri,Maxbatteri*maxpctbatteri,CF75+$AM75+$BH75))","v":6},{"$f":"IF(CF75+$AM75+$BH75+SUM($BH76)<Maxbatteri*minpctbatteri,Maxbatteri*minpctbatteri,IF(CF75+$AM75+$BH75+SUM($BH76)>Maxbatteri*maxpctbatteri,Maxbatteri*maxpctbatteri,CF75+$AM75+$BH75+SUM($BH76)))","v":6},{"$f":"IF(CF75+$AM75+$BH75+SUM($BH76:$BH77)<Maxbatteri*minpctbatteri,Maxbatteri*minpctbatteri,IF(CF75+$AM75+$BH75+SUM($BH76:$BH77)>Maxbatteri*maxpctbatteri,Maxbatteri*maxpctbatteri,CF75+$AM75+$BH75+SUM($BH76:$BH77)))","v":6},{"$f":"IF(CF75+$AM75+$BH75+SUM($BH76:$BH78)<Maxbatteri*minpctbatteri,Maxbatteri*minpctbatteri,IF(CF75+$AM75+$BH75+SUM($BH76:$BH78)>Maxbatteri*maxpctbatteri,Maxbatteri*maxpctbatteri,CF75+$AM75+$BH75+SUM($BH76:$BH78)))","v":6},{"$f":"IF(CF75+$AM75+$BH75+SUM($BH76:$BH79)<Maxbatteri*minpctbatteri,Maxbatteri*minpctbatteri,IF(CF75+$AM75+$BH75+SUM($BH76:$BH79)>Maxbatteri*maxpctbatteri,Maxbatteri*maxpctbatteri,CF75+$AM75+$BH75+SUM($BH76:$BH79)))","v":6},{"$f":"IF(CF75+$AM75+$BH75+SUM($BH76:$BH80)<Maxbatteri*minpctbatteri,Maxbatteri*minpctbatteri,IF(CF75+$AM75+$BH75+SUM($BH76:$BH80)>Maxbatteri*maxpctbatteri,Maxbatteri*maxpctbatteri,CF75+$AM75+$BH75+SUM($BH76:$BH80)))","v":6},{"$f":"IF(CF75+$AM75+$BH75+SUM($BH76:$BH81)<Maxbatteri*minpctbatteri,Maxbatteri*minpctbatteri,IF(CF75+$AM75+$BH75+SUM($BH76:$BH81)>Maxbatteri*maxpctbatteri,Maxbatteri*maxpctbatteri,CF75+$AM75+$BH75+SUM($BH76:$BH81)))","v":6},{"$f":"IF(CF75+$AM75+$BH75+SUM($BH76:$BH82)<Maxbatteri*minpctbatteri,Maxbatteri*minpctbatteri,IF(CF75+$AM75+$BH75+SUM($BH76:$BH82)>Maxbatteri*maxpctbatteri,Maxbatteri*maxpctbatteri,CF75+$AM75+$BH75+SUM($BH76:$BH82)))","v":6},{"$f":"IF(CF75+$AM75+$BH75+SUM($BH76:$BH83)<Maxbatteri*minpctbatteri,Maxbatteri*minpctbatteri,IF(CF75+$AM75+$BH75+SUM($BH76:$BH83)>Maxbatteri*maxpctbatteri,Maxbatteri*maxpctbatteri,CF75+$AM75+$BH75+SUM($BH76:$BH83)))","v":6},{"$f":"IF(CF75+$AM75+$BH75+SUM($BH76:$BH84)<Maxbatteri*minpctbatteri,Maxbatteri*minpctbatteri,IF(CF75+$AM75+$BH75+SUM($BH76:$BH84)>Maxbatteri*maxpctbatteri,Maxbatteri*maxpctbatteri,CF75+$AM75+$BH75+SUM($BH76:$BH84)))","v":6},{"$f":"IF(CF75+$AM75+$BH75+SUM($BH76:$BH85)<Maxbatteri*minpctbatteri,Maxbatteri*minpctbatteri,IF(CF75+$AM75+$BH75+SUM($BH76:$BH85)>Maxbatteri*maxpctbatteri,Maxbatteri*maxpctbatteri,CF75+$AM75+$BH75+SUM($BH76:$BH85)))","v":6},{"$f":"IF(CF75+$AM75+$BH75+SUM($BH76:$BH86)<Maxbatteri*minpctbatteri,Maxbatteri*minpctbatteri,IF(CF75+$AM75+$BH75+SUM($BH76:$BH86)>Maxbatteri*maxpctbatteri,Maxbatteri*maxpctbatteri,CF75+$AM75+$BH75+SUM($BH76:$BH86)))","v":6},{"$f":"IF($CF75+$AM75+$BH75+SUM($BH76:$BH87)<Maxbatteri*minpctbatteri,Maxbatteri*minpctbatteri,IF($CF75+$AM75+$BH75+SUM($BH76:$BH87)>Maxbatteri*maxpctbatteri,Maxbatteri*maxpctbatteri,$CF75+$AM75+$BH75+SUM($BH76:$BH87)))","v":6},{"$f":"IF($CF75+$AM75+$BH75+SUM($BH76:$BH88)<Maxbatteri*minpctbatteri,Maxbatteri*minpctbatteri,IF($CF75+$AM75+$BH75+SUM($BH76:$BH88)>Maxbatteri*maxpctbatteri,Maxbatteri*maxpctbatteri,$CF75+$AM75+$BH75+SUM($BH76:$BH88)))","v":6},{"$f":"IF($CF75+$AM75+$BH75+SUM($BH76:$BH89)<Maxbatteri*minpctbatteri,Maxbatteri*minpctbatteri,IF($CF75+$AM75+$BH75+SUM($BH76:$BH89)>Maxbatteri*maxpctbatteri,Maxbatteri*maxpctbatteri,$CF75+$AM75+$BH75+SUM($BH76:$BH89)))","v":6},{"$f":"IF($CF75+$AM75+$BH75+SUM($BH76:$BH90)<Maxbatteri*minpctbatteri,Maxbatteri*minpctbatteri,IF($CF75+$AM75+$BH75+SUM($BH76:$BH90)>Maxbatteri*maxpctbatteri,Maxbatteri*maxpctbatteri,$CF75+$AM75+$BH75+SUM($BH76:$BH90)))","v":6},15.840000000000002,{"$f":"IF(CW75+$AM75+$BH75<Maxbatteri*minpctbatteri,Maxbatteri*minpctbatteri,IF(CW75+$AM75+$BH75>Maxbatteri*maxpctbatteri,Maxbatteri*maxpctbatteri,CW75+$AM75+$BH75))","v":6},{"$f":"IF(CW75+$AM75+$BH75+SUM($BH76)<Maxbatteri*minpctbatteri,Maxbatteri*minpctbatteri,IF(CW75+$AM75+$BH75+SUM($BH76)>Maxbatteri*maxpctbatteri,Maxbatteri*maxpctbatteri,CW75+$AM75+$BH75+SUM($BH76)))","v":6},{"$f":"IF(CW75+$AM75+$BH75+SUM($BH76:$BH77)<Maxbatteri*minpctbatteri,Maxbatteri*minpctbatteri,IF(CW75+$AM75+$BH75+SUM($BH76:$BH77)>Maxbatteri*maxpctbatteri,Maxbatteri*maxpctbatteri,CW75+$AM75+$BH75+SUM($BH76:$BH77)))","v":6},{"$f":"IF(CW75+$AM75+$BH75+SUM($BH76:$BH78)<Maxbatteri*minpctbatteri,Maxbatteri*minpctbatteri,IF(CW75+$AM75+$BH75+SUM($BH76:$BH78)>Maxbatteri*maxpctbatteri,Maxbatteri*maxpctbatteri,CW75+$AM75+$BH75+SUM($BH76:$BH78)))","v":6},{"$f":"IF(CW75+$AM75+$BH75+SUM($BH76:$BH79)<Maxbatteri*minpctbatteri,Maxbatteri*minpctbatteri,IF(CW75+$AM75+$BH75+SUM($BH76:$BH79)>Maxbatteri*maxpctbatteri,Maxbatteri*maxpctbatteri,CW75+$AM75+$BH75+SUM($BH76:$BH79)))","v":6},{"$f":"IF(CW75+$AM75+$BH75+SUM($BH76:$BH80)<Maxbatteri*minpctbatteri,Maxbatteri*minpctbatteri,IF(CW75+$AM75+$BH75+SUM($BH76:$BH80)>Maxbatteri*maxpctbatteri,Maxbatteri*maxpctbatteri,CW75+$AM75+$BH75+SUM($BH76:$BH80)))","v":6},{"$f":"IF(CW75+$AM75+$BH75+SUM($BH76:$BH81)<Maxbatteri*minpctbatteri,Maxbatteri*minpctbatteri,IF(CW75+$AM75+$BH75+SUM($BH76:$BH81)>Maxbatteri*maxpctbatteri,Maxbatteri*maxpctbatteri,CW75+$AM75+$BH75+SUM($BH76:$BH81)))","v":6},{"$f":"IF(CW75+$AM75+$BH75+SUM($BH76:$BH82)<Maxbatteri*minpctbatteri,Maxbatteri*minpctbatteri,IF(CW75+$AM75+$BH75+SUM($BH76:$BH82)>Maxbatteri*maxpctbatteri,Maxbatteri*maxpctbatteri,CW75+$AM75+$BH75+SUM($BH76:$BH82)))","v":6},{"$f":"IF(CW75+$AM75+$BH75+SUM($BH76:$BH83)<Maxbatteri*minpctbatteri,Maxbatteri*minpctbatteri,IF(CW75+$AM75+$BH75+SUM($BH76:$BH83)>Maxbatteri*maxpctbatteri,Maxbatteri*maxpctbatteri,CW75+$AM75+$BH75+SUM($BH76:$BH83)))","v":6},{"$f":"IF(CW75+$AM75+$BH75+SUM($BH76:$BH84)<Maxbatteri*minpctbatteri,Maxbatteri*minpctbatteri,IF(CW75+$AM75+$BH75+SUM($BH76:$BH84)>Maxbatteri*maxpctbatteri,Maxbatteri*maxpctbatteri,CW75+$AM75+$BH75+SUM($BH76:$BH84)))","v":6},{"$f":"IF(CW75+$AM75+$BH75+SUM($BH76:$BH85)<Maxbatteri*minpctbatteri,Maxbatteri*minpctbatteri,IF(CW75+$AM75+$BH75+SUM($BH76:$BH85)>Maxbatteri*maxpctbatteri,Maxbatteri*maxpctbatteri,CW75+$AM75+$BH75+SUM($BH76:$BH85)))","v":6},{"$f":"IF(CW75+$AM75+$BH75+SUM($BH76:$BH86)<Maxbatteri*minpctbatteri,Maxbatteri*minpctbatteri,IF(CW75+$AM75+$BH75+SUM($BH76:$BH86)>Maxbatteri*maxpctbatteri,Maxbatteri*maxpctbatteri,CW75+$AM75+$BH75+SUM($BH76:$BH86)))","v":6},{"$f":"IF($CW75+$AM75+$BH75+SUM($BH76:$BH87)<Maxbatteri*minpctbatteri,Maxbatteri*minpctbatteri,IF($CW75+$AM75+$BH75+SUM($BH76:$BH87)>Maxbatteri*maxpctbatteri,Maxbatteri*maxpctbatteri,$CW75+$AM75+$BH75+SUM($BH76:$BH87)))","v":6},{"$f":"IF($CW75+$AM75+$BH75+SUM($BH76:$BH88)<Maxbatteri*minpctbatteri,Maxbatteri*minpctbatteri,IF($CW75+$AM75+$BH75+SUM($BH76:$BH88)>Maxbatteri*maxpctbatteri,Maxbatteri*maxpctbatteri,$CW75+$AM75+$BH75+SUM($BH76:$BH88)))","v":6},{"$f":"IF($CW75+$AM75+$BH75+SUM($BH76:$BH89)<Maxbatteri*minpctbatteri,Maxbatteri*minpctbatteri,IF($CW75+$AM75+$BH75+SUM($BH76:$BH89)>Maxbatteri*maxpctbatteri,Maxbatteri*maxpctbatteri,$CW75+$AM75+$BH75+SUM($BH76:$BH89)))","v":6},{"$f":"IF($CW75+$AM75+$BH75+SUM($BH76:$BH90)<Maxbatteri*minpctbatteri,Maxbatteri*minpctbatteri,IF($CW75+$AM75+$BH75+SUM($BH76:$BH90)>Maxbatteri*maxpctbatteri,Maxbatteri*maxpctbatteri,$CW75+$AM75+$BH75+SUM($BH76:$BH90)))","v":6},23.76,{"$f":"IF(DN75+$AM75+$BH75<Maxbatteri*minpctbatteri,Maxbatteri*minpctbatteri,IF(DN75+$AM75+$BH75>Maxbatteri*maxpctbatteri,Maxbatteri*maxpctbatteri,DN75+$AM75+$BH75))","v":11.142029421860382},{"$f":"IF(DN75+$AM75+$BH75+SUM($BH76)<Maxbatteri*minpctbatteri,Maxbatteri*minpctbatteri,IF(DN75+$AM75+$BH75+SUM($BH76)>Maxbatteri*maxpctbatteri,Maxbatteri*maxpctbatteri,DN75+$AM75+$BH75+SUM($BH76)))","v":6},{"$f":"IF(DN75+$AM75+$BH75+SUM($BH76:$BH77)<Maxbatteri*minpctbatteri,Maxbatteri*minpctbatteri,IF(DN75+$AM75+$BH75+SUM($BH76:$BH77)>Maxbatteri*maxpctbatteri,Maxbatteri*maxpctbatteri,DN75+$AM75+$BH75+SUM($BH76:$BH77)))","v":6},{"$f":"IF(DN75+$AM75+$BH75+SUM($BH76:$BH78)<Maxbatteri*minpctbatteri,Maxbatteri*minpctbatteri,IF(DN75+$AM75+$BH75+SUM($BH76:$BH78)>Maxbatteri*maxpctbatteri,Maxbatteri*maxpctbatteri,DN75+$AM75+$BH75+SUM($BH76:$BH78)))","v":6},{"$f":"IF(DN75+$AM75+$BH75+SUM($BH76:$BH79)<Maxbatteri*minpctbatteri,Maxbatteri*minpctbatteri,IF(DN75+$AM75+$BH75+SUM($BH76:$BH79)>Maxbatteri*maxpctbatteri,Maxbatteri*maxpctbatteri,DN75+$AM75+$BH75+SUM($BH76:$BH79)))","v":6},{"$f":"IF(DN75+$AM75+$BH75+SUM($BH76:$BH80)<Maxbatteri*minpctbatteri,Maxbatteri*minpctbatteri,IF(DN75+$AM75+$BH75+SUM($BH76:$BH80)>Maxbatteri*maxpctbatteri,Maxbatteri*maxpctbatteri,DN75+$AM75+$BH75+SUM($BH76:$BH80)))","v":6},{"$f":"IF(DN75+$AM75+$BH75+SUM($BH76:$BH81)<Maxbatteri*minpctbatteri,Maxbatteri*minpctbatteri,IF(DN75+$AM75+$BH75+SUM($BH76:$BH81)>Maxbatteri*maxpctbatteri,Maxbatteri*maxpctbatteri,DN75+$AM75+$BH75+SUM($BH76:$BH81)))","v":6},{"$f":"IF(DN75+$AM75+$BH75+SUM($BH76:$BH82)<Maxbatteri*minpctbatteri,Maxbatteri*minpctbatteri,IF(DN75+$AM75+$BH75+SUM($BH76:$BH82)>Maxbatteri*maxpctbatteri,Maxbatteri*maxpctbatteri,DN75+$AM75+$BH75+SUM($BH76:$BH82)))","v":6},{"$f":"IF(DN75+$AM75+$BH75+SUM($BH76:$BH83)<Maxbatteri*minpctbatteri,Maxbatteri*minpctbatteri,IF(DN75+$AM75+$BH75+SUM($BH76:$BH83)>Maxbatteri*maxpctbatteri,Maxbatteri*maxpctbatteri,DN75+$AM75+$BH75+SUM($BH76:$BH83)))","v":6},{"$f":"IF(DN75+$AM75+$BH75+SUM($BH76:$BH84)<Maxbatteri*minpctbatteri,Maxbatteri*minpctbatteri,IF(DN75+$AM75+$BH75+SUM($BH76:$BH84)>Maxbatteri*maxpctbatteri,Maxbatteri*maxpctbatteri,DN75+$AM75+$BH75+SUM($BH76:$BH84)))","v":6},{"$f":"IF(DN75+$AM75+$BH75+SUM($BH76:$BH85)<Maxbatteri*minpctbatteri,Maxbatteri*minpctbatteri,IF(DN75+$AM75+$BH75+SUM($BH76:$BH85)>Maxbatteri*maxpctbatteri,Maxbatteri*maxpctbatteri,DN75+$AM75+$BH75+SUM($BH76:$BH85)))","v":6},{"$f":"IF(DN75+$AM75+$BH75+SUM($BH76:$BH86)<Maxbatteri*minpctbatteri,Maxbatteri*minpctbatteri,IF(DN75+$AM75+$BH75+SUM($BH76:$BH86)>Maxbatteri*maxpctbatteri,Maxbatteri*maxpctbatteri,DN75+$AM75+$BH75+SUM($BH76:$BH86)))","v":6},{"$f":"IF($DN75+$AM75+$BH75+SUM($BH76:$BH87)<Maxbatteri*minpctbatteri,Maxbatteri*minpctbatteri,IF($DN75+$AM75+$BH75+SUM($BH76:$BH87)>Maxbatteri*maxpctbatteri,Maxbatteri*maxpctbatteri,$DN75+$AM75+$BH75+SUM($BH76:$BH87)))","v":6},{"$f":"IF($DN75+$AM75+$BH75+SUM($BH76:$BH88)<Maxbatteri*minpctbatteri,Maxbatteri*minpctbatteri,IF($DN75+$AM75+$BH75+SUM($BH76:$BH88)>Maxbatteri*maxpctbatteri,Maxbatteri*maxpctbatteri,$DN75+$AM75+$BH75+SUM($BH76:$BH88)))","v":6},{"$f":"IF($DN75+$AM75+$BH75+SUM($BH76:$BH89)<Maxbatteri*minpctbatteri,Maxbatteri*minpctbatteri,IF($DN75+$AM75+$BH75+SUM($BH76:$BH89)>Maxbatteri*maxpctbatteri,Maxbatteri*maxpctbatteri,$DN75+$AM75+$BH75+SUM($BH76:$BH89)))","v":6},{"$f":"IF($DN75+$AM75+$BH75+SUM($BH76:$BH90)<Maxbatteri*minpctbatteri,Maxbatteri*minpctbatteri,IF($DN75+$AM75+$BH75+SUM($BH76:$BH90)>Maxbatteri*maxpctbatteri,Maxbatteri*maxpctbatteri,$DN75+$AM75+$BH75+SUM($BH76:$BH90)))","v":6},{"$f":"BN75*EE$10","v":31.680000000000003},{"$f":"IF(EE75+$AM75+$BH75<Maxbatteri*minpctbatteri,Maxbatteri*minpctbatteri,IF(EE75+$AM75+$BH75>Maxbatteri*maxpctbatteri,Maxbatteri*maxpctbatteri,EE75+$AM75+$BH75))","v":19.062029421860384},{"$f":"IF(EE75+$AM75+$BH75+SUM($BH76)<Maxbatteri*minpctbatteri,Maxbatteri*minpctbatteri,IF(EE75+$AM75+$BH75+SUM($BH76)>Maxbatteri*maxpctbatteri,Maxbatteri*maxpctbatteri,EE75+$AM75+$BH75+SUM($BH76)))","v":6},{"$f":"IF(EE75+$AM75+$BH75+SUM($BH76:$BH77)<Maxbatteri*minpctbatteri,Maxbatteri*minpctbatteri,IF(EE75+$AM75+$BH75+SUM($BH76:$BH77)>Maxbatteri*maxpctbatteri,Maxbatteri*maxpctbatteri,EE75+$AM75+$BH75+SUM($BH76:$BH77)))","v":6},{"$f":"IF(EE75+$AM75+$BH75+SUM($BH76:$BH78)<Maxbatteri*minpctbatteri,Maxbatteri*minpctbatteri,IF(EE75+$AM75+$BH75+SUM($BH76:$BH78)>Maxbatteri*maxpctbatteri,Maxbatteri*maxpctbatteri,EE75+$AM75+$BH75+SUM($BH76:$BH78)))","v":6},{"$f":"IF(EE75+$AM75+$BH75+SUM($BH76:$BH79)<Maxbatteri*minpctbatteri,Maxbatteri*minpctbatteri,IF(EE75+$AM75+$BH75+SUM($BH76:$BH79)>Maxbatteri*maxpctbatteri,Maxbatteri*maxpctbatteri,EE75+$AM75+$BH75+SUM($BH76:$BH79)))","v":6},{"$f":"IF(EE75+$AM75+$BH75+SUM($BH76:$BH80)<Maxbatteri*minpctbatteri,Maxbatteri*minpctbatteri,IF(EE75+$AM75+$BH75+SUM($BH76:$BH80)>Maxbatteri*maxpctbatteri,Maxbatteri*maxpctbatteri,EE75+$AM75+$BH75+SUM($BH76:$BH80)))","v":6},{"$f":"IF(EE75+$AM75+$BH75+SUM($BH76:$BH81)<Maxbatteri*minpctbatteri,Maxbatteri*minpctbatteri,IF(EE75+$AM75+$BH75+SUM($BH76:$BH81)>Maxbatteri*maxpctbatteri,Maxbatteri*maxpctbatteri,EE75+$AM75+$BH75+SUM($BH76:$BH81)))","v":6},{"$f":"IF(EE75+$AM75+$BH75+SUM($BH76:$BH82)<Maxbatteri*minpctbatteri,Maxbatteri*minpctbatteri,IF(EE75+$AM75+$BH75+SUM($BH76:$BH82)>Maxbatteri*maxpctbatteri,Maxbatteri*maxpctbatteri,EE75+$AM75+$BH75+SUM($BH76:$BH82)))","v":6},{"$f":"IF(EE75+$AM75+$BH75+SUM($BH76:$BH83)<Maxbatteri*minpctbatteri,Maxbatteri*minpctbatteri,IF(EE75+$AM75+$BH75+SUM($BH76:$BH83)>Maxbatteri*maxpctbatteri,Maxbatteri*maxpctbatteri,EE75+$AM75+$BH75+SUM($BH76:$BH83)))","v":6},{"$f":"IF(EE75+$AM75+$BH75+SUM($BH76:$BH84)<Maxbatteri*minpctbatteri,Maxbatteri*minpctbatteri,IF(EE75+$AM75+$BH75+SUM($BH76:$BH84)>Maxbatteri*maxpctbatteri,Maxbatteri*maxpctbatteri,EE75+$AM75+$BH75+SUM($BH76:$BH84)))","v":6},{"$f":"IF(EE75+$AM75+$BH75+SUM($BH76:$BH85)<Maxbatteri*minpctbatteri,Maxbatteri*minpctbatteri,IF(EE75+$AM75+$BH75+SUM($BH76:$BH85)>Maxbatteri*maxpctbatteri,Maxbatteri*maxpctbatteri,EE75+$AM75+$BH75+SUM($BH76:$BH85)))","v":6},{"$f":"IF(EE75+$AM75+$BH75+SUM($BH76:$BH86)<Maxbatteri*minpctbatteri,Maxbatteri*minpctbatteri,IF(EE75+$AM75+$BH75+SUM($BH76:$BH86)>Maxbatteri*maxpctbatteri,Maxbatteri*maxpctbatteri,EE75+$AM75+$BH75+SUM($BH76:$BH86)))","v":6},{"$f":"IF($EE75+$AM75+$BH75+SUM($BH76:$BH87)<Maxbatteri*minpctbatteri,Maxbatteri*minpctbatteri,IF($EE75+$AM75+$BH75+SUM($BH76:$BH87)>Maxbatteri*maxpctbatteri,Maxbatteri*maxpctbatteri,$EE75+$AM75+$BH75+SUM($BH76:$BH87)))","v":6},{"$f":"IF($EE75+$AM75+$BH75+SUM($BH76:$BH88)<Maxbatteri*minpctbatteri,Maxbatteri*minpctbatteri,IF($EE75+$AM75+$BH75+SUM($BH76:$BH88)>Maxbatteri*maxpctbatteri,Maxbatteri*maxpctbatteri,$EE75+$AM75+$BH75+SUM($BH76:$BH88)))","v":6},{"$f":"IF($EE75+$AM75+$BH75+SUM($BH76:$BH89)<Maxbatteri*minpctbatteri,Maxbatteri*minpctbatteri,IF($EE75+$AM75+$BH75+SUM($BH76:$BH89)>Maxbatteri*maxpctbatteri,Maxbatteri*maxpctbatteri,$EE75+$AM75+$BH75+SUM($BH76:$BH89)))","v":6},{"$f":"IF($EE75+$AM75+$BH75+SUM($BH76:$BH90)<Maxbatteri*minpctbatteri,Maxbatteri*minpctbatteri,IF($EE75+$AM75+$BH75+SUM($BH76:$BH90)>Maxbatteri*maxpctbatteri,Maxbatteri*maxpctbatteri,$EE75+$AM75+$BH75+SUM($BH76:$BH90)))","v":6},{"$f":"BN75*EV$10","v":39.6},{"$f":"IF(EV75+$AM75+$BH75<Maxbatteri*minpctbatteri,Maxbatteri*minpctbatteri,IF(EV75+$AM75+$BH75>Maxbatteri*maxpctbatteri,Maxbatteri*maxpctbatteri,EV75+$AM75+$BH75))","v":26.982029421860386},{"$f":"IF(EV75+$AM75+$BH75+SUM($BH76)<Maxbatteri*minpctbatteri,Maxbatteri*minpctbatteri,IF(EV75+$AM75+$BH75+SUM($BH76)>Maxbatteri*maxpctbatteri,Maxbatteri*maxpctbatteri,EV75+$AM75+$BH75+SUM($BH76)))","v":6},{"$f":"IF(EV75+$AM75+$BH75+SUM($BH76:$BH77)<Maxbatteri*minpctbatteri,Maxbatteri*minpctbatteri,IF(EV75+$AM75+$BH75+SUM($BH76:$BH77)>Maxbatteri*maxpctbatteri,Maxbatteri*maxpctbatteri,EV75+$AM75+$BH75+SUM($BH76:$BH77)))","v":6},{"$f":"IF(EV75+$AM75+$BH75+SUM($BH76:$BH78)<Maxbatteri*minpctbatteri,Maxbatteri*minpctbatteri,IF(EV75+$AM75+$BH75+SUM($BH76:$BH78)>Maxbatteri*maxpctbatteri,Maxbatteri*maxpctbatteri,EV75+$AM75+$BH75+SUM($BH76:$BH78)))","v":6},{"$f":"IF(EV75+$AM75+$BH75+SUM($BH76:$BH79)<Maxbatteri*minpctbatteri,Maxbatteri*minpctbatteri,IF(EV75+$AM75+$BH75+SUM($BH76:$BH79)>Maxbatteri*maxpctbatteri,Maxbatteri*maxpctbatteri,EV75+$AM75+$BH75+SUM($BH76:$BH79)))","v":6},{"$f":"IF(EV75+$AM75+$BH75+SUM($BH76:$BH80)<Maxbatteri*minpctbatteri,Maxbatteri*minpctbatteri,IF(EV75+$AM75+$BH75+SUM($BH76:$BH80)>Maxbatteri*maxpctbatteri,Maxbatteri*maxpctbatteri,EV75+$AM75+$BH75+SUM($BH76:$BH80)))","v":6},{"$f":"IF(EV75+$AM75+$BH75+SUM($BH76:$BH81)<Maxbatteri*minpctbatteri,Maxbatteri*minpctbatteri,IF(EV75+$AM75+$BH75+SUM($BH76:$BH81)>Maxbatteri*maxpctbatteri,Maxbatteri*maxpctbatteri,EV75+$AM75+$BH75+SUM($BH76:$BH81)))","v":6},{"$f":"IF(EV75+$AM75+$BH75+SUM($BH76:$BH82)<Maxbatteri*minpctbatteri,Maxbatteri*minpctbatteri,IF(EV75+$AM75+$BH75+SUM($BH76:$BH82)>Maxbatteri*maxpctbatteri,Maxbatteri*maxpctbatteri,EV75+$AM75+$BH75+SUM($BH76:$BH82)))","v":6},{"$f":"IF(EV75+$AM75+$BH75+SUM($BH76:$BH83)<Maxbatteri*minpctbatteri,Maxbatteri*minpctbatteri,IF(EV75+$AM75+$BH75+SUM($BH76:$BH83)>Maxbatteri*maxpctbatteri,Maxbatteri*maxpctbatteri,EV75+$AM75+$BH75+SUM($BH76:$BH83)))","v":6},{"$f":"IF(EV75+$AM75+$BH75+SUM($BH76:$BH84)<Maxbatteri*minpctbatteri,Maxbatteri*minpctbatteri,IF(EV75+$AM75+$BH75+SUM($BH76:$BH84)>Maxbatteri*maxpctbatteri,Maxbatteri*maxpctbatteri,EV75+$AM75+$BH75+SUM($BH76:$BH84)))","v":6},{"$f":"IF(EV75+$AM75+$BH75+SUM($BH76:$BH85)<Maxbatteri*minpctbatteri,Maxbatteri*minpctbatteri,IF(EV75+$AM75+$BH75+SUM($BH76:$BH85)>Maxbatteri*maxpctbatteri,Maxbatteri*maxpctbatteri,EV75+$AM75+$BH75+SUM($BH76:$BH85)))","v":6},{"$f":"IF(EV75+$AM75+$BH75+SUM($BH76:$BH86)<Maxbatteri*minpctbatteri,Maxbatteri*minpctbatteri,IF(EV75+$AM75+$BH75+SUM($BH76:$BH86)>Maxbatteri*maxpctbatteri,Maxbatteri*maxpctbatteri,EV75+$AM75+$BH75+SUM($BH76:$BH86)))","v":6},{"$f":"IF($EV75+$AM75+$BH75+SUM($BH76:$BH87)<Maxbatteri*minpctbatteri,Maxbatteri*minpctbatteri,IF($EV75+$AM75+$BH75+SUM($BH76:$BH87)>Maxbatteri*maxpctbatteri,Maxbatteri*maxpctbatteri,$EV75+$AM75+$BH75+SUM($BH76:$BH87)))","v":6},{"$f":"IF($EV75+$AM75+$BH75+SUM($BH76:$BH88)<Maxbatteri*minpctbatteri,Maxbatteri*minpctbatteri,IF($EV75+$AM75+$BH75+SUM($BH76:$BH88)>Maxbatteri*maxpctbatteri,Maxbatteri*maxpctbatteri,$EV75+$AM75+$BH75+SUM($BH76:$BH88)))","v":6},{"$f":"IF($EV75+$AM75+$BH75+SUM($BH76:$BH89)<Maxbatteri*minpctbatteri,Maxbatteri*minpctbatteri,IF($EV75+$AM75+$BH75+SUM($BH76:$BH89)>Maxbatteri*maxpctbatteri,Maxbatteri*maxpctbatteri,$EV75+$AM75+$BH75+SUM($BH76:$BH89)))","v":6},{"$f":"IF($EV75+$AM75+$BH75+SUM($BH76:$BH90)<Maxbatteri*minpctbatteri,Maxbatteri*minpctbatteri,IF($EV75+$AM75+$BH75+SUM($BH76:$BH90)>Maxbatteri*maxpctbatteri,Maxbatteri*maxpctbatteri,$EV75+$AM75+$BH75+SUM($BH76:$BH90)))","v":6},6,6,6,11.142029421860382,19.062029421860384,26.982029421860386,{"$f":"IF(FM75=Maxbatteri*maxpctbatteri,0,IF(FN75=Maxbatteri*maxpctbatteri,0,IF(FO75=Maxbatteri*maxpctbatteri,0.2,IF(FP75=Maxbatteri*maxpctbatteri,0.4,IF(FQ75=Maxbatteri*maxpctbatteri,0.6,IF(FR75=Maxbatteri*maxpctbatteri,0.8,1))))))","v":1},null,{"$f":"FS75*BN75","v":39.6},{"$f":"MIN(Maxbatteri*maxpctbatteri-BA75,FS75*BN75)","v":39.6},null,null,{"$f":"IF(batstyr1=1,\"ja\",\"nej\")","v":"nej"},{"$f":"IF(GA75<Elpriskøb,\"ja\",\"nej\")","v":"nej"},{"$f":"IF(elpristype=1,HJ75*Elpriskøb,IF(elpristype=2,HO75,\"elpristype ikke defineret\"))","v":2.2749999999999999},0,39.6,null,{"$f":"IF(batstyr1=1,GB75,IF(batstyr1=2,GC75,IF(batstyr1=0,0,\"error\")))","v":0},null,{"$f":"BA75+GE75","v":6.7868380942350086},0.19828285548776434,{"$f":"IF(GG75-GG74>Maxbatteri*0.01,\"stiger\",IF(-GG75+GG74>Maxbatteri*0.01,\"falder\",GI74))","v":"falder"},{"$f":"IF(AND(GI74=\"stiger\",GI75=\"falder\"),\"cyclus\",\"---\")","v":"---"},{"$f":"IF(AND(GI74=\"falder\",GI75=\"stiger\"),\"cyclus\",\"---\")","v":"---"},"-","-",{"$f":"M75-AQ75-AT75-AX75","v":0},{"$f":"MIN(AK75-AZ75-AQ75,maxelsalg*INDEX(fakelsalg,D75+1))","v":0},{"$f":"AK75-AQ75-AZ75-GO75","v":0},{"$f":"AK75-AZ75-GP75-GO75-AQ75","v":0},{"$f":"M75-AQ75-AT75-GN75-AX75","v":0},{"$f":"-AN75+AZ75-AT75-AU75+GE75","v":-11.896971329265931},{"$f":"(AK75-GP75)/M75","v":0},null,null,null,null,null,null,null,null,null,null,null,null,null,null,{"$f":"AX75+GE75","v":20.486351520489709},{"$f":"INDEX(ID!$K$153:$K$176,D75+1)*INDEX(ID!$K$180:$K$191,$B75)","v":1},{"$f":"INDEX(ID!$L$153:$L$176,D75+1)*INDEX(ID!$K$180:$K$191,$B75)","v":1},{"$f":"HJ75*HI75*Elpriskøb","v":46.606449709114088},46.606449709114088,{"$f":"ID!K283","v":0.23003999999999999},{"$f":"Elpriskøb-$HN$9+HN75","v":2.2653795753424655},46.409362307803448,{"$f":"ID!I283","v":1.2},null,null,{"$f":"IF(elpristype=1,HM75,IF(elpristype=2,HP75,IF(elpristype=3,HQ75,\"elpristype ikke defineret\")))","v":46.606449709114088},{"$f":"AX75+GE75-GO75","v":20.486351520489709},{"$f":"IF(elpristype=1,HI75*CO2el1,IF(elpristype=2,HI75*HI75*CO2el2,IF(elpristype=3,HI75*HI75*CO2el3,\"type ikke valgt endnu\")))/1000","v":5.900069237901036},{"$f":"IF(elsalgtype=1,HK75*(GO75)*Elprissalg,IF(elsalgtype=2,ID!J283,\"elsalgtype ikke defineret\"))","v":0},null,null,null,0,0,0,0,0,0,0,0,0,0,0,0,0,0,0,0,0,0,0,0,0,0,0,0,0]
[{"$f":"A75+1","v":66},1,3,17,3,1,0,5.65,1.8,{"$f":"IF(ID!$W$4=2,0,FBR!P76+FBR!Q76)","v":36.617176605692727},{"$f":"IF(ID!$W$4=2,0,FBR!R76+FBR!S76)","v":0},{"$f":"ID!H284","v":1},{"$f":"IF(ID!$Y$4=1,J76+K76,IF(ID!$Y$4=2,model!L76,\"error\"))","v":36.617176605692727},null,0,0,0,0,0,0,{"$f":"(1-ID!$AB$64)*O76*PV1W/1000000","v":0},{"$f":"(1-ID!$AB$65)*P76*PV2W/1000000","v":0},{"$f":"(1-ID!$AB$66)*Q76*PV3W/1000000","v":0},{"$f":"(1-ID!$AB$67)*R76*PV4W/1000000","v":0},{"$f":"(1-ID!$AB$68)*S76*PV5W/1000000","v":0},{"$f":"(1-ID!$AB$69)*T76*PV6W/1000000","v":0},null,null,null,null,null,null,null,null,null,{"$f":"ID!L284","v":0},{"$f":"IF(ID!$K$70=\"ja\",AJ76,SUM(U76:Z76))","v":0},null,{"$f":"GG75","v":6.7868380942350086},0,{"$f":"AM76-AN76","v":6.7868380942350086},null,{"$f":"MIN(AK76,M76)","v":0},{"$f":"M76-AQ76","v":36.617176605692727},6.1081542848115076,0.10815428481150757,{"$f":"(1-effbatteri)*AT76","v":1.0815428481150755E-2},6.66786838094235,{"$f":"M76-AT76-AQ76","v":36.509022320881222},36.509022320881222,{"$f":"AK76-AQ76","v":0},0,{"$f":"AV76+AZ76","v":6.66786838094235},null,null,null,null,0,36.617176605692727,-36.617176605692727,99,{"$f":"BI76-AX76","v":62.490977679118778},39.6,{"$f":"MIN(BJ76,BK76)","v":39.6},null,{"$f":"BL76","v":39.6},{"$f":"BN76*BO75","v":0},6,6,6,6,6,6,6,6,6,6,6,6,6,6,6,6,{"$f":"BN76*CF$10","v":7.9200000000000008},6,6,6,6,6,6,6,6,6,6,6,6,6,6,6,6,{"$f":"BN76*CW$10","v":15.840000000000002},6,6,6,6,6,6,6,6,6,6,6,6,6,6,6,6,{"$f":"BN76*DN$10","v":23.76},6,6,6,6,6,6,6,6,6,6,6,6,6,6,6,6,31.680000000000003,6,6,6,6,6,6,6,6,6,6,6,6,6,6,6,6,39.6,9.7696614885422832,6,6,6,6,6,6,6,6,6,6,6,6,6,6,6,{"$f":"MAX(BP76:CE76)","v":6},{"$f":"MAX(CG76:CV76)","v":6},{"$f":"MAX(CX76:DM76)","v":6},{"$f":"MAX(DO76:ED76)","v":6},{"$f":"MAX(EF76:EU76)","v":6},{"$f":"MAX(EW76:FL76)","v":9.7696614885422832},1,null,39.6,39.6,null,null,"nej","nej",2.2749999999999999,0,39.6,null,0,null,6.66786838094235,{"$f":"ABS((GG77-GG76)/Maxbatteri)*100","v":1.9828285548776727E-3},"falder","---","---","-","-",0,0,0,0,0,-0.11896971329265833,0,null,null,null,null,null,null,null,null,null,null,null,null,null,null,36.509022320881222,{"$f":"INDEX(ID!$K$153:$K$176,D76+1)*INDEX(ID!$K$180:$K$191,$B76)","v":1},{"$f":"INDEX(ID!$L$153:$L$176,D76+1)*INDEX(ID!$K$180:$K$191,$B76)","v":1},83.058025780004783,{"$f":"HL76","v":83.058025780004783},{"$f":"ID!K284","v":0.23138999999999998},2.2667295753424659,{"$f":"HI76*HO76","v":82.756080661579702},{"$f":"ID!I284","v":1.2},null,null,83.058025780004783,36.509022320881222,10.514598428413793,{"$f":"IF(elsalgtype=1,HK76*(GO76)*Elprissalg,IF(elsalgtype=2,ID!J284,\"elsalgtype ikke defineret\"))","v":0},null,null,null,0,0,0,0,0,0,0,0,0,0,0,0,0,0,0,0,0,0,0,0,0,0,0,0,0]
[67,1,3,18,3,1,0,6.17,1.5,{"$f":"IF(ID!$W$4=2,0,FBR!P77+FBR!Q77)","v":38.388975473710111},{"$f":"IF(ID!$W$4=2,0,FBR!R77+FBR!S77)","v":0},{"$f":"ID!H285","v":1},{"$f":"IF(ID!$Y$4=1,J77+K77,IF(ID!$Y$4=2,model!L77,\"error\"))","v":38.388975473710111},null,0,0,0,0,0,0,{"$f":"(1-ID!$AB$64)*O77*PV1W/1000000","v":0},{"$f":"(1-ID!$AB$65)*P77*PV2W/1000000","v":0},{"$f":"(1-ID!$AB$66)*Q77*PV3W/1000000","v":0},{"$f":"(1-ID!$AB$67)*R77*PV4W/1000000","v":0},{"$f":"(1-ID!$AB$68)*S77*PV5W/1000000","v":0},{"$f":"(1-ID!$AB$69)*T77*PV6W/1000000","v":0},null,null,null,null,null,null,null,null,null,{"$f":"ID!L285","v":0},{"$f":"IF(ID!$K$70=\"ja\",AJ77,SUM(U77:Z77))","v":0},null,6.66786838094235,0,6.66786838094235,null,0,38.388975473710111,6.001081542848115,1.0815428481150136E-3,1.0815428481150134E-4,6.6666786838094234,38.387893930861999,38.387893930861999,0,0,6.6666786838094234,null,null,null,null,0,38.388975473710111,-38.388975473710111,99,60.612106069138001,39.6,39.6,null,39.6,0,6,6,6,6,6,6,6,6,6,6,6,6,6,6,6,6,7.9200000000000008,6,6,6,6,6,6,6,6,6,6,6,6,6,6,6,6,15.840000000000002,6,6,6,6,6,6,6,6,6,6,6,6,6,6,6,6,23.76,6,6,6,6,6,6,6,6,6,6,6,6,6,6,6,6,31.680000000000003,6,6,6,6,6,6,6,6,6,6,6,6,6,6,6,6,39.6,7.8788929072322418,6,6,6,6,6,6,6,6,6,6,6,6,6,6,6,6,6,6,6,6,7.8788929072322418,1,null,39.6,39.6,null,null,"nej","nej",2.2749999999999999,{"$f":"IF(AND(FY77=\"ja\",FZ77=\"ja\"),FV77,0)","v":0},{"$f":"FV77","v":39.6},null,0,null,6.6666786838094234,1.9828285548288232E-5,"falder","---","---","-","-",0,0,0,0,0,-1.1896971329265148E-3,0,null,null,null,null,null,null,null,null,null,null,null,null,null,null,38.387893930861999,{"$f":"INDEX(ID!$K$153:$K$176,D77+1)*INDEX(ID!$K$180:$K$191,$B77)","v":1},{"$f":"INDEX(ID!$L$153:$L$176,D77+1)*INDEX(ID!$K$180:$K$191,$B77)","v":1},87.332458692711043,87.332458692711043,{"$f":"ID!K285","v":0.2296},2.2649395753424657,86.946260178058196,{"$f":"ID!I285","v":1.2},null,null,87.332458692711043,38.387893930861999,11.055713452088256,{"$f":"IF(elsalgtype=1,HK77*(GO77)*Elprissalg,IF(elsalgtype=2,ID!J285,\"elsalgtype ikke defineret\"))","v":0},null,null,null,0,0,0,0,0,0,0,0,0,0,0,0,0,0,0,0,0,0,0,0,0,0,0,0,0]
[68,1,3,19,3,1,0,6.17,1.1000000000000001,{"$f":"IF(ID!$W$4=2,0,FBR!P78+FBR!Q78)","v":35.435977360347799},{"$f":"IF(ID!$W$4=2,0,FBR!R78+FBR!S78)","v":0},{"$f":"ID!H286","v":1},{"$f":"IF(ID!$Y$4=1,J78+K78,IF(ID!$Y$4=2,model!L78,\"error\"))","v":35.435977360347799},null,0,0,0,0,0,0,{"$f":"(1-ID!$AB$64)*O78*PV1W/1000000","v":0},{"$f":"(1-ID!$AB$65)*P78*PV2W/1000000","v":0},{"$f":"(1-ID!$AB$66)*Q78*PV3W/1000000","v":0},{"$f":"(1-ID!$AB$67)*R78*PV4W/1000000","v":0},{"$f":"(1-ID!$AB$68)*S78*PV5W/1000000","v":0},{"$f":"(1-ID!$AB$69)*T78*PV6W/1000000","v":0},null,null,null,null,null,null,null,null,null,{"$f":"ID!L286","v":0},{"$f":"IF(ID!$K$70=\"ja\",AJ78,SUM(U78:Z78))","v":0},null,6.6666786838094234,0,6.6666786838094234,null,0,35.435977360347799,6.0000108154284808,1.0815428480803746E-5,1.0815428480803743E-6,6.6666667868380944,35.435966544919317,35.435966544919317,0,0,6.6666667868380944,null,null,null,null,0,35.435977360347799,-35.435977360347799,99,63.564033455080683,39.6,39.6,null,39.6,0,6,6,6,6,6,6,6,6,6,6,6,6,6,6,6,6,7.9200000000000008,6,6,6,6,6,6,6,6,6,6,6,6,6,6,6,6,15.840000000000002,6,6,6,6,6,6,6,6,6,6,6,6,6,6,6,6,23.76,6,6,6,6,6,6,6,6,6,6,6,6,6,6,6,6,31.680000000000003,6,6,6,6,6,6,6,6,6,6,6,6,6,6,6,6,39.6,10.830701323461625,6,6,6,6,6,6,6,6,6,6,6,6,6,6,6,6,6,6,6,6,10.830701323461625,1,null,39.6,39.6,null,null,"nej","nej",2.2749999999999999,0,39.6,null,0,null,6.6666667868380944,1.9828285680034696E-7,"falder","---","---","-","-",0,0,0,0,0,-1.189697132888412E-5,0,null,null,null,null,null,null,null,null,null,null,null,null,null,null,35.435966544919317,{"$f":"INDEX(ID!$K$153:$K$176,D78+1)*INDEX(ID!$K$180:$K$191,$B78)","v":1},{"$f":"INDEX(ID!$L$153:$L$176,D78+1)*INDEX(ID!$K$180:$K$191,$B78)","v":1},80.616823889691446,80.616823889691446,{"$f":"ID!K286","v":0.22624},2.2615795753424655,80.141258170508436,{"$f":"ID!I286","v":1.2},null,null,80.616823889691446,35.435966544919317,10.205558364936763,{"$f":"IF(elsalgtype=1,HK78*(GO78)*Elprissalg,IF(elsalgtype=2,ID!J286,\"elsalgtype ikke defineret\"))","v":0},null,null,null,0,0,0,0,0,0,0,0,0,0,0,0,0,0,0,0,0,0,0,0,0,0,0,0,0]
[69,1,3,20,3,1,0,5.65,1.3,{"$f":"IF(ID!$W$4=2,0,FBR!P79+FBR!Q79)","v":31.301780001640555},{"$f":"IF(ID!$W$4=2,0,FBR!R79+FBR!S79)","v":0},{"$f":"ID!H287","v":1},{"$f":"IF(ID!$Y$4=1,J79+K79,IF(ID!$Y$4=2,model!L79,\"error\"))","v":31.301780001640555},null,0,0,0,0,0,0,{"$f":"(1-ID!$AB$64)*O79*PV1W/1000000","v":0},{"$f":"(1-ID!$AB$65)*P79*PV2W/1000000","v":0},{"$f":"(1-ID!$AB$66)*Q79*PV3W/1000000","v":0},{"$f":"(1-ID!$AB$67)*R79*PV4W/1000000","v":0},{"$f":"(1-ID!$AB$68)*S79*PV5W/1000000","v":0},{"$f":"(1-ID!$AB$69)*T79*PV6W/1000000","v":0},null,null,null,null,null,null,null,null,null,{"$f":"ID!L287","v":0},{"$f":"IF(ID!$K$70=\"ja\",AJ79,SUM(U79:Z79))","v":0},null,6.6666667868380944,0,6.6666667868380944,null,0,31.301780001640555,6.0000001081542855,1.0815428552746198E-7,1.0815428552746196E-8,6.6666666678683804,31.30177989348627,31.30177989348627,0,0,6.6666666678683804,null,null,null,null,0,31.301780001640555,-31.301780001640555,99,67.69822010651373,39.6,39.6,null,39.6,0,6,6,6,6,6,6,6,6,6,6,6,6,6,6,6,6,7.9200000000000008,6,6,6,6,6,6,6,6,6,6,6,6,6,6,6,6,15.840000000000002,6,6,6,6,6,6,6,6,6,6,6,6,6,6,6,6,23.76,6,6,6,6,6,6,6,6,6,6,6,6,6,6,6,6,31.680000000000003,7.0448867851975443,6,6,6,6,6,6,6,6,6,6,6,6,6,6,6,39.6,14.964886785197539,6,6,6,6,6,6,6,6,6,6,6,6,6,6,6,6,6,6,6,7.0448867851975443,14.964886785197539,1,null,39.6,39.6,null,null,"nej","nej",2.2749999999999999,0,39.6,null,0,null,6.6666666678683804,1.9828287160332065E-9,"falder","---","---","-","-",0,0,0,0,0,-1.1896971408020818E-7,0,null,null,null,null,null,null,null,null,null,null,null,null,null,null,31.30177989348627,{"$f":"INDEX(ID!$K$153:$K$176,D79+1)*INDEX(ID!$K$180:$K$191,$B79)","v":1},{"$f":"INDEX(ID!$L$153:$L$176,D79+1)*INDEX(ID!$K$180:$K$191,$B79)","v":1},71.211549257681256,71.211549257681256,{"$f":"ID!K287","v":0.22124000000000002},2.2565795753424656,70.634957179506571,{"$f":"ID!I287","v":1.2},null,null,71.211549257681256,31.30177989348627,9.0149126093240444,{"$f":"IF(elsalgtype=1,HK79*(GO79)*Elprissalg,IF(elsalgtype=2,ID!J287,\"elsalgtype ikke defineret\"))","v":0},null,null,null,0,0,0,0,0,0,0,0,0,0,0,0,0,0,0,0,0,0,0,0,0,0,0,0,0]
[70,1,3,21,3,1,0,5.14,1.3,{"$f":"IF(ID!$W$4=2,0,FBR!P80+FBR!Q80)","v":29.529981133623163},{"$f":"IF(ID!$W$4=2,0,FBR!R80+FBR!S80)","v":0},{"$f":"ID!H288","v":1},{"$f":"IF(ID!$Y$4=1,J80+K80,IF(ID!$Y$4=2,model!L80,\"error\"))","v":29.529981133623163},null,0,0,0,0,0,0,{"$f":"(1-ID!$AB$64)*O80*PV1W/1000000","v":0},{"$f":"(1-ID!$AB$65)*P80*PV2W/1000000","v":0},{"$f":"(1-ID!$AB$66)*Q80*PV3W/1000000","v":0},{"$f":"(1-ID!$AB$67)*R80*PV4W/1000000","v":0},{"$f":"(1-ID!$AB$68)*S80*PV5W/1000000","v":0},{"$f":"(1-ID!$AB$69)*T80*PV6W/1000000","v":0},null,null,null,null,null,null,null,null,null,{"$f":"ID!L288","v":0},{"$f":"IF(ID!$K$70=\"ja\",AJ80,SUM(U80:Z80))","v":0},null,6.6666666678683804,0,6.6666666678683804,null,0,29.529981133623163,6.0000000010815429,1.0815428552746198E-9,1.0815428552746196E-10,6.6666666666786831,29.529981132541621,29.529981132541621,0,0,6.6666666666786831,null,null,null,null,0,29.529981133623163,-29.529981133623163,99,69.470018867458379,39.6,39.6,null,39.6,0,6,6,6,6,6,6,6,6,6,6,6,6,6,6,6,6,7.9200000000000008,6,6,6,6,6,6,6,6,6,6,6,6,6,6,6,6,15.840000000000002,6,6,6,6,6,6,6,6,6,6,6,6,6,6,6,6,23.76,6,6,6,6,6,6,6,6,6,6,6,6,6,6,6,6,31.680000000000003,8.8166855342452202,6,6,6,6,6,6,6,6,6,6,6,6,6,6,6,39.6,16.736685534245215,6,6,6,6,6,6,6,6,6,6,6,6,6,6,6,6,6,6,6,8.8166855342452202,16.736685534245215,1,null,39.6,39.6,null,null,"nej","nej",2.2749999999999999,0,39.6,null,0,null,6.6666666666786831,1.9828583219805296E-11,"falder","---","---","-","-",0,0,0,0,0,-1.1896971408020817E-9,0,null,null,null,null,null,null,null,null,null,null,null,null,null,null,29.529981132541621,{"$f":"INDEX(ID!$K$153:$K$176,D80+1)*INDEX(ID!$K$180:$K$191,$B80)","v":1},{"$f":"INDEX(ID!$L$153:$L$176,D80+1)*INDEX(ID!$K$180:$K$191,$B80)","v":1},67.180707076532187,67.180707076532187,{"$f":"ID!K288","v":0.21422999999999998},2.2495695753424658,66.429747116202677,{"$f":"ID!I288","v":1.2},null,null,67.180707076532187,29.529981132541621,8.5046345661719869,{"$f":"IF(elsalgtype=1,HK80*(GO80)*Elprissalg,IF(elsalgtype=2,ID!J288,\"elsalgtype ikke defineret\"))","v":0},null,null,null,0,0,0,0,0,0,0,0,0,0,0,0,0,0,0,0,0,0,0,0,0,0,0,0,0]
[71,1,3,22,3,1,0,5.14,1.4,{"$f":"IF(ID!$W$4=2,0,FBR!P81+FBR!Q81)","v":26.576983020260847},{"$f":"IF(ID!$W$4=2,0,FBR!R81+FBR!S81)","v":0},{"$f":"ID!H289","v":1},{"$f":"IF(ID!$Y$4=1,J81+K81,IF(ID!$Y$4=2,model!L81,\"error\"))","v":26.576983020260847},null,0,0,0,0,0,0,{"$f":"(1-ID!$AB$64)*O81*PV1W/1000000","v":0},{"$f":"(1-ID!$AB$65)*P81*PV2W/1000000","v":0},{"$f":"(1-ID!$AB$66)*Q81*PV3W/1000000","v":0},{"$f":"(1-ID!$AB$67)*R81*PV4W/1000000","v":0},{"$f":"(1-ID!$AB$68)*S81*PV5W/1000000","v":0},{"$f":"(1-ID!$AB$69)*T81*PV6W/1000000","v":0},null,null,null,null,null,null,null,null,null,{"$f":"ID!L289","v":0},{"$f":"IF(ID!$K$70=\"ja\",AJ81,SUM(U81:Z81))","v":0},null,6.6666666666786831,0,6.6666666666786831,null,0,26.576983020260847,6.0000000000108153,1.0815348616688425E-11,1.0815348616688423E-12,6.666666666666786,26.576983020250033,26.576983020250033,0,0,6.666666666666786,null,null,null,null,0,26.576983020260847,-26.576983020260847,99,72.423016979749974,39.6,39.6,null,39.6,0,6,6,6,6,6,6,6,6,6,6,6,6,6,6,6,6,7.9200000000000008,6,6,6,6,6,6,6,6,6,6,6,6,6,6,6,6,15.840000000000002,6,6,6,6,6,6,6,6,6,6,6,6,6,6,6,6,23.76,6,6,6,6,6,6,6,6,6,6,6,6,6,6,6,6,31.680000000000003,11.769683646417839,6,6,6,6,6,6,6,6,6,6,6,6,6,6,6,39.6,19.689683646417841,6,6,6,6,6,6,6,6,6,6,6,6,6,6,6,6,6,6,6,11.769683646417839,19.689683646417841,1,null,39.6,39.6,null,null,"nej","nej",2.2749999999999999,0,39.6,null,0,null,6.666666666666786,1.9687954970019444E-13,"falder","---","---",{"$f":"IF(GJ81=\"cyclus\",ABS((GG81-GG76)*100/Maxbatteri),\"-\")","v":"-"},{"$f":"IF(GK81=\"cyclus\",ABS((GG81-GG76)*100/Maxbatteri),\"-\")","v":"-"},0,0,0,0,0,-1.1896883478357268E-11,0,null,null,null,null,null,null,null,null,null,null,null,null,null,null,26.576983020250033,{"$f":"INDEX(ID!$K$153:$K$176,D81+1)*INDEX(ID!$K$180:$K$191,$B81)","v":1},{"$f":"INDEX(ID!$L$153:$L$176,D81+1)*INDEX(ID!$K$180:$K$191,$B81)","v":1},60.462636371068825,60.462636371068825,{"$f":"ID!K289","v":0.19469},2.2300295753424657,59.267458158532101,{"$f":"ID!I289","v":1.2},null,null,60.462636371068825,26.576983020250033,7.6541711098320091,{"$f":"IF(elsalgtype=1,HK81*(GO81)*Elprissalg,IF(elsalgtype=2,ID!J289,\"elsalgtype ikke defineret\"))","v":0},null,null,null,0,0,0,0,0,0,0,0,0,0,0,0,0,0,0,0,0,0,0,0,0,0,0,0,0]
[72,1,3,23,3,1,0,5.14,1.7,{"$f":"IF(ID!$W$4=2,0,FBR!P82+FBR!Q82)","v":23.623984906898531},{"$f":"IF(ID!$W$4=2,0,FBR!R82+FBR!S82)","v":0},{"$f":"ID!H290","v":1},{"$f":"IF(ID!$Y$4=1,J82+K82,IF(ID!$Y$4=2,model!L82,\"error\"))","v":23.623984906898531},null,0,0,0,0,0,0,{"$f":"(1-ID!$AB$64)*O82*PV1W/1000000","v":0},{"$f":"(1-ID!$AB$65)*P82*PV2W/1000000","v":0},{"$f":"(1-ID!$AB$66)*Q82*PV3W/1000000","v":0},{"$f":"(1-ID!$AB$67)*R82*PV4W/1000000","v":0},{"$f":"(1-ID!$AB$68)*S82*PV5W/1000000","v":0},{"$f":"(1-ID!$AB$69)*T82*PV6W/1000000","v":0},null,null,null,null,null,null,null,null,null,{"$f":"ID!L290","v":0},{"$f":"IF(ID!$K$70=\"ja\",AJ82,SUM(U82:Z82))","v":0},null,6.666666666666786,0,6.666666666666786,null,0,23.623984906898531,6.0000000000001075,1.0746958878371515E-13,1.0746958878371513E-14,6.6666666666666679,23.623984906898425,23.623984906898425,0,0,6.6666666666666679,null,null,null,null,0,23.623984906898531,-23.623984906898531,99,75.376015093101572,39.6,39.6,null,39.6,0,6,6,6,6,6,6,6,6,6,6,6,6,6,6,6,6,7.9200000000000008,6,6,6,6,6,6,6,6,6,6,6,6,6,6,6,6,15.840000000000002,6,6,6,6,6,6,6,6,6,6,6,6,6,6,6,6,23.76,6.8026817597682552,6,6,6,6,6,6,6,6,6,6,6,6,6,6,6,31.680000000000003,14.72268175976826,6,6,6,6,6,6,6,6,6,6,6,6,6,6,6,39.6,22.642681759768255,6,6,6,6,6,6,6,6,6,6,6,6,6,6,6,6,6,6,6.8026817597682552,14.72268175976826,22.642681759768255,1,null,39.6,39.6,null,null,"nej","nej",2.2749999999999999,0,39.6,null,0,null,6.6666666666666679,1.4802973661668755E-15,"falder","---","---","-","-",0,0,0,0,0,-1.1821654766208666E-13,0,null,null,null,null,null,null,null,null,null,null,null,null,null,null,23.623984906898425,{"$f":"INDEX(ID!$K$153:$K$176,D82+1)*INDEX(ID!$K$180:$K$191,$B82)","v":1},{"$f":"INDEX(ID!$L$153:$L$176,D82+1)*INDEX(ID!$K$180:$K$191,$B82)","v":1},53.744565663193917,53.744565663193917,{"$f":"ID!K290","v":8.7050000000000002E-2},2.1223895753424658,50.139299294448968,{"$f":"ID!I290","v":1.2},null,null,53.744565663193917,23.623984906898425,6.8037076531867458,{"$f":"IF(elsalgtype=1,HK82*(GO82)*Elprissalg,IF(elsalgtype=2,ID!J290,\"elsalgtype ikke defineret\"))","v":0},null,null,null,0,0,0,0,0,0,0,0,0,0,0,0,0,0,0,0,0,0,0,0,0,0,0,0,0]
[73,1,4,0,4,1,0,4.63,1.7,{"$f":"IF(ID!$W$4=2,0,FBR!P83+FBR!Q83)","v":20.670986793536215},{"$f":"IF(ID!$W$4=2,0,FBR!R83+FBR!S83)","v":0},{"$f":"ID!H291","v":1},{"$f":"IF(ID!$Y$4=1,J83+K83,IF(ID!$Y$4=2,model!L83,\"error\"))","v":20.670986793536215},null,0,0,0,0,0,0,{"$f":"(1-ID!$AB$64)*O83*PV1W/1000000","v":0},{"$f":"(1-ID!$AB$65)*P83*PV2W/1000000","v":0},{"$f":"(1-ID!$AB$66)*Q83*PV3W/1000000","v":0},{"$f":"(1-ID!$AB$67)*R83*PV4W/1000000","v":0},{"$f":"(1-ID!$AB$68)*S83*PV5W/1000000","v":0},{"$f":"(1-ID!$AB$69)*T83*PV6W/1000000","v":0},null,null,null,null,null,null,null,null,null,{"$f":"ID!L291","v":0},{"$f":"IF(ID!$K$70=\"ja\",AJ83,SUM(U83:Z83))","v":0},null,6.6666666666666679,0,6.6666666666666679,null,0,20.670986793536215,6.0000000000000009,8.8817841970012523E-16,8.8817841970012504E-17,6.666666666666667,20.670986793536215,20.670986793536215,0,0,6.666666666666667,null,null,null,null,0,20.670986793536215,-20.670986793536215,99,78.329013206463785,39.6,39.6,null,39.6,0,6,6,6,6,6,6,6,6,6,6,6,6,6,6,6,6,7.9200000000000008,6,6,6,6,6,6,6,6,6,6,6,6,6,6,6,6,15.840000000000002,6,6,6,6,6,6,6,6,6,6,6,6,6,6,6,6,23.76,9.7556798731304539,6,6,6,6,6,6,6,6,6,6,6,6,6,6,6,31.680000000000003,17.675679873130456,6,6,6,6,6,6,6,6,6,6,6,6,6,6,6,39.6,25.59567987313045,7.8776911929565507,6,6,6,6,6,6,6,6,6,6,6,6,6,6,6,6,6,9.7556798731304539,17.675679873130456,25.59567987313045,1,null,39.6,39.6,null,null,"nej","nej",2.2749999999999999,0,39.6,null,0,null,6.666666666666667,0,"falder","---","---","-","-",0,0,0,0,0,-9.7699626167013783E-16,0,null,null,null,null,null,null,null,null,null,null,null,null,null,null,20.670986793536215,{"$f":"INDEX(ID!$K$153:$K$176,D83+1)*INDEX(ID!$K$180:$K$191,$B83)","v":1},{"$f":"INDEX(ID!$L$153:$L$176,D83+1)*INDEX(ID!$K$180:$K$191,$B83)","v":1},47.026494955294886,47.026494955294886,{"$f":"ID!K291","v":7.51E-2},2.1104395753424656,43.624868590460288,{"$f":"ID!I291","v":1.2},null,null,47.026494955294886,20.670986793536215,5.9532441965384297,{"$f":"IF(elsalgtype=1,HK83*(GO83)*Elprissalg,IF(elsalgtype=2,ID!J291,\"elsalgtype ikke defineret\"))","v":0},null,null,null,0,0,0,0,0,0,0,0,0,0,0,0,0,0,0,0,0,0,0,0,0,0,0,0,0]
[74,1,4,1,4,1,0,4.1100000000000003,1.7,{"$f":"IF(ID!$W$4=2,0,FBR!P84+FBR!Q84)","v":17.717988680173899},{"$f":"IF(ID!$W$4=2,0,FBR!R84+FBR!S84)","v":0},{"$f":"ID!H292","v":1},{"$f":"IF(ID!$Y$4=1,J84+K84,IF(ID!$Y$4=2,model!L84,\"error\"))","v":17.717988680173899},null,0,0,0,0,0,0,{"$f":"(1-ID!$AB$64)*O84*PV1W/1000000","v":0},{"$f":"(1-ID!$AB$65)*P84*PV2W/1000000","v":0},{"$f":"(1-ID!$AB$66)*Q84*PV3W/1000000","v":0},{"$f":"(1-ID!$AB$67)*R84*PV4W/1000000","v":0},{"$f":"(1-ID!$AB$68)*S84*PV5W/1000000","v":0},{"$f":"(1-ID!$AB$69)*T84*PV6W/1000000","v":0},null,null,null,null,null,null,null,null,null,{"$f":"ID!L292","v":0},{"$f":"IF(ID!$K$70=\"ja\",AJ84,SUM(U84:Z84))","v":0},null,6.666666666666667,0,6.666666666666667,null,0,17.717988680173899,6,0,0,6.666666666666667,17.717988680173899,17.717988680173899,0,0,6.666666666666667,null,null,null,null,0,17.717988680173899,-17.717988680173899,99,81.282011319826097,39.6,39.6,null,39.6,0,6,6,6,6,6,6,6,6,6,6,6,6,6,6,6,6,7.9200000000000008,6,6,6,6,6,6,6,6,6,6,6,6,6,6,6,6,15.840000000000002,6,6,6,6,6,6,6,6,6,6,6,6,6,6,6,6,23.76,12.70867798649277,6,6,6,6,6,6,6,6,6,6,6,6,6,6,6,31.680000000000003,20.628677986492772,6,6,6,6,6,6,6,6,6,6,6,6,6,6,6,39.6,28.548677986492766,12.011888551663795,6,6,6,6,6,6,6,6,6,6,11.436507445437858,8.2257551798320812,6,6,6,6,6,12.70867798649277,20.628677986492772,28.548677986492766,1,null,39.6,39.6,null,null,"nej","nej",2.2749999999999999,0,39.6,null,0,null,6.666666666666667,0,"falder","---","---","-","-",0,0,0,0,0,0,0,null,null,null,null,null,null,null,null,null,null,null,null,null,null,17.717988680173899,{"$f":"INDEX(ID!$K$153:$K$176,D84+1)*INDEX(ID!$K$180:$K$191,$B84)","v":1},{"$f":"INDEX(ID!$L$153:$L$176,D84+1)*INDEX(ID!$K$180:$K$191,$B84)","v":1},40.308424247395621,40.308424247395621,{"$f":"ID!K292","v":7.3389999999999997E-2},2.1087295753424655,37.362446745465718,{"$f":"ID!I292","v":1.2},null,null,40.308424247395621,17.717988680173899,5.1027807398900835,{"$f":"IF(elsalgtype=1,HK84*(GO84)*Elprissalg,IF(elsalgtype=2,ID!J292,\"elsalgtype ikke defineret\"))","v":0},null,null,null,0,0,0,0,0,0,0,0,0,0,0,0,0,0,0,0,0,0,0,0,0,0,0,0,0]
[75,1,4,2,4,1,0,4.1100000000000003,1.7,{"$f":"IF(ID!$W$4=2,0,FBR!P85+FBR!Q85)","v":16.536789434828972},{"$f":"IF(ID!$W$4=2,0,FBR!R85+FBR!S85)","v":0},{"$f":"ID!H293","v":1},{"$f":"IF(ID!$Y$4=1,J85+K85,IF(ID!$Y$4=2,model!L85,\"error\"))","v":16.536789434828972},null,0,0,0,0,0,0,{"$f":"(1-ID!$AB$64)*O85*PV1W/1000000","v":0},{"$f":"(1-ID!$AB$65)*P85*PV2W/1000000","v":0},{"$f":"(1-ID!$AB$66)*Q85*PV3W/1000000","v":0},{"$f":"(1-ID!$AB$67)*R85*PV4W/1000000","v":0},{"$f":"(1-ID!$AB$68)*S85*PV5W/1000000","v":0},{"$f":"(1-ID!$AB$69)*T85*PV6W/1000000","v":0},null,null,null,null,null,null,null,null,null,{"$f":"ID!L293","v":0},{"$f":"IF(ID!$K$70=\"ja\",AJ85,SUM(U85:Z85))","v":0},null,6.666666666666667,0,6.666666666666667,null,0,16.536789434828972,6,0,0,6.666666666666667,16.536789434828972,16.536789434828972,0,0,6.666666666666667,null,null,null,null,0,16.536789434828972,{"$f":"BF85-BG85","v":-16.536789434828972},99,82.463210565171025,39.6,39.6,null,39.6,0,6,6,6,6,6,6,6,6,6,6,6,6,6,6,6,6,7.9200000000000008,6,6,6,6,6,6,6,6,6,6,6,6,6,6,6,6,15.840000000000002,6,6,6,6,6,6,6,6,6,6,6,6,6,6,6,6,23.76,13.889877231837698,6,6,6,6,6,6,6,6,6,6,13.314496125611779,10.103743860006002,6,6,6,31.680000000000003,21.809877231837699,6,6,6,6,6,6,6,6,6,6,21.234496125611781,18.023743860006004,6,6,6,39.6,29.729877231837694,13.783687419681184,6,6,6,6,6,6,6,6,6,29.154496125611775,25.943743860005998,6,6,6,6,6,6,13.889877231837698,21.809877231837699,29.729877231837694,1,null,39.6,39.6,null,null,"nej","nej",2.2749999999999999,0,39.6,null,0,null,6.666666666666667,0,"falder","---","---","-","-",0,0,0,0,0,0,0,null,null,null,null,null,null,null,null,null,null,null,null,null,null,16.536789434828972,{"$f":"INDEX(ID!$K$153:$K$176,D85+1)*INDEX(ID!$K$180:$K$191,$B85)","v":1},{"$f":"INDEX(ID!$L$153:$L$176,D85+1)*INDEX(ID!$K$180:$K$191,$B85)","v":1},37.621195964235909,37.621195964235909,{"$f":"ID!K293","v":5.9139999999999998E-2},2.0944795753424659,34.635967712988361,{"$f":"ID!I293","v":1.2},null,null,37.621195964235909,16.536789434828972,4.7625953572307438,{"$f":"IF(elsalgtype=1,HK85*(GO85)*Elprissalg,IF(elsalgtype=2,ID!J293,\"elsalgtype ikke defineret\"))","v":0},null,null,null,0,0,0,0,0,0,0,0,0,0,0,0,0,0,0,0,0,0,0,0,0,0,0,0,0]
[76,1,4,3,4,1,0,3.6,1.4,{"$f":"IF(ID!$W$4=2,0,FBR!P86+FBR!Q86)","v":15.94618981215651},{"$f":"IF(ID!$W$4=2,0,FBR!R86+FBR!S86)","v":0},{"$f":"ID!H294","v":1},{"$f":"IF(ID!$Y$4=1,J86+K86,IF(ID!$Y$4=2,model!L86,\"error\"))","v":15.94618981215651},null,0,0,0,0,0,0,{"$f":"(1-ID!$AB$64)*O86*PV1W/1000000","v":0},{"$f":"(1-ID!$AB$65)*P86*PV2W/1000000","v":0},{"$f":"(1-ID!$AB$66)*Q86*PV3W/1000000","v":0},{"$f":"(1-ID!$AB$67)*R86*PV4W/1000000","v":0},{"$f":"(1-ID!$AB$68)*S86*PV5W/1000000","v":0},{"$f":"(1-ID!$AB$69)*T86*PV6W/1000000","v":0},null,null,null,null,null,null,null,null,null,{"$f":"ID!L294","v":0},{"$f":"IF(ID!$K$70=\"ja\",AJ86,SUM(U86:Z86))","v":0},null,6.666666666666667,0,6.666666666666667,null,0,15.94618981215651,6,0,0,6.666666666666667,15.94618981215651,15.94618981215651,0,0,6.666666666666667,null,null,null,null,0,15.94618981215651,-15.94618981215651,99,83.053810187843496,39.6,39.6,null,39.6,0,6,6,6,6,6,6,6,6,6,6,6.0912855604407277,6,6,6,6,6,7.9200000000000008,6,6,6,6,6,6,6,6,6,6,14.011285560440729,10.800533294834953,6,6,6,6,15.840000000000002,6.5604768545101582,6,6,6,6,6,6,6,6,6,21.931285560440728,18.720533294834951,6,6,6,6,23.76,14.48047685451016,6,6,6,6,6,6,6,6,6,29.851285560440729,26.640533294834952,6,6,6,6,31.680000000000003,22.40047685451016,6.4542870423536502,6,6,6,6,6,6,6,6,37.771285560440731,34.560533294834954,10.570154161211789,6,6,6,39.6,30.320476854510154,14.374287042353645,6,6,6,6,6,6,6,6,45.691285560440726,42.480533294834949,18.490154161211784,6,6,6,6.0912855604407277,14.011285560440729,21.931285560440728,29.851285560440729,37.771285560440731,45.691285560440726,1,null,39.6,39.6,null,null,"nej","nej",2.2749999999999999,0,39.6,null,0,null,6.666666666666667,0,"falder","---","---","-","-",0,0,0,0,0,0,0,null,null,null,null,null,null,null,null,null,null,null,null,null,null,15.94618981215651,{"$f":"INDEX(ID!$K$153:$K$176,D86+1)*INDEX(ID!$K$180:$K$191,$B86)","v":1},{"$f":"INDEX(ID!$L$153:$L$176,D86+1)*INDEX(ID!$K$180:$K$191,$B86)","v":1},36.27758182265606,36.27758182265606,{"$f":"ID!K294","v":3.9009999999999996E-2},2.0743495753424659,33.077972065177214,{"$f":"ID!I294","v":1.2},null,null,36.27758182265606,15.94618981215651,4.5925026659010744,{"$f":"IF(elsalgtype=1,HK86*(GO86)*Elprissalg,IF(elsalgtype=2,ID!J294,\"elsalgtype ikke defineret\"))","v":0},null,null,null,0,0,0,0,0,0,0,0,0,0,0,0,0,0,0,0,0,0,0,0,0,0,0,0,0]
[77,1,4,4,4,1,0,3.6,1,{"$f":"IF(ID!$W$4=2,0,FBR!P87+FBR!Q87)","v":15.94618981215651},{"$f":"IF(ID!$W$4=2,0,FBR!R87+FBR!S87)","v":0},{"$f":"ID!H295","v":1},{"$f":"IF(ID!$Y$4=1,J87+K87,IF(ID!$Y$4=2,model!L87,\"error\"))","v":15.94618981215651},null,0,0,0,0,0,0,{"$f":"(1-ID!$AB$64)*O87*PV1W/1000000","v":0},{"$f":"(1-ID!$AB$65)*P87*PV2W/1000000","v":0},{"$f":"(1-ID!$AB$66)*Q87*PV3W/1000000","v":0},{"$f":"(1-ID!$AB$67)*R87*PV4W/1000000","v":0},{"$f":"(1-ID!$AB$68)*S87*PV5W/1000000","v":0},{"$f":"(1-ID!$AB$69)*T87*PV6W/1000000","v":0},null,null,null,null,null,null,null,null,null,{"$f":"ID!L295","v":0},{"$f":"IF(ID!$K$70=\"ja\",AJ87,SUM(U87:Z87))","v":0},null,6.666666666666667,0,6.666666666666667,null,0,15.94618981215651,6,0,0,6.666666666666667,15.94618981215651,15.94618981215651,0,0,6.666666666666667,null,null,null,null,0,15.94618981215651,-15.94618981215651,99,83.053810187843496,39.6,39.6,null,39.6,0,6,6,6,6,6,6,6,6,6,22.03747537259725,18.826723106991473,6,6,6,6,6,7.9200000000000008,6,6,6,6,6,6,6,6,6,29.957475372597251,26.746723106991475,6,6,6,6,6,15.840000000000002,6.5604768545101582,6,6,6,6,6,6,6,6,37.877475372597253,34.666723106991476,10.67634397336831,6,6,6,6,23.76,14.48047685451016,6,6,6,6,6,6,6,6,45.797475372597255,42.586723106991478,18.596343973368313,6,6,6,6,31.680000000000003,22.40047685451016,6.4542870423536502,6,6,6,6,6,6,6,53.717475372597249,50.506723106991473,26.516343973368311,6,6,6,6,39.6,30.320476854510154,14.374287042353645,6,6,6,6,6,6,11.303518770185644,54,54,34.436343973368309,6,6,6,6,22.03747537259725,29.957475372597251,37.877475372597253,45.797475372597255,53.717475372597249,54,0.8,null,31.680000000000003,31.680000000000003,null,null,"nej","nej",2.2749999999999999,0,31.680000000000003,null,0,null,6.666666666666667,0,"falder","---","---","-","-",0,0,0,0,0,0,0,null,null,null,null,null,null,null,null,null,null,null,null,null,null,15.94618981215651,{"$f":"INDEX(ID!$K$153:$K$176,D87+1)*INDEX(ID!$K$180:$K$191,$B87)","v":1},{"$f":"INDEX(ID!$L$153:$L$176,D87+1)*INDEX(ID!$K$180:$K$191,$B87)","v":1},36.27758182265606,36.27758182265606,{"$f":"ID!K295","v":3.8630000000000005E-2},2.0739695753424656,33.071912513048588,{"$f":"ID!I295","v":1.2},null,null,36.27758182265606,15.94618981215651,4.5925026659010744,{"$f":"IF(elsalgtype=1,HK87*(GO87)*Elprissalg,IF(elsalgtype=2,ID!J295,\"elsalgtype ikke defineret\"))","v":0},null,null,null,0,0,0,0,0,0,0,0,0,0,0,0,0,0,0,0,0,0,0,0,0,0,0,0,0]
[78,1,4,5,4,1,0,3.6,1,{"$f":"IF(ID!$W$4=2,0,FBR!P88+FBR!Q88)","v":15.94618981215651},{"$f":"IF(ID!$W$4=2,0,FBR!R88+FBR!S88)","v":0},{"$f":"ID!H296","v":1},{"$f":"IF(ID!$Y$4=1,J88+K88,IF(ID!$Y$4=2,model!L88,\"error\"))","v":15.94618981215651},null,0,0,0,0,0,0,{"$f":"(1-ID!$AB$64)*O88*PV1W/1000000","v":0},{"$f":"(1-ID!$AB$65)*P88*PV2W/1000000","v":0},{"$f":"(1-ID!$AB$66)*Q88*PV3W/1000000","v":0},{"$f":"(1-ID!$AB$67)*R88*PV4W/1000000","v":0},{"$f":"(1-ID!$AB$68)*S88*PV5W/1000000","v":0},{"$f":"(1-ID!$AB$69)*T88*PV6W/1000000","v":0},null,null,null,null,null,null,null,null,null,{"$f":"ID!L296","v":0},{"$f":"IF(ID!$K$70=\"ja\",AJ88,SUM(U88:Z88))","v":0},null,6.666666666666667,0,6.666666666666667,null,0,15.94618981215651,6,0,0,6.666666666666667,15.94618981215651,15.94618981215651,0,0,6.666666666666667,null,null,null,null,0,15.94618981215651,-15.94618981215651,99,83.053810187843496,39.6,39.6,null,39.6,0,6,6,6,6,6,6,6,6,37.983665184753761,34.772912919147984,10.782533785524823,6,6,6,6,6,7.9200000000000008,6,6,6,6,6,6,6,6,45.903665184753763,42.692912919147986,18.702533785524825,6,6,6,6,6,15.840000000000002,6.5604768545101582,6,6,6,6,6,6,6,53.823665184753764,50.612912919147988,26.622533785524823,6,6,6,6,6,23.76,14.48047685451016,6,6,6,6,6,6,11.409708582342168,54,54,34.542533785524824,6,6,6,6,6,31.680000000000003,22.40047685451016,6,6,6,6,6,6,19.329708582342167,54,54,42.462533785524826,11.160753783884271,6,6,6,6,39.6,30.320476854510154,13.193087797008719,6,6,6,6,6,27.249708582342162,54,54,50.382533785524821,19.080753783884266,6,6,6,6,37.983665184753761,45.903665184753763,53.823665184753764,54,54,54,0.4,null,15.840000000000002,15.840000000000002,null,null,"nej","nej",2.2749999999999999,0,15.840000000000002,null,0,null,6.666666666666667,0,"falder","---","---","-","-",0,0,0,0,0,0,0,null,null,null,null,null,null,null,null,null,null,null,null,null,null,15.94618981215651,{"$f":"INDEX(ID!$K$153:$K$176,D88+1)*INDEX(ID!$K$180:$K$191,$B88)","v":1},{"$f":"INDEX(ID!$L$153:$L$176,D88+1)*INDEX(ID!$K$180:$K$191,$B88)","v":1},36.27758182265606,36.27758182265606,{"$f":"ID!K296","v":6.6819999999999991E-2},2.1021595753424656,33.521435603853277,{"$f":"ID!I296","v":1.2},null,null,36.27758182265606,15.94618981215651,4.5925026659010744,{"$f":"IF(elsalgtype=1,HK88*(GO88)*Elprissalg,IF(elsalgtype=2,ID!J296,\"elsalgtype ikke defineret\"))","v":0},null,null,null,0,0,0,0,0,0,0,0,0,0,0,0,0,0,0,0,0,0,0,0,0,0,0,0,0]
[79,1,4,6,4,1,0,3.6,0.7,{"$f":"IF(ID!$W$4=2,0,FBR!P89+FBR!Q89)","v":17.127389057501436},{"$f":"IF(ID!$W$4=2,0,FBR!R89+FBR!S89)","v":0},{"$f":"ID!H297","v":1},{"$f":"IF(ID!$Y$4=1,J89+K89,IF(ID!$Y$4=2,model!L89,\"error\"))","v":17.127389057501436},null,0,0,0,0,0,0,{"$f":"(1-ID!$AB$64)*O89*PV1W/1000000","v":0},{"$f":"(1-ID!$AB$65)*P89*PV2W/1000000","v":0},{"$f":"(1-ID!$AB$66)*Q89*PV3W/1000000","v":0},{"$f":"(1-ID!$AB$67)*R89*PV4W/1000000","v":0},{"$f":"(1-ID!$AB$68)*S89*PV5W/1000000","v":0},{"$f":"(1-ID!$AB$69)*T89*PV6W/1000000","v":0},null,null,null,null,null,null,null,null,null,{"$f":"ID!L297","v":0},{"$f":"IF(ID!$K$70=\"ja\",AJ89,SUM(U89:Z89))","v":0},null,6.666666666666667,0,6.666666666666667,null,0,17.127389057501436,6,0,0,6.666666666666667,17.127389057501436,17.127389057501436,0,0,6.666666666666667,null,null,null,null,0,17.127389057501436,-17.127389057501436,99,81.872610942498568,39.6,39.6,null,39.6,0,6,6,6,6,6,6,6,53.929854996910287,50.71910273130451,26.728723597681345,6,6,6,6,6,6,7.9200000000000008,6,6,6,6,6,6,11.515898394498675,54,54,34.648723597681347,6,6,6,6,6,6,15.840000000000002,6,6,6,6,6,6,19.435898394498675,54,54,42.568723597681341,11.26694359604079,6,6,6,6,6,23.76,13.299277609165234,6,6,6,6,6,27.355898394498677,54,54,50.488723597681343,19.186943596040791,6,6,6,6,6,31.680000000000003,21.219277609165236,6,6,10.82916522855659,6,6,35.275898394498682,54,54,54,27.106943596040793,6,6,6,6,6,39.6,29.13927760916523,10.240089683646406,6,18.749165228556585,7.105706321658058,13.023902169414598,43.19589839449867,54,54,54,35.026943596040788,6,6,6,6,6,53.929854996910287,54,54,54,54,54,0,null,0,0,null,null,"nej","nej",2.2749999999999999,0,0,null,0,null,6.666666666666667,0,"falder","---","---","-","-",0,0,0,0,0,0,0,null,null,null,null,null,null,null,null,null,null,null,null,null,null,17.127389057501436,{"$f":"INDEX(ID!$K$153:$K$176,D89+1)*INDEX(ID!$K$180:$K$191,$B89)","v":1},{"$f":"INDEX(ID!$L$153:$L$176,D89+1)*INDEX(ID!$K$180:$K$191,$B89)","v":1},38.964810105815765,38.964810105815765,{"$f":"ID!K297","v":6.5030000000000004E-2},2.1003695753424658,35.973846881429488,{"$f":"ID!I297","v":1.2},null,null,38.964810105815765,17.127389057501436,4.9326880485604132,{"$f":"IF(elsalgtype=1,HK89*(GO89)*Elprissalg,IF(elsalgtype=2,ID!J297,\"elsalgtype ikke defineret\"))","v":0},null,null,null,0,0,0,0,0,0,0,0,0,0,0,0,0,0,0,0,0,0,0,0,0,0,0,0,0]
[80,1,4,7,4,1,0,4.1100000000000003,0.5,{"$f":"IF(ID!$W$4=2,0,FBR!P90+FBR!Q90)","v":18.899187925518824},{"$f":"IF(ID!$W$4=2,0,FBR!R90+FBR!S90)","v":0},{"$f":"ID!H298","v":1},{"$f":"IF(ID!$Y$4=1,J90+K90,IF(ID!$Y$4=2,model!L90,\"error\"))","v":18.899187925518824},null,0,0,0,0,0,0,{"$f":"(1-ID!$AB$64)*O90*PV1W/1000000","v":0},{"$f":"(1-ID!$AB$65)*P90*PV2W/1000000","v":0},{"$f":"(1-ID!$AB$66)*Q90*PV3W/1000000","v":0},{"$f":"(1-ID!$AB$67)*R90*PV4W/1000000","v":0},{"$f":"(1-ID!$AB$68)*S90*PV5W/1000000","v":0},{"$f":"(1-ID!$AB$69)*T90*PV6W/1000000","v":0},null,null,null,null,null,null,null,null,null,{"$f":"ID!L298","v":0},{"$f":"IF(ID!$K$70=\"ja\",AJ90,SUM(U90:Z90))","v":0},null,6.666666666666667,0,6.666666666666667,null,0,18.899187925518824,6,0,0,6.666666666666667,18.899187925518824,18.899187925518824,0,0,6.666666666666667,null,null,null,null,0,18.899187925518824,-18.899187925518824,99,80.100812074481183,39.6,39.6,null,39.6,0,6,6,6,6,6,20.723287452000111,54,54,43.85611265518277,12.554332653542218,6,6,6,6,6,6,7.9200000000000008,6,6,6,6,6,28.643287452000109,54,54,51.776112655182772,20.47433265354222,6,6,6,6,6,6,15.840000000000002,6,6,12.116554286058022,6,6.3912912269160334,36.563287452000111,54,54,54,28.394332653542218,6,6,6,6,6,6,23.76,11.527478741147846,6,20.036554286058024,8.3930953791594956,14.311291226916035,44.483287452000113,54,54,54,36.314332653542223,6,6,6,6,6,6,31.680000000000003,19.447478741147847,6,27.956554286058026,16.313095379159499,22.231291226916035,52.403287452000114,54,54,54,44.234332653542225,7.6171560478494946,6,6,6,6,6,39.6,27.367478741147842,6.6964919476116265,35.876554286058024,24.233095379159494,30.15129122691603,54,54,54,54,52.154332653542212,15.537156047849489,6,6,6,6,6,54,54,54,54,54,54,0,null,0,0,null,null,"nej","nej",2.2749999999999999,0,0,null,0,null,6.666666666666667,0,"falder","---","---","-","-",0,0,0,0,0,0,0,null,null,null,null,null,null,null,null,null,null,null,null,null,null,18.899187925518824,{"$f":"INDEX(ID!$K$153:$K$176,D90+1)*INDEX(ID!$K$180:$K$191,$B90)","v":1},{"$f":"INDEX(ID!$L$153:$L$176,D90+1)*INDEX(ID!$K$180:$K$191,$B90)","v":1},42.995652530555326,42.995652530555326,{"$f":"ID!K298","v":0.13409000000000001},2.1694295753424657,41.000457235575759,{"$f":"ID!I298","v":1.2},null,null,42.995652530555326,18.899187925518824,5.4429661225494206,{"$f":"IF(elsalgtype=1,HK90*(GO90)*Elprissalg,IF(elsalgtype=2,ID!J298,\"elsalgtype ikke defineret\"))","v":0},null,null,null,0,0,0,0,0,0,0,0,0,0,0,0,0,0,0,0,0,0,0,0,0,0,0,0,0]
[81,1,4,8,4,1,0,4.1100000000000003,0.6,{"$f":"IF(ID!$W$4=2,0,FBR!P91+FBR!Q91)","v":20.670986793536215},{"$f":"IF(ID!$W$4=2,0,FBR!R91+FBR!S91)","v":0},{"$f":"ID!H299","v":1},{"$f":"IF(ID!$Y$4=1,J91+K91,IF(ID!$Y$4=2,model!L91,\"error\"))","v":20.670986793536215},null,0,0,0,0,0,0,{"$f":"(1-ID!$AB$64)*O91*PV1W/1000000","v":0},{"$f":"(1-ID!$AB$65)*P91*PV2W/1000000","v":0},{"$f":"(1-ID!$AB$66)*Q91*PV3W/1000000","v":0},{"$f":"(1-ID!$AB$67)*R91*PV4W/1000000","v":0},{"$f":"(1-ID!$AB$68)*S91*PV5W/1000000","v":0},{"$f":"(1-ID!$AB$69)*T91*PV6W/1000000","v":0},null,null,null,null,null,null,null,null,null,{"$f":"ID!L299","v":0},{"$f":"IF(ID!$K$70=\"ja\",AJ91,SUM(U91:Z91))","v":0},null,6.666666666666667,0,6.666666666666667,null,0,20.670986793536215,6,0,0,6.666666666666667,20.670986793536215,20.670986793536215,0,0,6.666666666666667,null,null,null,null,0,20.670986793536215,-20.670986793536215,99,78.329013206463785,39.6,39.6,null,39.6,0,6,15.175742211576846,6,9.450479152434859,39.622475377518938,54,54,54,31.453520579061045,6,6,6,6,6,6,6,7.9200000000000008,6,23.095742211576848,11.452283304678319,17.370479152434861,47.542475377518933,54,54,54,39.373520579061044,6,6,6,6,6,6,6,15.840000000000002,6,31.015742211576846,19.372283304678319,25.290479152434859,54,54,54,54,47.293520579061045,10.676343973368319,6,6,6,6,6,6,23.76,9.7556798731304539,38.935742211576851,27.292283304678321,33.210479152434857,54,54,54,54,54,18.59634397336832,6,6,6,6,6,6,31.680000000000003,17.675679873130456,46.855742211576853,35.212283304678323,41.130479152434859,54,54,54,54,54,26.516343973368322,6,6,6,6,6,6,39.6,25.59567987313045,54,43.132283304678317,49.05047915243486,54,54,54,54,54,34.436343973368317,6,6,6,6,6,6,54,54,54,54,54,54,0,null,0,0,null,null,"nej","nej",2.2749999999999999,0,0,null,0,null,6.666666666666667,40,"falder","---","---","-","-",0,0,0,0,0,0,0,null,null,null,null,null,null,null,null,null,null,null,null,null,null,20.670986793536215,{"$f":"INDEX(ID!$K$153:$K$176,D91+1)*INDEX(ID!$K$180:$K$191,$B91)","v":1},{"$f":"INDEX(ID!$L$153:$L$176,D91+1)*INDEX(ID!$K$180:$K$191,$B91)","v":1},47.026494955294886,47.026494955294886,{"$f":"ID!K299","v":0.20771000000000001},2.2430495753424657,46.366048149151126,{"$f":"ID!I299","v":1.2},null,null,47.026494955294886,20.670986793536215,5.9532441965384297,{"$f":"IF(elsalgtype=1,HK91*(GO91)*Elprissalg,IF(elsalgtype=2,ID!J299,\"elsalgtype ikke defineret\"))","v":0},null,null,null,0,0,0,0,0,0,0,0,0,0,0,0,0,0,0,0,0,0,0,0,0,0,0,0,0]
[82,1,4,9,4,1,0,4.63,0.7,{"$f":"IF(ID!$W$4=2,0,FBR!P92+FBR!Q92)","v":22.442785661553604},{"$f":"IF(ID!$W$4=2,0,FBR!R92+FBR!S92)","v":0},{"$f":"ID!H300","v":1},{"$f":"IF(ID!$Y$4=1,J92+K92,IF(ID!$Y$4=2,model!L92,\"error\"))","v":22.442785661553604},null,356.8,68.56,18.66,134.30000000000001,134.30000000000001,134.30000000000001,{"$f":"(1-ID!$AB$64)*O92*PV1W/1000000","v":47.4544},{"$f":"(1-ID!$AB$65)*P92*PV2W/1000000","v":4.1684480000000006},{"$f":"(1-ID!$AB$66)*Q92*PV3W/1000000","v":0},{"$f":"(1-ID!$AB$67)*R92*PV4W/1000000","v":0},{"$f":"(1-ID!$AB$68)*S92*PV5W/1000000","v":0},{"$f":"(1-ID!$AB$69)*T92*PV6W/1000000","v":0},null,null,null,null,null,null,null,null,null,{"$f":"ID!L300","v":0},{"$f":"IF(ID!$K$70=\"ja\",AJ92,SUM(U92:Z92))","v":51.622847999999998},null,6.666666666666667,0,6.666666666666667,null,22.442785661553604,0,6,0,0,6.666666666666667,0,0,29.180062338446394,24,30.666666666666668,null,null,null,null,51.622847999999998,22.442785661553604,29.180062338446394,99,99,39.6,39.6,null,39.6,0,35.846729005113062,24.203270098214531,30.121465945971075,54,54,54,54,52.12450737259725,15.50733076690452,6,6,6,6,6,6,6,7.9200000000000008,43.766729005113064,32.123270098214533,38.041465945971076,54,54,54,54,54,23.427330766904522,6,6,6,6,6,6,6,15.840000000000002,51.686729005113065,40.043270098214535,45.961465945971078,54,54,54,54,54,31.347330766904523,6,6,6,6,6,6,6,23.76,54,47.963270098214537,53.88146594597108,54,54,54,54,54,39.267330766904522,6,6,6,6,6,6,6,31.680000000000003,54,54,54,54,54,54,54,54,47.187330766904523,8.7983552931944189,6,6,6,6,6,6,39.6,54,54,54,54,54,54,54,54,54,16.718355293194406,6,6,6,6,6,6,54,54,54,54,54,54,0,null,0,0,null,null,"nej","nej",2.2749999999999999,0,0,null,0,null,30.666666666666668,21.346341329313965,"stiger","---","cyclus","-",40,0,5.180062338446394,0,0,0,24,2.3001978800000003,null,null,null,null,null,null,null,null,null,null,null,null,null,null,0,{"$f":"INDEX(ID!$K$153:$K$176,D92+1)*INDEX(ID!$K$180:$K$191,$B92)","v":1},{"$f":"INDEX(ID!$L$153:$L$176,D92+1)*INDEX(ID!$K$180:$K$191,$B92)","v":1},0,0,{"$f":"ID!K300","v":0.21412},2.2494595753424655,0,{"$f":"ID!I300","v":1.2},null,null,0,-5.180062338446394,0,{"$f":"IF(elsalgtype=1,HK92*(GO92)*Elprissalg,IF(elsalgtype=2,ID!J300,\"elsalgtype ikke defineret\"))","v":3.8332461304503314},null,null,null,1343,2207,2909,3402,3672,530.4,631.20000000000005,685.6,689,548.79999999999995,1590,2680,3568,4200,4585,202.8,196.8,186.6,172.8,140.5,202.8,196.8,186.6,172.8,140.5]
[83,1,4,10,4,1,0,5.14,0.5,{"$f":"IF(ID!$W$4=2,0,FBR!P93+FBR!Q93)","v":23.623984906898531},{"$f":"IF(ID!$W$4=2,0,FBR!R93+FBR!S93)","v":0},{"$f":"ID!H301","v":1},{"$f":"IF(ID!$Y$4=1,J93+K93,IF(ID!$Y$4=2,model!L93,\"error\"))","v":23.623984906898531},null,65.27000000000001,54.27,45.839999999999996,60.679999999999993,60.679999999999993,60.679999999999993,{"$f":"(1-ID!$AB$64)*O93*PV1W/1000000","v":8.6809100000000026},{"$f":"(1-ID!$AB$65)*P93*PV2W/1000000","v":3.2996159999999999},{"$f":"(1-ID!$AB$66)*Q93*PV3W/1000000","v":0},{"$f":"(1-ID!$AB$67)*R93*PV4W/1000000","v":0},{"$f":"(1-ID!$AB$68)*S93*PV5W/1000000","v":0},{"$f":"(1-ID!$AB$69)*T93*PV6W/1000000","v":0},null,null,null,null,null,null,null,null,null,{"$f":"ID!L301","v":0},{"$f":"IF(ID!$K$70=\"ja\",AJ93,SUM(U93:Z93))","v":11.980526000000003},null,30.666666666666668,0,30.666666666666668,null,11.980526000000003,11.643458906898529,27.6,11.643458906898529,1.1643458906898525,17.858861869078289,0,0,0,0,17.858861869078289,null,null,null,null,11.980526000000003,23.623984906898531,-11.643458906898529,99,99,39.6,39.6,null,39.6,0,19.023207759768141,24.941403607524681,54,54,54,54,46.94444503415086,10.32726842845813,6,6,6,6,6,6,6,6,7.9200000000000008,26.943207759768136,32.861403607524679,54,54,54,54,54,18.247268428458124,6,6,6,6,6,6,6,6,15.840000000000002,34.863207759768137,40.78140360752468,54,54,54,54,54,26.167268428458126,6,6,6,6,6,6,6,6,23.76,42.783207759768139,48.701403607524682,54,54,54,54,54,34.087268428458131,6,6,6,6,6,6,6,6,31.680000000000003,50.703207759768141,54,54,54,54,54,54,42.007268428458133,6,6,6,6,6,6,6,6,39.6,54,54,54,54,54,54,54,49.92726842845812,11.538292954748016,6,6,6,6,6,6,6,54,54,54,54,54,54,0,null,0,0,null,null,"nej","nej",2.2749999999999999,0,0,null,0,null,17.858861869078289,9.8636597462608986,"falder","cyclus","---",18.653658670686035,"-",0,0,0,0,0,-12.807804797588382,0.50713400161805566,null,null,null,null,null,null,null,null,null,null,null,null,null,null,0,{"$f":"INDEX(ID!$K$153:$K$176,D93+1)*INDEX(ID!$K$180:$K$191,$B93)","v":1},{"$f":"INDEX(ID!$L$153:$L$176,D93+1)*INDEX(ID!$K$180:$K$191,$B93)","v":1},0,0,{"$f":"ID!K301","v":0.21561000000000002},2.2509495753424655,0,{"$f":"ID!I301","v":1.2},null,null,0,0,0,{"$f":"IF(elsalgtype=1,HK93*(GO93)*Elprissalg,IF(elsalgtype=2,ID!J301,\"elsalgtype ikke defineret\"))","v":0},null,null,null,606.79999999999995,640.1,647.70000000000005,629.1,524.70000000000005,568.4,565.79999999999995,542.70000000000005,500.7,378,608.6,643.6,652.70000000000005,635.1,531.70000000000005,517,493.9,458.4,410.6,297.10000000000002,517,493.9,458.4,410.6,297.10000000000002]
[84,1,4,11,4,1,0,5.14,0.5,{"$f":"IF(ID!$W$4=2,0,FBR!P94+FBR!Q94)","v":24.805184152243459},{"$f":"IF(ID!$W$4=2,0,FBR!R94+FBR!S94)","v":0},{"$f":"ID!H302","v":1},{"$f":"IF(ID!$Y$4=1,J94+K94,IF(ID!$Y$4=2,model!L94,\"error\"))","v":24.805184152243459},null,166.5,141.1,72.320000000000007,136.5,136.5,136.5,{"$f":"(1-ID!$AB$64)*O94*PV1W/1000000","v":22.144499999999997},{"$f":"(1-ID!$AB$65)*P94*PV2W/1000000","v":8.5788799999999998},{"$f":"(1-ID!$AB$66)*Q94*PV3W/1000000","v":0},{"$f":"(1-ID!$AB$67)*R94*PV4W/1000000","v":0},{"$f":"(1-ID!$AB$68)*S94*PV5W/1000000","v":0},{"$f":"(1-ID!$AB$69)*T94*PV6W/1000000","v":0},null,null,null,null,null,null,null,null,null,{"$f":"ID!L302","v":0},{"$f":"IF(ID!$K$70=\"ja\",AJ94,SUM(U94:Z94))","v":30.723379999999999},null,17.858861869078289,0,17.858861869078289,null,24.805184152243459,0,16.072975682170462,0,0,17.858861869078289,0,0,5.9181958477565395,5.9181958477565395,23.777057716834829,null,null,null,null,30.723379999999999,24.805184152243459,5.9181958477565395,99,99,39.6,39.6,null,39.6,0,23.777057716834829,53.949053941918905,54,54,54,45.780099143461008,9.1629225377682815,6,6,6,6,6,6,6,6,6,7.9200000000000008,31.697057716834831,54,54,54,54,53.70009914346101,17.082922537768283,6,6,6,6,6,6,6,6,6,15.840000000000002,39.617057716834836,54,54,54,54,54,25.002922537768288,6,6,6,6,6,6,6,6,6,23.76,47.537057716834823,54,54,54,54,54,32.922922537768272,6,6,6,6,6,6,6,6,6,31.680000000000003,54,54,54,54,54,54,40.842922537768274,6,6,6,6,6,6,6,6,6,39.6,54,54,54,54,54,54,48.762922537768276,10.373947064058171,6,6,6,6,6,6,6,6,54,54,54,54,54,54,0,null,0,0,null,null,"nej","nej",2.2749999999999999,0,0,null,0,null,23.777057716834829,40.000000000000007,"stiger","---","cyclus","-",28.517318416946935,0,0,0,0,0,5.9181958477565395,1.2385870554894178,null,null,null,null,null,null,null,null,null,null,null,null,null,null,0,{"$f":"INDEX(ID!$K$153:$K$176,D94+1)*INDEX(ID!$K$180:$K$191,$B94)","v":1},{"$f":"INDEX(ID!$L$153:$L$176,D94+1)*INDEX(ID!$K$180:$K$191,$B94)","v":1},0,0,{"$f":"ID!K302","v":0.21680000000000002},2.2521395753424658,0,{"$f":"ID!I302","v":1.2},null,null,0,0,0,{"$f":"IF(elsalgtype=1,HK94*(GO94)*Elprissalg,IF(elsalgtype=2,ID!J302,\"elsalgtype ikke defineret\"))","v":0},null,null,null,1365,1634,1818,1905,1780,1217,1346,1411,1407,1206,1309,1526,1665,1718,1564,951,832.7,723.2,650.70000000000005,488.1,951,832.7,723.2,650.70000000000005,488.1]
[85,1,4,12,4,1,0,5.14,0.3,{"$f":"IF(ID!$W$4=2,0,FBR!P95+FBR!Q95)","v":25.395783774915923},{"$f":"IF(ID!$W$4=2,0,FBR!R95+FBR!S95)","v":0},{"$f":"ID!H303","v":1},{"$f":"IF(ID!$Y$4=1,J95+K95,IF(ID!$Y$4=2,model!L95,\"error\"))","v":25.395783774915923},null,279.7,302.10000000000002,121.1,227.7,227.7,227.7,{"$f":"(1-ID!$AB$64)*O95*PV1W/1000000","v":37.200099999999999},{"$f":"(1-ID!$AB$65)*P95*PV2W/1000000","v":18.36768},{"$f":"(1-ID!$AB$66)*Q95*PV3W/1000000","v":0},{"$f":"(1-ID!$AB$67)*R95*PV4W/1000000","v":0},{"$f":"(1-ID!$AB$68)*S95*PV5W/1000000","v":0},{"$f":"(1-ID!$AB$69)*T95*PV6W/1000000","v":0},null,null,null,null,null,null,null,null,null,{"$f":"ID!L303","v":0},{"$f":"IF(ID!$K$70=\"ja\",AJ95,SUM(U95:Z95))","v":55.567779999999999},null,23.777057716834829,0,23.777057716834829,null,25.395783774915923,0,21.399351945151345,0,0,23.777057716834829,0,0,30.171996225084076,24,47.777057716834832,null,null,null,null,55.567779999999999,25.395783774915923,30.171996225084076,99,99,39.6,39.6,null,39.6,0,53.949053941918905,54,54,54,45.780099143461015,9.1629225377682815,6,6,6,6,6,6,6,6,6,6,7.9200000000000008,54,54,54,54,53.700099143461017,17.082922537768283,6,6,6,6,6,6,6,6,6,6,15.840000000000002,54,54,54,54,54,25.002922537768285,6,6,6,6,6,6,6,6,6,6,23.76,54,54,54,54,54,32.922922537768287,6,6,6,6,6,6,6,6,6,6,31.680000000000003,54,54,54,54,54,40.842922537768288,6,6,6,6,6,6,6,6,6,6,39.6,54,54,54,54,54,48.762922537768276,10.373947064058157,6,6,6,6,6,6,6,6,6,54,54,54,54,54,54,0,null,0,0,null,null,"nej","nej",2.2749999999999999,0,0,null,0,null,47.777057716834832,10.371570471941945,"stiger","---","---","-","-",0,6.1719962250840759,0,0,0,24,2.1880710787467699,null,null,null,null,null,null,null,null,null,null,null,null,null,null,0,{"$f":"INDEX(ID!$K$153:$K$176,D95+1)*INDEX(ID!$K$180:$K$191,$B95)","v":1},{"$f":"INDEX(ID!$L$153:$L$176,D95+1)*INDEX(ID!$K$180:$K$191,$B95)","v":1},0,0,{"$f":"ID!K303","v":0.21777000000000002},2.2531095753424655,0,{"$f":"ID!I303","v":1.2},null,null,0,-6.1719962250840759,0,{"$f":"IF(elsalgtype=1,HK95*(GO95)*Elprissalg,IF(elsalgtype=2,ID!J303,\"elsalgtype ikke defineret\"))","v":4.567277206562216},null,null,null,2277,3068,3664,4029,4011,2037,2609,3021,3247,3107,1954,2450,2797,2974,2791,1372,1327,1211,1033,516.70000000000005,1372,1327,1211,1033,516.70000000000005]
[86,1,4,13,4,1,6.0000000000000001E-3,5.65,0.3,{"$f":"IF(ID!$W$4=2,0,FBR!P96+FBR!Q96)","v":25.986383397588384},{"$f":"IF(ID!$W$4=2,0,FBR!R96+FBR!S96)","v":0},{"$f":"ID!H304","v":1},{"$f":"IF(ID!$Y$4=1,J96+K96,IF(ID!$Y$4=2,model!L96,\"error\"))","v":25.986383397588384},null,328.9,535.79999999999995,248.3,306.7,306.7,306.7,{"$f":"(1-ID!$AB$64)*O96*PV1W/1000000","v":43.743699999999997},{"$f":"(1-ID!$AB$65)*P96*PV2W/1000000","v":32.576639999999998},{"$f":"(1-ID!$AB$66)*Q96*PV3W/1000000","v":0},{"$f":"(1-ID!$AB$67)*R96*PV4W/1000000","v":0},{"$f":"(1-ID!$AB$68)*S96*PV5W/1000000","v":0},{"$f":"(1-ID!$AB$69)*T96*PV6W/1000000","v":0},null,null,null,null,null,null,null,null,null,{"$f":"ID!L304","v":0},{"$f":"IF(ID!$K$70=\"ja\",AJ96,SUM(U96:Z96))","v":76.320339999999987},null,47.777057716834832,0,47.777057716834832,null,25.986383397588384,0,42.999351945151354,0,0,47.777057716834832,0,0,50.333956602411604,6.2229422831651675,54,null,null,null,null,76.320339999999987,25.986383397588384,50.333956602411604,99,99,39.6,39.6,null,39.6,0,54,54,54,39.608102918376943,6,6,6,6,6,6,6,6,6,6,6,6,7.9200000000000008,54,54,54,47.528102918376945,10.910926312684225,6,6,6,6,6,6,6,6,6,6,6,15.840000000000002,54,54,54,54,18.830926312684227,6,6,6,6,6,6,6,6,6,6,6,23.76,54,54,54,54,26.750926312684228,6,6,6,6,6,6,6,6,6,6,6,31.680000000000003,54,54,54,54,34.67092631268423,6,6,6,6,6,6,6,6,6,6,6,39.6,54,54,54,54,42.590926312684218,6,6,6,6,6,6,6,6,6,6,6,54,54,54,54,54,54,0,null,0,0,null,null,"nej","nej",2.2749999999999999,0,0,null,0,null,54,5.886379153610596,"stiger","---","---","-","-",0,44.111014319246436,0,0,0,6.2229422831651675,2.9369358110479795,null,null,null,null,null,null,null,null,null,null,null,null,null,null,0,{"$f":"INDEX(ID!$K$153:$K$176,D96+1)*INDEX(ID!$K$180:$K$191,$B96)","v":1},{"$f":"INDEX(ID!$L$153:$L$176,D96+1)*INDEX(ID!$K$180:$K$191,$B96)","v":1},0,0,{"$f":"ID!K304","v":0.21777000000000002},2.2531095753424655,0,{"$f":"ID!I304","v":1.2},null,null,0,-44.111014319246436,0,{"$f":"IF(elsalgtype=1,HK96*(GO96)*Elprissalg,IF(elsalgtype=2,ID!J304,\"elsalgtype ikke defineret\"))","v":32.642150596242359},null,null,null,3067,4541,5671,6405,6616,2946,4313,5358,6031,6188,2159,2822,3289,3529,3301,1860,2249,2483,2545,2159,1860,2249,2483,2545,2159]
[87,1,4,14,4,1,0,6.17,0.5,{"$f":"IF(ID!$W$4=2,0,FBR!P97+FBR!Q97)","v":27.758182265605775},{"$f":"IF(ID!$W$4=2,0,FBR!R97+FBR!S97)","v":0},{"$f":"ID!H305","v":1},{"$f":"IF(ID!$Y$4=1,J97+K97,IF(ID!$Y$4=2,model!L97,\"error\"))","v":27.758182265605775},null,89.710000000000008,207.5,134.19999999999999,113,113,113,{"$f":"(1-ID!$AB$64)*O97*PV1W/1000000","v":11.931430000000001},{"$f":"(1-ID!$AB$65)*P97*PV2W/1000000","v":12.616},{"$f":"(1-ID!$AB$66)*Q97*PV3W/1000000","v":0},{"$f":"(1-ID!$AB$67)*R97*PV4W/1000000","v":0},{"$f":"(1-ID!$AB$68)*S97*PV5W/1000000","v":0},{"$f":"(1-ID!$AB$69)*T97*PV6W/1000000","v":0},null,null,null,null,null,null,null,null,null,{"$f":"ID!L305","v":0},{"$f":"IF(ID!$K$70=\"ja\",AJ97,SUM(U97:Z97))","v":24.547429999999999},null,54,0,54,null,24.547429999999999,3.2107522656057768,48.6,3.2107522656057768,0.32107522656057763,50.468172507833643,0,0,0,0,50.468172507833643,null,null,null,null,24.547429999999999,27.758182265605775,-3.2107522656057768,99,99,39.6,39.6,null,39.6,0,50.789247734394223,26.798868600771058,6,6,6,6,6,6,6,6,6,6,6,6,6,6,7.9200000000000008,54,34.71886860077106,6,6,6,6,6,6,6,6,6,6,6,6,6,6,15.840000000000002,54,42.638868600771062,11.33708859913051,6,6,6,6,6,6,6,6,6,6,6,6,6,23.76,54,50.558868600771063,19.257088599130512,6,6,6,6,6,6,6,6,6,6,6,6,6,31.680000000000003,54,54,27.177088599130514,6,6,6,6,6,6,6,6,6,6,6,6,6,39.6,54,54,35.097088599130501,6,6,6,6,6,6,6,6,6,6,6,6,6,50.789247734394223,54,54,54,54,54,0,null,0,0,null,null,"nej","nej",2.2749999999999999,0,0,null,0,null,50.468172507833643,43.982361744975798,"falder","cyclus","---",33.002509735278288,"-",0,0,0,0,0,-3.5318274921663546,0.88433132130614656,null,null,null,null,null,null,null,null,null,null,null,null,null,null,0,{"$f":"INDEX(ID!$K$153:$K$176,D97+1)*INDEX(ID!$K$180:$K$191,$B97)","v":1},{"$f":"INDEX(ID!$L$153:$L$176,D97+1)*INDEX(ID!$K$180:$K$191,$B97)","v":1},0,0,{"$f":"ID!K305","v":0.21888999999999997},2.2542295753424657,0,{"$f":"ID!I305","v":1.2},null,null,0,0,0,{"$f":"IF(elsalgtype=1,HK97*(GO97)*Elprissalg,IF(elsalgtype=2,ID!J305,\"elsalgtype ikke defineret\"))","v":0},null,null,null,1130,1558,1891,2104,2133,1198,1689,2075,2329,2391,767.9,855.9,897.1,888.3,731.5,929.7,1170,1342,1433,1358,929.7,1170,1342,1433,1358]
[88,1,4,15,4,1,0,6.17,0.7,{"$f":"IF(ID!$W$4=2,0,FBR!P98+FBR!Q98)","v":29.529981133623163},{"$f":"IF(ID!$W$4=2,0,FBR!R98+FBR!S98)","v":0},{"$f":"ID!H306","v":1},{"$f":"IF(ID!$Y$4=1,J98+K98,IF(ID!$Y$4=2,model!L98,\"error\"))","v":29.529981133623163},null,8.7459999999999987,71.97999999999999,50.39,26.04,26.04,26.04,{"$f":"(1-ID!$AB$64)*O98*PV1W/1000000","v":1.1632179999999999},{"$f":"(1-ID!$AB$65)*P98*PV2W/1000000","v":4.3763839999999989},{"$f":"(1-ID!$AB$66)*Q98*PV3W/1000000","v":0},{"$f":"(1-ID!$AB$67)*R98*PV4W/1000000","v":0},{"$f":"(1-ID!$AB$68)*S98*PV5W/1000000","v":0},{"$f":"(1-ID!$AB$69)*T98*PV6W/1000000","v":0},null,null,null,null,null,null,null,null,null,{"$f":"ID!L306","v":0},{"$f":"IF(ID!$K$70=\"ja\",AJ98,SUM(U98:Z98))","v":5.5396019999999986},null,50.468172507833643,0,50.468172507833643,null,5.5396019999999986,23.990379133623165,45.42135525705028,23.990379133623165,2.3990379133623159,24.078755460848161,0,0,0,0,24.078755460848161,null,null,null,null,5.5396019999999986,29.529981133623163,-23.990379133623165,99,99,39.6,39.6,null,39.6,0,26.477793374210478,6,6,6,6,6,6,6,6,6,6,6,6,6,6,6,7.9200000000000008,34.39779337421048,6,6,6,6,6,6,6,6,6,6,6,6,6,6,6,15.840000000000002,42.317793374210481,11.016013372569926,6,6,6,6,6,6,6,6,6,6,6,6,6,6,23.76,50.237793374210483,18.936013372569928,6,6,6,6,6,6,6,6,6,6,6,6,6,6,31.680000000000003,54,26.856013372569929,6,6,6,6,6,6,6,6,6,6,6,6,6,6,39.6,54,34.776013372569935,6,6,6,6,6,6,6,6,6,6,6,6,6,6,26.477793374210478,34.39779337421048,42.317793374210481,50.237793374210483,54,54,0.6,null,23.76,23.76,null,null,"nej","nej",2.2749999999999999,0,23.76,null,0,null,24.078755460848161,28.729946510399461,"falder","---","---","-","-",0,0,0,0,0,-26.389417046985482,0.18759246661666662,null,null,null,null,null,null,null,null,null,null,null,null,null,null,0,{"$f":"INDEX(ID!$K$153:$K$176,D98+1)*INDEX(ID!$K$180:$K$191,$B98)","v":1},{"$f":"INDEX(ID!$L$153:$L$176,D98+1)*INDEX(ID!$K$180:$K$191,$B98)","v":1},0,0,{"$f":"ID!K306","v":0.22134999999999999},2.2566895753424658,0,{"$f":"ID!I306","v":1.2},null,null,0,0,0,{"$f":"IF(elsalgtype=1,HK98*(GO98)*Elprissalg,IF(elsalgtype=2,ID!J306,\"elsalgtype ikke defineret\"))","v":0},null,null,null,260.39999999999998,416.1,545,636.4,683.7,322.3,538.4,719.8,851.4,932.2,97.34,94.17,87.46,77.69,0,245.8,387.3,503.9,585.79999999999995,625.20000000000005,245.8,387.3,503.9,585.79999999999995,625.20000000000005]
[89,1,4,16,4,1,0,6.17,0.7,{"$f":"IF(ID!$W$4=2,0,FBR!P99+FBR!Q99)","v":31.301780001640555},{"$f":"IF(ID!$W$4=2,0,FBR!R99+FBR!S99)","v":0},{"$f":"ID!H307","v":1},{"$f":"IF(ID!$Y$4=1,J99+K99,IF(ID!$Y$4=2,model!L99,\"error\"))","v":31.301780001640555},null,0,0,0,0,0,0,{"$f":"(1-ID!$AB$64)*O99*PV1W/1000000","v":0},{"$f":"(1-ID!$AB$65)*P99*PV2W/1000000","v":0},{"$f":"(1-ID!$AB$66)*Q99*PV3W/1000000","v":0},{"$f":"(1-ID!$AB$67)*R99*PV4W/1000000","v":0},{"$f":"(1-ID!$AB$68)*S99*PV5W/1000000","v":0},{"$f":"(1-ID!$AB$69)*T99*PV6W/1000000","v":0},null,null,null,null,null,null,null,null,null,{"$f":"ID!L307","v":0},{"$f":"IF(ID!$K$70=\"ja\",AJ99,SUM(U99:Z99))","v":0},null,24.078755460848161,0,24.078755460848161,null,0,31.301780001640555,21.670879914763344,15.670879914763344,1.567087991476334,6.8407875546084833,15.630900086877212,15.630900086877212,0,0,6.8407875546084833,null,null,null,null,0,31.301780001640555,-31.301780001640555,99,83.369099913122795,39.6,39.6,null,39.6,0,6,6,6,6,6,6,6,6,6,6,6,6,6,6,6,6,7.9200000000000008,6,6,6,6,6,6,6,6,6,6,6,6,6,6,6,6,15.840000000000002,8.6169754592076053,6,6,6,6,6,6,6,6,6,6,6,6,6,6,6,23.76,16.536975459207607,6,6,6,6,6,6,6,6,6,6,6,6,6,6,6,31.680000000000003,24.456975459207609,6,6,6,6,6,6,6,6,6,6,6,6,6,6,6,39.6,32.376975459207614,6,6,6,6,6,6,6,6,6,6,6,6,6,6,6,6,6,8.6169754592076053,16.536975459207607,24.456975459207609,32.376975459207614,1,null,39.6,39.6,null,null,"nej","nej",2.2749999999999999,0,39.6,null,0,null,6.8407875546084833,0.28729946510399768,"falder","---","---","-","-",0,0,0,0,0,-17.237967906239678,0,null,null,null,null,null,null,null,null,null,null,null,null,null,null,15.630900086877212,{"$f":"INDEX(ID!$K$153:$K$176,D99+1)*INDEX(ID!$K$180:$K$191,$B99)","v":1},{"$f":"INDEX(ID!$L$153:$L$176,D99+1)*INDEX(ID!$K$180:$K$191,$B99)","v":1},35.560297697645652,35.560297697645652,{"$f":"ID!K307","v":0.22605},2.2613895753424655,35.347554509683768,{"$f":"ID!I307","v":1.2},null,null,35.560297697645652,15.630900086877212,4.5016992250206371,{"$f":"IF(elsalgtype=1,HK99*(GO99)*Elprissalg,IF(elsalgtype=2,ID!J307,\"elsalgtype ikke defineret\"))","v":0},null,null,null,0,0,0,0,0,0,0,0,0,0,0,0,0,0,0,0,0,0,0,0,0,0,0,0,0]
[90,1,4,17,{"$f":"E76+1","v":4},1,0,5.14,0.5,{"$f":"IF(ID!$W$4=2,0,FBR!P100+FBR!Q100)","v":36.617176605692727},{"$f":"IF(ID!$W$4=2,0,FBR!R100+FBR!S100)","v":0},{"$f":"ID!H308","v":1},{"$f":"IF(ID!$Y$4=1,J100+K100,IF(ID!$Y$4=2,model!L100,\"error\"))","v":36.617176605692727},null,0,0,0,0,0,0,{"$f":"(1-ID!$AB$64)*O100*PV1W/1000000","v":0},{"$f":"(1-ID!$AB$65)*P100*PV2W/1000000","v":0},{"$f":"(1-ID!$AB$66)*Q100*PV3W/1000000","v":0},{"$f":"(1-ID!$AB$67)*R100*PV4W/1000000","v":0},{"$f":"(1-ID!$AB$68)*S100*PV5W/1000000","v":0},{"$f":"(1-ID!$AB$69)*T100*PV6W/1000000","v":0},null,null,null,null,null,null,null,null,null,{"$f":"ID!L308","v":0},{"$f":"IF(ID!$K$70=\"ja\",AJ100,SUM(U100:Z100))","v":0},null,6.8407875546084833,0,6.8407875546084833,null,0,36.617176605692727,6.1567087991476352,0.15670879914763525,1.5670879914763521E-2,6.6684078755460847,36.46046780654509,36.46046780654509,0,0,6.6684078755460847,null,null,null,null,0,36.617176605692727,-36.617176605692727,99,62.53953219345491,39.6,39.6,null,39.6,0,6,6,6,6,6,6,6,6,6,6,6,6,6,6,6,6,7.9200000000000008,6,6,6,6,6,6,6,6,6,6,6,6,6,6,6,6,15.840000000000002,6,6,6,6,6,6,6,6,6,6,6,6,6,6,6,6,23.76,6,6,6,6,6,6,6,6,6,6,6,6,6,6,6,6,31.680000000000003,6,6,6,6,6,6,6,6,6,6,6,6,6,6,6,6,39.6,9.823610948915757,6,6,6,6,6,6,6,6,6,6,6,6,6,6,6,6,6,6,6,6,9.823610948915757,1,null,39.6,39.6,null,null,"nej","nej",2.2749999999999999,0,39.6,null,0,null,6.6684078755460847,2.8729946510397397E-3,"falder","---","---","-","-",0,0,0,0,0,-0.17237967906239876,0,null,null,null,null,null,null,null,null,null,null,null,null,null,null,36.46046780654509,{"$f":"INDEX(ID!$K$153:$K$176,D100+1)*INDEX(ID!$K$180:$K$191,$B100)","v":1},{"$f":"INDEX(ID!$L$153:$L$176,D100+1)*INDEX(ID!$K$180:$K$191,$B100)","v":1},82.947564259890072,82.947564259890072,{"$f":"ID!K308","v":0.22866},2.2639995753424658,82.546483630805724,{"$f":"ID!I308","v":1.2},null,null,82.947564259890072,36.46046780654509,10.500614728284985,{"$f":"IF(elsalgtype=1,HK100*(GO100)*Elprissalg,IF(elsalgtype=2,ID!J308,\"elsalgtype ikke defineret\"))","v":0},null,null,null,0,0,0,0,0,0,0,0,0,0,0,0,0,0,0,0,0,0,0,0,0,0,0,0,0]
[91,1,4,18,4,1,0,4.63,0.3,{"$f":"IF(ID!$W$4=2,0,FBR!P101+FBR!Q101)","v":38.388975473710111},{"$f":"IF(ID!$W$4=2,0,FBR!R101+FBR!S101)","v":0},{"$f":"ID!H309","v":1},{"$f":"IF(ID!$Y$4=1,J101+K101,IF(ID!$Y$4=2,model!L101,\"error\"))","v":38.388975473710111},null,0,0,0,0,0,0,{"$f":"(1-ID!$AB$64)*O101*PV1W/1000000","v":0},{"$f":"(1-ID!$AB$65)*P101*PV2W/1000000","v":0},{"$f":"(1-ID!$AB$66)*Q101*PV3W/1000000","v":0},{"$f":"(1-ID!$AB$67)*R101*PV4W/1000000","v":0},{"$f":"(1-ID!$AB$68)*S101*PV5W/1000000","v":0},{"$f":"(1-ID!$AB$69)*T101*PV6W/1000000","v":0},null,null,null,null,null,null,null,null,null,{"$f":"ID!L309","v":0},{"$f":"IF(ID!$K$70=\"ja\",AJ101,SUM(U101:Z101))","v":0},null,6.6684078755460847,0,6.6684078755460847,null,0,38.388975473710111,6.001567087991476,1.5670879914759794E-3,1.567087991475979E-4,6.6666840787554609,38.387408385718636,38.387408385718636,0,0,6.6666840787554609,null,null,null,null,0,38.388975473710111,-38.388975473710111,99,60.612591614281364,39.6,39.6,null,39.6,0,6,6,6,6,6,6,6,6,6,6,6,6,6,6,6,6,7.9200000000000008,6,6,6,6,6,6,6,6,6,6,6,6,6,6,6,6,15.840000000000002,6,6,6,6,6,6,6,6,6,6,6,6,6,6,6,6,23.76,6,6,6,6,6,6,6,6,6,6,6,6,6,6,6,6,31.680000000000003,6,6,6,6,6,6,6,6,6,6,6,6,6,6,6,6,39.6,7.8794324018359774,6,6,6,6,6,6,6,6,6,6,6,6,6,6,6,6,6,6,6,6,7.8794324018359774,1,null,39.6,39.6,null,null,"nej","nej",2.2749999999999999,0,39.6,null,0,null,6.6666840787554609,2.872994651070826E-5,"falder","---","---","-","-",0,0,0,0,0,-1.7237967906235773E-3,0,null,null,null,null,null,null,null,null,null,null,null,null,null,null,38.387408385718636,{"$f":"INDEX(ID!$K$153:$K$176,D101+1)*INDEX(ID!$K$180:$K$191,$B101)","v":1},{"$f":"INDEX(ID!$L$153:$L$176,D101+1)*INDEX(ID!$K$180:$K$191,$B101)","v":1},87.3313540775099,87.3313540775099,{"$f":"ID!K309","v":0.2271},2.2624395753424658,86.849191926683076,{"$f":"ID!I309","v":1.2},null,null,87.3313540775099,38.387408385718636,11.055573615086967,{"$f":"IF(elsalgtype=1,HK101*(GO101)*Elprissalg,IF(elsalgtype=2,ID!J309,\"elsalgtype ikke defineret\"))","v":0},null,null,null,0,0,0,0,0,0,0,0,0,0,0,0,0,0,0,0,0,0,0,0,0,0,0,0,0]
[92,1,4,19,4,1,0,4.1100000000000003,0.3,{"$f":"IF(ID!$W$4=2,0,FBR!P102+FBR!Q102)","v":35.435977360347799},{"$f":"IF(ID!$W$4=2,0,FBR!R102+FBR!S102)","v":0},{"$f":"ID!H310","v":1},{"$f":"IF(ID!$Y$4=1,J102+K102,IF(ID!$Y$4=2,model!L102,\"error\"))","v":35.435977360347799},null,0,0,0,0,0,0,{"$f":"(1-ID!$AB$64)*O102*PV1W/1000000","v":0},{"$f":"(1-ID!$AB$65)*P102*PV2W/1000000","v":0},{"$f":"(1-ID!$AB$66)*Q102*PV3W/1000000","v":0},{"$f":"(1-ID!$AB$67)*R102*PV4W/1000000","v":0},{"$f":"(1-ID!$AB$68)*S102*PV5W/1000000","v":0},{"$f":"(1-ID!$AB$69)*T102*PV6W/1000000","v":0},null,null,null,null,null,null,null,null,null,{"$f":"ID!L310","v":0},{"$f":"IF(ID!$K$70=\"ja\",AJ102,SUM(U102:Z102))","v":0},null,6.6666840787554609,0,6.6666840787554609,null,0,35.435977360347799,6.0000156708799146,1.5670879914608804E-5,1.5670879914608801E-6,6.6666668407875544,35.435961689467888,35.435961689467888,0,0,6.6666668407875544,null,null,null,null,0,35.435977360347799,-35.435977360347799,99,63.564038310532112,39.6,39.6,null,39.6,0,6,6,6,6,6,6,6,6,6,6,6,6,6,6,6,6,7.9200000000000008,6,6,6,6,6,6,6,6,6,6,6,6,6,6,6,6,15.840000000000002,6,6,6,6,6,6,6,6,6,6,6,6,6,6,6,6,23.76,6,6,6,6,6,6,6,6,6,6,6,6,6,6,6,6,31.680000000000003,6,6,6,6,6,6,6,6,6,6,6,6,6,6,6,6,39.6,10.830706718407662,6,6,6,6,6,6,6,6,6,6,6,6,6,6,6,6,6,6,6,6,10.830706718407662,1,null,39.6,39.6,null,null,"nej","nej",2.2749999999999999,0,39.6,null,0,null,6.6666668407875544,2.8729946421890418E-7,"falder","---","---","-","-",0,0,0,0,0,-1.7237967906069683E-5,0,null,null,null,null,null,null,null,null,null,null,null,null,null,null,35.435961689467888,{"$f":"INDEX(ID!$K$153:$K$176,D102+1)*INDEX(ID!$K$180:$K$191,$B102)","v":1},{"$f":"INDEX(ID!$L$153:$L$176,D102+1)*INDEX(ID!$K$180:$K$191,$B102)","v":1},80.616812843539435,80.616812843539435,{"$f":"ID!K310","v":0.22322},2.2585595753424657,80.034230585216477,{"$f":"ID!I310","v":1.2},null,null,80.616812843539435,35.435961689467888,10.205556966566752,{"$f":"IF(elsalgtype=1,HK102*(GO102)*Elprissalg,IF(elsalgtype=2,ID!J310,\"elsalgtype ikke defineret\"))","v":0},null,null,null,0,0,0,0,0,0,0,0,0,0,0,0,0,0,0,0,0,0,0,0,0,0,0,0,0]
[93,1,4,20,4,1,0,4.1100000000000003,0.4,{"$f":"IF(ID!$W$4=2,0,FBR!P103+FBR!Q103)","v":31.301780001640555},{"$f":"IF(ID!$W$4=2,0,FBR!R103+FBR!S103)","v":0},{"$f":"ID!H311","v":1},{"$f":"IF(ID!$Y$4=1,J103+K103,IF(ID!$Y$4=2,model!L103,\"error\"))","v":31.301780001640555},null,0,0,0,0,0,0,{"$f":"(1-ID!$AB$64)*O103*PV1W/1000000","v":0},{"$f":"(1-ID!$AB$65)*P103*PV2W/1000000","v":0},{"$f":"(1-ID!$AB$66)*Q103*PV3W/1000000","v":0},{"$f":"(1-ID!$AB$67)*R103*PV4W/1000000","v":0},{"$f":"(1-ID!$AB$68)*S103*PV5W/1000000","v":0},{"$f":"(1-ID!$AB$69)*T103*PV6W/1000000","v":0},null,null,null,null,null,null,null,null,null,{"$f":"ID!L311","v":0},{"$f":"IF(ID!$K$70=\"ja\",AJ103,SUM(U103:Z103))","v":0},null,6.6666668407875544,0,6.6666668407875544,null,0,31.301780001640555,6.0000001567087988,1.5670879882634381E-7,1.5670879882634377E-8,6.6666666684078759,31.301779844931758,31.301779844931758,0,0,6.6666666684078759,null,null,null,null,0,31.301780001640555,-31.301780001640555,99,67.698220155068242,39.6,39.6,null,39.6,0,6,6,6,6,6,6,6,6,6,6,6,6,6,6,6,6,7.9200000000000008,6,6,6,6,6,6,6,6,6,6,6,6,6,6,6,6,15.840000000000002,6,6,6,6,6,6,6,6,6,6,6,6,6,6,6,6,23.76,6,6,6,6,6,6,6,6,6,6,6,6,6,6,6,6,31.680000000000003,7.0448868391470008,6,6,6,6,6,6,6,6,6,6,6,6,6,6,6,39.6,14.964886839147002,6,6,6,6,6,6,6,6,6,6,6,6,6,6,6,6,6,6,6,7.0448868391470008,14.964886839147002,1,null,39.6,39.6,null,null,"nej","nej",2.2749999999999999,0,39.6,null,0,null,6.6666666684078759,2.8729966553934596E-9,"falder","---","---","-","-",0,0,0,0,0,-1.7237967870897818E-7,0,null,null,null,null,null,null,null,null,null,null,null,null,null,null,31.301779844931758,{"$f":"INDEX(ID!$K$153:$K$176,D103+1)*INDEX(ID!$K$180:$K$191,$B103)","v":1},{"$f":"INDEX(ID!$L$153:$L$176,D103+1)*INDEX(ID!$K$180:$K$191,$B103)","v":1},71.211549147219742,71.211549147219742,{"$f":"ID!K311","v":0.21486000000000002},2.2501995753424655,70.435251714528789,{"$f":"ID!I311","v":1.2},null,null,71.211549147219742,31.301779844931758,9.0149125953403448,{"$f":"IF(elsalgtype=1,HK103*(GO103)*Elprissalg,IF(elsalgtype=2,ID!J311,\"elsalgtype ikke defineret\"))","v":0},null,null,null,0,0,0,0,0,0,0,0,0,0,0,0,0,0,0,0,0,0,0,0,0,0,0,0,0]
[94,1,4,21,4,1,0,4.63,0.3,{"$f":"IF(ID!$W$4=2,0,FBR!P104+FBR!Q104)","v":29.529981133623163},{"$f":"IF(ID!$W$4=2,0,FBR!R104+FBR!S104)","v":0},{"$f":"ID!H312","v":1},{"$f":"IF(ID!$Y$4=1,J104+K104,IF(ID!$Y$4=2,model!L104,\"error\"))","v":29.529981133623163},null,0,0,0,0,0,0,{"$f":"(1-ID!$AB$64)*O104*PV1W/1000000","v":0},{"$f":"(1-ID!$AB$65)*P104*PV2W/1000000","v":0},{"$f":"(1-ID!$AB$66)*Q104*PV3W/1000000","v":0},{"$f":"(1-ID!$AB$67)*R104*PV4W/1000000","v":0},{"$f":"(1-ID!$AB$68)*S104*PV5W/1000000","v":0},{"$f":"(1-ID!$AB$69)*T104*PV6W/1000000","v":0},null,null,null,null,null,null,null,null,null,{"$f":"ID!L312","v":0},{"$f":"IF(ID!$K$70=\"ja\",AJ104,SUM(U104:Z104))","v":0},null,6.6666666684078759,0,6.6666666684078759,null,0,29.529981133623163,6.0000000015670887,1.5670886810426055E-9,1.5670886810426052E-10,6.6666666666840779,29.529981132056076,29.529981132056076,0,0,6.6666666666840779,null,null,null,null,0,29.529981133623163,-29.529981133623163,99,69.470018867943921,39.6,39.6,null,39.6,0,6,6,6,6,6,6,6,6,6,6,6,6,6,6,6,6,7.9200000000000008,6,6,6,6,6,6,6,6,6,6,6,6,6,6,6,10.845636990448707,15.840000000000002,6,6,6,6,6,6,6,6,6,6,6,6,6,6,6,18.765636990448709,23.76,6,6,6,6,6,6,6,6,6,6,6,6,6,6,6,26.685636990448707,31.680000000000003,8.816685534784714,6,6,6,6,6,6,6,6,6,6,6,6,6,6.9256807653646355,34.605636990448708,39.6,16.736685534784716,6,6,6,6,6,6,6,6,6,6,6,6,6,14.845680765364637,42.52563699044871,6,10.845636990448707,18.765636990448709,26.685636990448707,34.605636990448708,42.52563699044871,1,null,39.6,39.6,null,null,"nej","nej",2.2749999999999999,0,39.6,null,0,null,6.6666666666840779,2.8728130985200551E-11,"falder","---","---","-","-",0,0,0,0,0,-1.723797549146866E-9,0,null,null,null,null,null,null,null,null,null,null,null,null,null,null,29.529981132056076,{"$f":"INDEX(ID!$K$153:$K$176,D104+1)*INDEX(ID!$K$180:$K$191,$B104)","v":1},{"$f":"INDEX(ID!$L$153:$L$176,D104+1)*INDEX(ID!$K$180:$K$191,$B104)","v":1},67.180707075427563,67.180707075427563,{"$f":"ID!K312","v":0.21299999999999999},2.2483395753424658,66.393425238317988,{"$f":"ID!I312","v":1.2},null,null,67.180707075427563,29.529981132056076,8.5046345660321503,{"$f":"IF(elsalgtype=1,HK104*(GO104)*Elprissalg,IF(elsalgtype=2,ID!J312,\"elsalgtype ikke defineret\"))","v":0},null,null,null,0,0,0,0,0,0,0,0,0,0,0,0,0,0,0,0,0,0,0,0,0,0,0,0,0]
[95,1,4,22,4,1,0,5.14,0,{"$f":"IF(ID!$W$4=2,0,FBR!P105+FBR!Q105)","v":26.576983020260847},{"$f":"IF(ID!$W$4=2,0,FBR!R105+FBR!S105)","v":0},{"$f":"ID!H313","v":1},{"$f":"IF(ID!$Y$4=1,J105+K105,IF(ID!$Y$4=2,model!L105,\"error\"))","v":26.576983020260847},null,0,0,0,0,0,0,{"$f":"(1-ID!$AB$64)*O105*PV1W/1000000","v":0},{"$f":"(1-ID!$AB$65)*P105*PV2W/1000000","v":0},{"$f":"(1-ID!$AB$66)*Q105*PV3W/1000000","v":0},{"$f":"(1-ID!$AB$67)*R105*PV4W/1000000","v":0},{"$f":"(1-ID!$AB$68)*S105*PV5W/1000000","v":0},{"$f":"(1-ID!$AB$69)*T105*PV6W/1000000","v":0},null,null,null,null,null,null,null,null,null,{"$f":"ID!L313","v":0},{"$f":"IF(ID!$K$70=\"ja\",AJ105,SUM(U105:Z105))","v":0},null,6.6666666666840779,0,6.6666666666840779,null,0,26.576983020260847,6.0000000000156701,1.5670131858769309E-11,1.5670131858769305E-12,6.666666666666841,26.576983020245176,26.576983020245176,0,0,6.666666666666841,null,null,null,null,0,26.576983020260847,-26.576983020260847,99,72.42301697975482,39.6,39.6,null,39.6,0,6,6,6,6,6,6,6,6,6,6,6,6,6,6,32.455618122348078,36.6214747247597,7.9200000000000008,6,6,6,6,6,6,6,6,6,6,6,6,6,12.695661897264007,40.375618122348072,44.541474724759695,15.840000000000002,6,6,6,6,6,6,6,6,6,6,6,6,6,20.615661897264008,48.295618122348074,52.461474724759697,23.76,6,6,6,6,6,6,6,6,6,6,6,6,6,28.535661897264006,54,54,31.680000000000003,11.769683646423232,6,6,6,6,6,6,6,6,6,6,6,6,36.455661897264008,54,54,39.6,19.689683646423234,6,6,6,6,6,6,6,6,6,6,6,6,44.37566189726401,54,54,36.6214747247597,44.541474724759695,52.461474724759697,54,54,54,0.4,null,15.840000000000002,15.840000000000002,null,null,"nej","nej",2.2749999999999999,0,15.840000000000002,null,0,null,6.666666666666841,2.886579864025407E-13,"falder","---","---","-","-",0,0,0,0,0,-1.723714504464624E-11,0,null,null,null,null,null,null,null,null,null,null,null,null,null,null,26.576983020245176,{"$f":"INDEX(ID!$K$153:$K$176,D105+1)*INDEX(ID!$K$180:$K$191,$B105)","v":1},{"$f":"INDEX(ID!$L$153:$L$176,D105+1)*INDEX(ID!$K$180:$K$191,$B105)","v":1},60.462636371057776,60.462636371057776,{"$f":"ID!K313","v":0.21113999999999999},2.2464795753424656,59.704649529204303,{"$f":"ID!I313","v":1.2},null,null,60.462636371057776,26.576983020245176,7.6541711098306102,{"$f":"IF(elsalgtype=1,HK105*(GO105)*Elprissalg,IF(elsalgtype=2,ID!J313,\"elsalgtype ikke defineret\"))","v":0},null,null,null,0,0,0,0,0,0,0,0,0,0,0,0,0,0,0,0,0,0,0,0,0,0,0,0,0]
[96,1,4,23,4,1,0,5.14,-0.1,{"$f":"IF(ID!$W$4=2,0,FBR!P106+FBR!Q106)","v":23.623984906898531},{"$f":"IF(ID!$W$4=2,0,FBR!R106+FBR!S106)","v":0},{"$f":"ID!H314","v":1},{"$f":"IF(ID!$Y$4=1,J106+K106,IF(ID!$Y$4=2,model!L106,\"error\"))","v":23.623984906898531},null,0,0,0,0,0,0,{"$f":"(1-ID!$AB$64)*O106*PV1W/1000000","v":0},{"$f":"(1-ID!$AB$65)*P106*PV2W/1000000","v":0},{"$f":"(1-ID!$AB$66)*Q106*PV3W/1000000","v":0},{"$f":"(1-ID!$AB$67)*R106*PV4W/1000000","v":0},{"$f":"(1-ID!$AB$68)*S106*PV5W/1000000","v":0},{"$f":"(1-ID!$AB$69)*T106*PV6W/1000000","v":0},null,null,null,null,null,null,null,null,null,{"$f":"ID!L314","v":0},{"$f":"IF(ID!$K$70=\"ja\",AJ106,SUM(U106:Z106))","v":0},null,6.666666666666841,0,6.666666666666841,null,0,23.623984906898531,6.0000000000001572,1.5720758028692217E-13,1.5720758028692213E-14,6.6666666666666679,23.623984906898375,23.623984906898375,0,0,6.6666666666666679,null,null,null,null,0,23.623984906898531,-23.623984906898531,99,75.376015093101628,39.6,39.6,null,39.6,0,6,6,6,6,6,6,6,6,6,6,6,6,31.352644917507643,54,54,48.547007479397564,7.9200000000000008,6,6,6,6,6,6,6,6,6,6,6,6,39.272644917507641,54,54,54,15.840000000000002,6,6,6,6,6,6,6,6,6,6,6,6,47.192644917507643,54,54,54,23.76,6.802681759768312,6,6,6,6,6,6,6,6,6,6,6,54,54,54,54,31.680000000000003,14.72268175976831,6,6,6,6,6,6,6,6,6,6,6,54,54,54,54,39.6,22.642681759768312,6,6,6,6,6,6,6,6,6,6,6,54,54,54,54,54,54,54,54,54,54,0,null,0,0,null,null,"nej","nej",2.2749999999999999,0,0,null,0,null,6.6666666666666679,1.4802973661668755E-15,"falder","---","---","-","-",0,0,0,0,0,-1.7292833831561437E-13,0,null,null,null,null,"køb el når :",null,null,null,null,null,null,null,null,null,23.623984906898375,{"$f":"INDEX(ID!$K$153:$K$176,D106+1)*INDEX(ID!$K$180:$K$191,$B106)","v":1},{"$f":"INDEX(ID!$L$153:$L$176,D106+1)*INDEX(ID!$K$180:$K$191,$B106)","v":1},53.744565663193804,53.744565663193804,{"$f":"ID!K314","v":0.16587000000000002},2.2012095753424656,52.001341784810592,{"$f":"ID!I314","v":1.2},null,null,53.744565663193804,23.623984906898375,6.8037076531867324,{"$f":"IF(elsalgtype=1,HK106*(GO106)*Elprissalg,IF(elsalgtype=2,ID!J314,\"elsalgtype ikke defineret\"))","v":0},null,null,null,0,0,0,0,0,0,0,0,0,0,0,0,0,0,0,0,0,0,0,0,0,0,0,0,0]
[97,1,5,0,5,1,0,5.14,-0.4,{"$f":"IF(ID!$W$4=2,0,FBR!P107+FBR!Q107)","v":20.670986793536215},{"$f":"IF(ID!$W$4=2,0,FBR!R107+FBR!S107)","v":0},{"$f":"ID!H315","v":1},{"$f":"IF(ID!$Y$4=1,J107+K107,IF(ID!$Y$4=2,model!L107,\"error\"))","v":20.670986793536215},null,0,0,0,0,0,0,{"$f":"(1-ID!$AB$64)*O107*PV1W/1000000","v":0},{"$f":"(1-ID!$AB$65)*P107*PV2W/1000000","v":0},{"$f":"(1-ID!$AB$66)*Q107*PV3W/1000000","v":0},{"$f":"(1-ID!$AB$67)*R107*PV4W/1000000","v":0},{"$f":"(1-ID!$AB$68)*S107*PV5W/1000000","v":0},{"$f":"(1-ID!$AB$69)*T107*PV6W/1000000","v":0},null,null,null,null,null,null,null,null,null,{"$f":"ID!L315","v":0},{"$f":"IF(ID!$K$70=\"ja\",AJ107,SUM(U107:Z107))","v":0},null,6.6666666666666679,0,6.6666666666666679,null,0,20.670986793536215,6.0000000000000009,8.8817841970012523E-16,8.8817841970012504E-17,6.666666666666667,20.670986793536215,20.670986793536215,0,0,6.666666666666667,null,null,null,null,0,20.670986793536215,-20.670986793536215,99,78.329013206463785,39.6,39.6,null,39.6,0,6,6,6,6,6,6,6,6,6,6,6,54,54,54,54,42.64101125267274,7.9200000000000008,6,6,6,6,6,6,6,6,6,6,6,54,54,54,54,50.561011252672742,15.840000000000002,6,6,6,6,6,6,6,6,6,6,6,54,54,54,54,54,23.76,9.7556798731304539,6,6,6,6,6,6,6,6,6,6,54,54,54,54,54,31.680000000000003,17.675679873130456,6,6,6,6,6,6,6,6,6,6,54,54,54,54,54,39.6,25.59567987313045,7.8776911929565507,6,6,6,6,6,6,6,6,6,54,54,54,54,54,54,54,54,54,54,54,0,null,0,0,null,null,"nej","nej",2.2749999999999999,0,0,null,0,null,6.666666666666667,0,"falder","---","---","-","-",0,0,0,0,0,-9.7699626167013783E-16,0,null,null,null,null,"der er plads i lageret ",null,null,null,null,null,null,null,null,null,20.670986793536215,{"$f":"INDEX(ID!$K$153:$K$176,D107+1)*INDEX(ID!$K$180:$K$191,$B107)","v":1},{"$f":"INDEX(ID!$L$153:$L$176,D107+1)*INDEX(ID!$K$180:$K$191,$B107)","v":1},47.026494955294886,47.026494955294886,{"$f":"ID!K315","v":0.14856999999999998},2.1839095753424655,45.143565990181386,{"$f":"ID!I315","v":1.2},null,null,47.026494955294886,20.670986793536215,5.9532441965384297,{"$f":"IF(elsalgtype=1,HK107*(GO107)*Elprissalg,IF(elsalgtype=2,ID!J315,\"elsalgtype ikke defineret\"))","v":0},null,null,null,0,0,0,0,0,0,0,0,0,0,0,0,0,0,0,0,0,0,0,0,0,0,0,0,0]
[98,1,5,1,5,1,0,5.14,-1,{"$f":"IF(ID!$W$4=2,0,FBR!P108+FBR!Q108)","v":17.717988680173899},{"$f":"IF(ID!$W$4=2,0,FBR!R108+FBR!S108)","v":0},{"$f":"ID!H316","v":1},{"$f":"IF(ID!$Y$4=1,J108+K108,IF(ID!$Y$4=2,model!L108,\"error\"))","v":17.717988680173899},null,0,0,0,0,0,0,{"$f":"(1-ID!$AB$64)*O108*PV1W/1000000","v":0},{"$f":"(1-ID!$AB$65)*P108*PV2W/1000000","v":0},{"$f":"(1-ID!$AB$66)*Q108*PV3W/1000000","v":0},{"$f":"(1-ID!$AB$67)*R108*PV4W/1000000","v":0},{"$f":"(1-ID!$AB$68)*S108*PV5W/1000000","v":0},{"$f":"(1-ID!$AB$69)*T108*PV6W/1000000","v":0},null,null,null,null,null,null,null,null,null,{"$f":"ID!L316","v":0},{"$f":"IF(ID!$K$70=\"ja\",AJ108,SUM(U108:Z108))","v":0},null,6.666666666666667,0,6.666666666666667,null,0,17.717988680173899,6,0,0,6.666666666666667,17.717988680173899,17.717988680173899,0,0,6.666666666666667,null,null,null,null,0,17.717988680173899,-17.717988680173899,99,81.282011319826097,39.6,39.6,null,39.6,0,6,6,6,6,6,6,6,6,6,6,54,54,54,54,54,32.01021804456839,7.9200000000000008,6,6,6,6,6,6,6,6,6,6,54,54,54,54,54,39.930218044568392,15.840000000000002,6,6,6,6,6,6,6,6,6,6,54,54,54,54,54,47.850218044568393,23.76,12.70867798649277,6,6,6,6,6,6,6,6,10.405460770185652,54,54,54,54,54,54,31.680000000000003,20.628677986492772,6,6,6,6,6,6,6,6,18.325460770185654,54,54,54,54,54,54,39.6,28.548677986492766,12.011888551663795,6,6,6,6,6,6,6,26.245460770185648,54,54,54,54,54,54,54,54,54,54,54,54,0,null,0,0,null,null,"nej","nej",2.2749999999999999,0,0,null,0,null,6.666666666666667,0,"falder","---","---","-","-",0,0,0,0,0,0,0,null,null,null,null,"det skal ikke bruges til PV",null,null,null,null,null,null,null,null,null,17.717988680173899,{"$f":"INDEX(ID!$K$153:$K$176,D108+1)*INDEX(ID!$K$180:$K$191,$B108)","v":1},{"$f":"INDEX(ID!$L$153:$L$176,D108+1)*INDEX(ID!$K$180:$K$191,$B108)","v":1},40.308424247395621,40.308424247395621,{"$f":"ID!K316","v":0.10986},2.1451995753424655,38.008621792631658,{"$f":"ID!I316","v":1.2},null,null,40.308424247395621,17.717988680173899,5.1027807398900835,{"$f":"IF(elsalgtype=1,HK108*(GO108)*Elprissalg,IF(elsalgtype=2,ID!J316,\"elsalgtype ikke defineret\"))","v":0},null,null,null,0,0,0,0,0,0,0,0,0,0,0,0,0,0,0,0,0,0,0,0,0,0,0,0,0]
[99,1,5,2,5,1,0,4.1100000000000003,-1,{"$f":"IF(ID!$W$4=2,0,FBR!P109+FBR!Q109)","v":16.536789434828972},{"$f":"IF(ID!$W$4=2,0,FBR!R109+FBR!S109)","v":0},{"$f":"ID!H317","v":1},{"$f":"IF(ID!$Y$4=1,J109+K109,IF(ID!$Y$4=2,model!L109,\"error\"))","v":16.536789434828972},null,0,0,0,0,0,0,{"$f":"(1-ID!$AB$64)*O109*PV1W/1000000","v":0},{"$f":"(1-ID!$AB$65)*P109*PV2W/1000000","v":0},{"$f":"(1-ID!$AB$66)*Q109*PV3W/1000000","v":0},{"$f":"(1-ID!$AB$67)*R109*PV4W/1000000","v":0},{"$f":"(1-ID!$AB$68)*S109*PV5W/1000000","v":0},{"$f":"(1-ID!$AB$69)*T109*PV6W/1000000","v":0},null,null,null,null,null,null,null,null,null,{"$f":"ID!L317","v":0},{"$f":"IF(ID!$K$70=\"ja\",AJ109,SUM(U109:Z109))","v":0},null,6.666666666666667,0,6.666666666666667,null,0,16.536789434828972,6,0,0,6.666666666666667,16.536789434828972,16.536789434828972,0,0,6.666666666666667,null,null,null,null,0,16.536789434828972,-16.536789434828972,99,82.463210565171025,39.6,39.6,null,39.6,0,6,6,6,6,6,6,6,6,6,54,54,54,54,54,49.728206724742307,13.11103011904958,7.9200000000000008,6,6,6,6,6,6,6,6,12.283449450359567,54,54,54,54,54,54,21.031030119049582,15.840000000000002,6,6,6,6,6,6,6,6,20.203449450359567,54,54,54,54,54,54,28.95103011904958,23.76,13.889877231837698,6,6,6,6,6,6,6,28.123449450359569,54,54,54,54,54,54,36.871030119049578,31.680000000000003,21.809877231837699,6,6,6,6,6,6,6,36.043449450359574,54,54,54,54,54,54,44.79103011904958,39.6,29.729877231837694,13.783687419681184,6,6,6,6,6,6,43.963449450359562,54,54,54,54,54,54,52.711030119049582,54,54,54,54,54,54,0,null,0,0,null,null,"nej","nej",2.2749999999999999,0,0,null,0,null,6.666666666666667,0,"falder","---","---","-","-",0,0,0,0,0,0,0,null,null,null,null,"el er billigere end gennemsnit",null,null,null,null,null,null,null,null,null,16.536789434828972,{"$f":"INDEX(ID!$K$153:$K$176,D109+1)*INDEX(ID!$K$180:$K$191,$B109)","v":1},{"$f":"INDEX(ID!$L$153:$L$176,D109+1)*INDEX(ID!$K$180:$K$191,$B109)","v":1},37.621195964235909,37.621195964235909,{"$f":"ID!K317","v":9.9569999999999992E-2},2.1349095753424656,35.304550109838495,{"$f":"ID!I317","v":1.2},null,null,37.621195964235909,16.536789434828972,4.7625953572307438,{"$f":"IF(elsalgtype=1,HK109*(GO109)*Elprissalg,IF(elsalgtype=2,ID!J317,\"elsalgtype ikke defineret\"))","v":0},null,null,null,0,0,0,0,0,0,0,0,0,0,0,0,0,0,0,0,0,0,0,0,0,0,0,0,0]
[100,1,5,3,5,1,0,3.08,-1.4,{"$f":"IF(ID!$W$4=2,0,FBR!P110+FBR!Q110)","v":15.94618981215651},{"$f":"IF(ID!$W$4=2,0,FBR!R110+FBR!S110)","v":0},{"$f":"ID!H318","v":1},{"$f":"IF(ID!$Y$4=1,J110+K110,IF(ID!$Y$4=2,model!L110,\"error\"))","v":15.94618981215651},null,0,0,0,0,0,0,{"$f":"(1-ID!$AB$64)*O110*PV1W/1000000","v":0},{"$f":"(1-ID!$AB$65)*P110*PV2W/1000000","v":0},{"$f":"(1-ID!$AB$66)*Q110*PV3W/1000000","v":0},{"$f":"(1-ID!$AB$67)*R110*PV4W/1000000","v":0},{"$f":"(1-ID!$AB$68)*S110*PV5W/1000000","v":0},{"$f":"(1-ID!$AB$69)*T110*PV6W/1000000","v":0},null,null,null,null,null,null,null,null,null,{"$f":"ID!L318","v":0},{"$f":"IF(ID!$K$70=\"ja\",AJ110,SUM(U110:Z110))","v":0},null,6.666666666666667,0,6.666666666666667,null,0,15.94618981215651,6,0,0,6.666666666666667,15.94618981215651,15.94618981215651,0,0,6.666666666666667,null,null,null,null,0,15.94618981215651,-15.94618981215651,99,83.053810187843496,39.6,39.6,null,39.6,0,6,6,6,6,6,6,6,20.900238885188518,54,54,54,54,54,54,29.647819553878531,6,7.9200000000000008,6,6,6,6,6,6,6,28.82023888518852,54,54,54,54,54,54,37.567819553878536,6,15.840000000000002,6.5604768545101582,6,6,6,6,6,6,36.740238885188518,54,54,54,54,54,54,45.487819553878531,7.0988440801684209,23.76,14.48047685451016,6,6,6,6,6,6,44.660238885188519,54,54,54,54,54,54,53.407819553878532,15.018844080168423,31.680000000000003,22.40047685451016,6.4542870423536502,6,6,6,6,6,52.580238885188521,54,54,54,54,54,54,54,22.938844080168423,39.6,30.320476854510154,14.374287042353645,6,6,6,6,6,54,54,54,54,54,54,54,54,30.858844080168417,54,54,54,54,54,54,0,null,0,0,null,null,"nej","nej",2.2749999999999999,0,0,null,0,null,6.666666666666667,0,"falder","---","---","-","-",0,0,0,0,0,0,0,null,null,null,null,null,null,null,null,null,null,null,null,null,null,15.94618981215651,{"$f":"INDEX(ID!$K$153:$K$176,D110+1)*INDEX(ID!$K$180:$K$191,$B110)","v":1},{"$f":"INDEX(ID!$L$153:$L$176,D110+1)*INDEX(ID!$K$180:$K$191,$B110)","v":1},36.27758182265606,36.27758182265606,{"$f":"ID!K318","v":8.1739999999999993E-2},2.1170795753424656,33.759352755850657,{"$f":"ID!I318","v":1.2},null,null,36.27758182265606,15.94618981215651,4.5925026659010744,{"$f":"IF(elsalgtype=1,HK110*(GO110)*Elprissalg,IF(elsalgtype=2,ID!J318,\"elsalgtype ikke defineret\"))","v":0},null,null,null,0,0,0,0,0,0,0,0,0,0,0,0,0,0,0,0,0,0,0,0,0,0,0,0,0]
[101,1,5,4,5,1,0,3.08,-1.7,{"$f":"IF(ID!$W$4=2,0,FBR!P111+FBR!Q111)","v":15.94618981215651},{"$f":"IF(ID!$W$4=2,0,FBR!R111+FBR!S111)","v":0},{"$f":"ID!H319","v":1},{"$f":"IF(ID!$Y$4=1,J111+K111,IF(ID!$Y$4=2,model!L111,\"error\"))","v":15.94618981215651},null,0,0,0,0,0,0,{"$f":"(1-ID!$AB$64)*O111*PV1W/1000000","v":0},{"$f":"(1-ID!$AB$65)*P111*PV2W/1000000","v":0},{"$f":"(1-ID!$AB$66)*Q111*PV3W/1000000","v":0},{"$f":"(1-ID!$AB$67)*R111*PV4W/1000000","v":0},{"$f":"(1-ID!$AB$68)*S111*PV5W/1000000","v":0},{"$f":"(1-ID!$AB$69)*T111*PV6W/1000000","v":0},null,null,null,null,null,null,null,null,null,{"$f":"ID!L319","v":0},{"$f":"IF(ID!$K$70=\"ja\",AJ111,SUM(U111:Z111))","v":0},null,6.666666666666667,0,6.666666666666667,null,0,15.94618981215651,6,0,0,6.666666666666667,15.94618981215651,15.94618981215651,0,0,6.666666666666667,null,null,null,null,0,15.94618981215651,-15.94618981215651,99,83.053810187843496,39.6,39.6,null,39.6,0,6,6,6,6,6,6,36.846428697345033,54,54,54,54,54,54,45.594009366035081,7.2050338923249662,6,7.9200000000000008,6,6,6,6,6,6,44.766428697345034,54,54,54,54,54,54,53.514009366035083,15.125033892324968,6,15.840000000000002,6.5604768545101582,6,6,6,6,6,52.686428697345036,54,54,54,54,54,54,54,23.045033892324966,6,23.76,14.48047685451016,6,6,6,6,6,54,54,54,54,54,54,54,54,30.965033892324968,6,31.680000000000003,22.40047685451016,6.4542870423536502,6,6,6,6,54,54,54,54,54,54,54,54,38.885033892324969,6,39.6,30.320476854510154,14.374287042353645,6,6,6,6,54,54,54,54,54,54,54,54,46.805033892324964,11.369056531977165,54,54,54,54,54,54,0,null,0,0,null,null,"nej","nej",2.2749999999999999,0,0,null,0,null,6.666666666666667,0,"falder","---","---","-","-",0,0,0,0,0,0,0,null,null,null,null,null,null,null,null,null,null,null,null,null,null,15.94618981215651,{"$f":"INDEX(ID!$K$153:$K$176,D111+1)*INDEX(ID!$K$180:$K$191,$B111)","v":1},{"$f":"INDEX(ID!$L$153:$L$176,D111+1)*INDEX(ID!$K$180:$K$191,$B111)","v":1},36.27758182265606,36.27758182265606,{"$f":"ID!K319","v":0.18922},2.2245595753424658,35.473249236861243,{"$f":"ID!I319","v":1.2},null,null,36.27758182265606,15.94618981215651,4.5925026659010744,{"$f":"IF(elsalgtype=1,HK111*(GO111)*Elprissalg,IF(elsalgtype=2,ID!J319,\"elsalgtype ikke defineret\"))","v":0},null,null,null,0,0,0,0,0,0,0,0,0,0,0,0,0,0,0,0,0,0,0,0,0,0,0,0,0]
[102,1,5,5,5,1,0,2.06,-1.9,{"$f":"IF(ID!$W$4=2,0,FBR!P112+FBR!Q112)","v":15.94618981215651},{"$f":"IF(ID!$W$4=2,0,FBR!R112+FBR!S112)","v":0},{"$f":"ID!H320","v":1},{"$f":"IF(ID!$Y$4=1,J112+K112,IF(ID!$Y$4=2,model!L112,\"error\"))","v":15.94618981215651},null,0,0,0,0,0,0,{"$f":"(1-ID!$AB$64)*O112*PV1W/1000000","v":0},{"$f":"(1-ID!$AB$65)*P112*PV2W/1000000","v":0},{"$f":"(1-ID!$AB$66)*Q112*PV3W/1000000","v":0},{"$f":"(1-ID!$AB$67)*R112*PV4W/1000000","v":0},{"$f":"(1-ID!$AB$68)*S112*PV5W/1000000","v":0},{"$f":"(1-ID!$AB$69)*T112*PV6W/1000000","v":0},null,null,null,null,null,null,null,null,null,{"$f":"ID!L320","v":0},{"$f":"IF(ID!$K$70=\"ja\",AJ112,SUM(U112:Z112))","v":0},null,6.666666666666667,0,6.666666666666667,null,0,15.94618981215651,6,0,0,6.666666666666667,15.94618981215651,15.94618981215651,0,0,6.666666666666667,null,null,null,null,0,15.94618981215651,-15.94618981215651,99,83.053810187843496,39.6,39.6,null,39.6,0,6,6,6,6,6,52.792618509501537,54,54,54,54,54,54,54,23.151223704481463,6,6,7.9200000000000008,6,6,6,6,6,54,54,54,54,54,54,54,54,31.071223704481465,6,6,15.840000000000002,6.5604768545101582,6,6,6,6,54,54,54,54,54,54,54,54,38.991223704481463,6,6,23.76,14.48047685451016,6,6,6,6,54,54,54,54,54,54,54,54,46.911223704481465,11.475246344133668,6,31.680000000000003,22.40047685451016,6,6,6,6,54,54,54,54,54,54,54,54,54,19.395246344133668,6,39.6,30.320476854510154,13.193087797008719,6,6,6,54,54,54,54,54,54,54,54,54,27.315246344133662,6,54,54,54,54,54,54,0,null,0,0,null,null,"nej","nej",2.2749999999999999,0,0,null,0,null,6.666666666666667,0,"falder","---","---","-","-",0,0,0,0,0,0,0,null,null,null,null,null,null,null,null,null,null,null,null,null,null,15.94618981215651,{"$f":"INDEX(ID!$K$153:$K$176,D112+1)*INDEX(ID!$K$180:$K$191,$B112)","v":1},{"$f":"INDEX(ID!$L$153:$L$176,D112+1)*INDEX(ID!$K$180:$K$191,$B112)","v":1},36.27758182265606,36.27758182265606,{"$f":"ID!K320","v":0.20211999999999999},2.2374595753424655,35.678955085438055,{"$f":"ID!I320","v":1.2},null,null,36.27758182265606,15.94618981215651,4.5925026659010744,{"$f":"IF(elsalgtype=1,HK112*(GO112)*Elprissalg,IF(elsalgtype=2,ID!J320,\"elsalgtype ikke defineret\"))","v":0},null,null,null,0,0,0,0,0,0,0,0,0,0,0,0,0,0,0,0,0,0,0,0,0,0,0,0,0]
[103,1,5,6,5,1,0,1.03,-2.4,{"$f":"IF(ID!$W$4=2,0,FBR!P113+FBR!Q113)","v":17.127389057501436},{"$f":"IF(ID!$W$4=2,0,FBR!R113+FBR!S113)","v":0},{"$f":"ID!H321","v":1},{"$f":"IF(ID!$Y$4=1,J113+K113,IF(ID!$Y$4=2,model!L113,\"error\"))","v":17.127389057501436},null,0,0,0,0,0,0,{"$f":"(1-ID!$AB$64)*O113*PV1W/1000000","v":0},{"$f":"(1-ID!$AB$65)*P113*PV2W/1000000","v":0},{"$f":"(1-ID!$AB$66)*Q113*PV3W/1000000","v":0},{"$f":"(1-ID!$AB$67)*R113*PV4W/1000000","v":0},{"$f":"(1-ID!$AB$68)*S113*PV5W/1000000","v":0},{"$f":"(1-ID!$AB$69)*T113*PV6W/1000000","v":0},null,null,null,null,null,null,null,null,null,{"$f":"ID!L321","v":0},{"$f":"IF(ID!$K$70=\"ja\",AJ113,SUM(U113:Z113))","v":0},null,6.666666666666667,0,6.666666666666667,null,0,17.127389057501436,6,0,0,6.666666666666667,17.127389057501436,17.127389057501436,0,0,6.666666666666667,null,null,null,null,0,17.127389057501436,-17.127389057501436,99,81.872610942498568,39.6,39.6,null,39.6,0,6,6,6,6,54,54,54,54,54,54,54,54,39.097413516637971,6,6,6,7.9200000000000008,6,6,6,6,54,54,54,54,54,54,54,54,47.017413516637973,11.581436156290172,6,6,15.840000000000002,6,6,6,6,54,54,54,54,54,54,54,54,54,19.501436156290172,6,6,23.76,13.299277609165234,6,6,6,54,54,54,54,54,54,54,54,54,27.421436156290174,6,6,31.680000000000003,21.219277609165236,6,6,6,54,54,54,54,54,54,54,54,54,35.341436156290172,6,6,39.6,29.13927760916523,10.240089683646406,6,9.8095132285565896,54,54,54,54,54,54,54,54,54,43.261436156290173,11.959656154649615,6,54,54,54,54,54,54,0,null,0,0,null,null,"nej","nej",2.2749999999999999,0,0,null,0,null,6.666666666666667,0,"falder","---","---","-","-",0,0,0,0,0,0,0,null,null,null,null,null,null,null,null,null,null,null,null,null,null,17.127389057501436,{"$f":"INDEX(ID!$K$153:$K$176,D113+1)*INDEX(ID!$K$180:$K$191,$B113)","v":1},{"$f":"INDEX(ID!$L$153:$L$176,D113+1)*INDEX(ID!$K$180:$K$191,$B113)","v":1},38.964810105815765,38.964810105815765,{"$f":"ID!K321","v":0.20674999999999999},2.2420895753424657,38.401140458658588,{"$f":"ID!I321","v":1.2},null,null,38.964810105815765,17.127389057501436,4.9326880485604132,{"$f":"IF(elsalgtype=1,HK113*(GO113)*Elprissalg,IF(elsalgtype=2,ID!J321,\"elsalgtype ikke defineret\"))","v":0},null,null,null,0,0,0,0,0,0,0,0,0,0,0,0,0,0,0,0,0,0,0,0,0,0,0,0,0]
[104,1,5,7,5,1,0,0,-3,{"$f":"IF(ID!$W$4=2,0,FBR!P114+FBR!Q114)","v":18.899187925518824},{"$f":"IF(ID!$W$4=2,0,FBR!R114+FBR!S114)","v":0},{"$f":"ID!H322","v":1},{"$f":"IF(ID!$Y$4=1,J114+K114,IF(ID!$Y$4=2,model!L114,\"error\"))","v":18.899187925518824},null,0,0,0,0,0,0,{"$f":"(1-ID!$AB$64)*O114*PV1W/1000000","v":0},{"$f":"(1-ID!$AB$65)*P114*PV2W/1000000","v":0},{"$f":"(1-ID!$AB$66)*Q114*PV3W/1000000","v":0},{"$f":"(1-ID!$AB$67)*R114*PV4W/1000000","v":0},{"$f":"(1-ID!$AB$68)*S114*PV5W/1000000","v":0},{"$f":"(1-ID!$AB$69)*T114*PV6W/1000000","v":0},null,null,null,null,null,null,null,null,null,{"$f":"ID!L322","v":0},{"$f":"IF(ID!$K$70=\"ja\",AJ114,SUM(U114:Z114))","v":0},null,6.666666666666667,0,6.666666666666667,null,0,18.899187925518824,6,0,0,6.666666666666667,18.899187925518824,18.899187925518824,0,0,6.666666666666667,null,null,null,null,0,18.899187925518824,-18.899187925518824,99,80.100812074481183,39.6,39.6,null,39.6,0,6,6,6,54,54,54,54,54,54,54,54,54,20.788825213791636,6,6,6,7.9200000000000008,6,6,6,54,54,54,54,54,54,54,54,54,28.708825213791634,6,6,6,15.840000000000002,6,6,6,54,54,54,54,54,54,54,54,54,36.628825213791636,6,6,6,23.76,11.527478741147846,6,11.096902286058029,54,54,54,54,54,54,54,54,54,44.548825213791638,13.247045212151082,6,6,31.680000000000003,19.447478741147847,6,19.016902286058031,54,54,54,54,54,54,54,54,54,52.468825213791639,21.167045212151084,6,6,39.6,27.367478741147842,6.6964919476116265,26.936902286058025,54,54,54,54,54,54,54,54,54,54,29.087045212151079,6,6,54,54,54,54,54,54,0,null,0,0,null,null,"nej","nej",2.2749999999999999,0,0,null,0,null,6.666666666666667,0,"falder","---","---","-","-",0,0,0,0,0,0,0,null,null,null,null,null,null,null,null,null,null,null,null,null,null,18.899187925518824,{"$f":"INDEX(ID!$K$153:$K$176,D114+1)*INDEX(ID!$K$180:$K$191,$B114)","v":1},{"$f":"INDEX(ID!$L$153:$L$176,D114+1)*INDEX(ID!$K$180:$K$191,$B114)","v":1},42.995652530555326,42.995652530555326,{"$f":"ID!K322","v":0.20906},2.2443995753424657,42.417329354351907,{"$f":"ID!I322","v":1.2},null,null,42.995652530555326,18.899187925518824,5.4429661225494206,{"$f":"IF(elsalgtype=1,HK114*(GO114)*Elprissalg,IF(elsalgtype=2,ID!J322,\"elsalgtype ikke defineret\"))","v":0},null,null,null,0,0,0,0,0,0,0,0,0,0,0,0,0,0,0,0,0,0,0,0,0,0,0,0,0]
[105,1,5,8,5,1,0,0,-3.4,{"$f":"IF(ID!$W$4=2,0,FBR!P115+FBR!Q115)","v":20.670986793536215},{"$f":"IF(ID!$W$4=2,0,FBR!R115+FBR!S115)","v":0},{"$f":"ID!H323","v":1},{"$f":"IF(ID!$Y$4=1,J115+K115,IF(ID!$Y$4=2,model!L115,\"error\"))","v":20.670986793536215},null,0,0,0,0,0,0,{"$f":"(1-ID!$AB$64)*O115*PV1W/1000000","v":0},{"$f":"(1-ID!$AB$65)*P115*PV2W/1000000","v":0},{"$f":"(1-ID!$AB$66)*Q115*PV3W/1000000","v":0},{"$f":"(1-ID!$AB$67)*R115*PV4W/1000000","v":0},{"$f":"(1-ID!$AB$68)*S115*PV5W/1000000","v":0},{"$f":"(1-ID!$AB$69)*T115*PV6W/1000000","v":0},null,null,null,null,null,null,null,null,null,{"$f":"ID!L323","v":0},{"$f":"IF(ID!$K$70=\"ja\",AJ115,SUM(U115:Z115))","v":0},null,6.666666666666667,0,6.666666666666667,null,0,20.670986793536215,6,0,0,6.666666666666667,20.670986793536215,20.670986793536215,0,0,6.666666666666667,null,null,null,null,0,20.670986793536215,-20.670986793536215,99,78.329013206463785,39.6,39.6,null,39.6,0,6,6.2360902115768511,54,54,54,54,54,54,54,54,54,39.688013139310442,8.3862331376698904,6,6,6,7.9200000000000008,6,14.156090211576851,54,54,54,54,54,54,54,54,54,47.608013139310444,16.306233137669892,6,6,6,15.840000000000002,6,22.076090211576851,54,54,54,54,54,54,54,54,54,54,24.22623313766989,6,6,6,23.76,9.7556798731304539,29.996090211576853,54,54,54,54,54,54,54,54,54,54,32.146233137669896,6,6,6,31.680000000000003,17.675679873130456,37.916090211576858,54,54,54,54,54,54,54,54,54,54,40.066233137669897,10.53625200404673,6,6,39.6,25.59567987313045,45.836090211576845,54,54,54,54,54,54,54,54,54,54,47.986233137669885,18.456252004046725,6,6,54,54,54,54,54,54,0,null,0,0,null,null,"nej","nej",2.2749999999999999,0,0,null,0,null,6.666666666666667,33.734017230743994,"falder","---","---","-","-",0,0,0,0,0,0,0,null,null,null,null,null,null,null,null,null,null,null,null,null,null,20.670986793536215,{"$f":"INDEX(ID!$K$153:$K$176,D115+1)*INDEX(ID!$K$180:$K$191,$B115)","v":1},{"$f":"INDEX(ID!$L$153:$L$176,D115+1)*INDEX(ID!$K$180:$K$191,$B115)","v":1},47.026494955294886,47.026494955294886,{"$f":"ID!K323","v":0.20995},2.2452895753424658,46.412351159568644,{"$f":"ID!I323","v":1.2},null,null,47.026494955294886,20.670986793536215,5.9532441965384297,{"$f":"IF(elsalgtype=1,HK115*(GO115)*Elprissalg,IF(elsalgtype=2,ID!J323,\"elsalgtype ikke defineret\"))","v":0},null,null,null,0,0,0,0,0,0,0,0,0,0,0,0,0,0,0,0,0,0,0,0,0,0,0,0,0]
[106,1,5,9,5,1,2.5999999999999999E-2,0,-3.9,{"$f":"IF(ID!$W$4=2,0,FBR!P116+FBR!Q116)","v":22.442785661553604},{"$f":"IF(ID!$W$4=2,0,FBR!R116+FBR!S116)","v":0},{"$f":"ID!H324","v":1},{"$f":"IF(ID!$Y$4=1,J116+K116,IF(ID!$Y$4=2,model!L116,\"error\"))","v":22.442785661553604},null,293.10000000000002,60.870000000000005,21.169999999999998,114.8,114.8,114.8,{"$f":"(1-ID!$AB$64)*O116*PV1W/1000000","v":38.982300000000002},{"$f":"(1-ID!$AB$65)*P116*PV2W/1000000","v":3.7008960000000002},{"$f":"(1-ID!$AB$66)*Q116*PV3W/1000000","v":0},{"$f":"(1-ID!$AB$67)*R116*PV4W/1000000","v":0},{"$f":"(1-ID!$AB$68)*S116*PV5W/1000000","v":0},{"$f":"(1-ID!$AB$69)*T116*PV6W/1000000","v":0},null,null,null,null,null,null,null,null,null,{"$f":"ID!L324","v":0},{"$f":"IF(ID!$K$70=\"ja\",AJ116,SUM(U116:Z116))","v":42.683196000000002},null,6.666666666666667,0,6.666666666666667,null,22.442785661553604,0,6,0,0,6.666666666666667,0,0,20.240410338446399,20.240410338446399,26.907077005113067,null,null,null,null,42.683196000000002,22.442785661553604,20.240410338446399,99,99,39.6,39.6,null,39.6,0,26.907077005113067,54,54,54,54,54,54,54,54,54,54,29.057219931206109,6,6,6,6,7.9200000000000008,34.827077005113068,54,54,54,54,54,54,54,54,54,54,36.977219931206108,7.4472387975829477,6,6,6,15.840000000000002,42.74707700511307,54,54,54,54,54,54,54,54,54,54,44.897219931206109,15.367238797582949,6,6,6,23.76,50.667077005113072,54,54,54,54,54,54,54,54,54,54,52.817219931206111,23.287238797582951,6,6,6,31.680000000000003,54,54,54,54,54,54,54,54,54,54,54,54,31.207238797582953,6,6,6,39.6,54,54,54,54,54,54,54,54,54,54,54,54,39.12723879758294,12.550255777322093,6,6,54,54,54,54,54,54,0,null,0,0,null,null,"nej","nej",2.2749999999999999,0,0,null,0,null,26.907077005113067,40,"stiger","---","cyclus","-",33.734017230744001,0,0,0,0,0,20.240410338446399,1.901867114166667,null,null,null,null,null,null,null,null,null,null,null,null,null,null,0,{"$f":"INDEX(ID!$K$153:$K$176,D116+1)*INDEX(ID!$K$180:$K$191,$B116)","v":1},{"$f":"INDEX(ID!$L$153:$L$176,D116+1)*INDEX(ID!$K$180:$K$191,$B116)","v":1},0,0,{"$f":"ID!K324","v":0.21286000000000002},2.2481995753424657,0,{"$f":"ID!I324","v":1.2},null,null,0,0,0,{"$f":"IF(elsalgtype=1,HK116*(GO116)*Elprissalg,IF(elsalgtype=2,ID!J324,\"elsalgtype ikke defineret\"))","v":0},null,null,null,1148,1835,2393,2783,2982,498.2,573,608.70000000000005,602,470.3,1347,2219,2931,3436,3731,232.5,224.8,211.7,194,152.30000000000001,232.5,224.8,211.7,194,152.30000000000001]
[107,1,5,10,5,1,0.126,2.06,-3.1,{"$f":"IF(ID!$W$4=2,0,FBR!P117+FBR!Q117)","v":23.623984906898531},{"$f":"IF(ID!$W$4=2,0,FBR!R117+FBR!S117)","v":0},{"$f":"ID!H325","v":1},{"$f":"IF(ID!$Y$4=1,J117+K117,IF(ID!$Y$4=2,model!L117,\"error\"))","v":23.623984906898531},null,760,346.6,9.3829999999999991,374.9,374.9,374.9,{"$f":"(1-ID!$AB$64)*O117*PV1W/1000000","v":101.08},{"$f":"(1-ID!$AB$65)*P117*PV2W/1000000","v":21.07328},{"$f":"(1-ID!$AB$66)*Q117*PV3W/1000000","v":0},{"$f":"(1-ID!$AB$67)*R117*PV4W/1000000","v":0},{"$f":"(1-ID!$AB$68)*S117*PV5W/1000000","v":0},{"$f":"(1-ID!$AB$69)*T117*PV6W/1000000","v":0},null,null,null,null,null,null,null,null,null,{"$f":"ID!L325","v":0},{"$f":"IF(ID!$K$70=\"ja\",AJ117,SUM(U117:Z117))","v":122.15328},null,26.907077005113067,0,26.907077005113067,null,23.623984906898531,0,24.216369304601759,0,0,26.907077005113067,0,0,98.529295093101467,24,50.907077005113067,null,null,null,null,122.15328,23.623984906898531,98.529295093101467,99,99,39.6,39.6,null,39.6,0,54,54,54,54,54,54,54,54,54,54,29.057219931206077,6,6,6,6,6,7.9200000000000008,54,54,54,54,54,54,54,54,54,54,36.977219931206079,7.4472387975829122,6,6,6,6,15.840000000000002,54,54,54,54,54,54,54,54,54,54,44.897219931206095,15.367238797582928,6,6,6,6,23.76,54,54,54,54,54,54,54,54,54,54,52.817219931206083,23.287238797582916,6,6,6,6,31.680000000000003,54,54,54,54,54,54,54,54,54,54,54,31.207238797582903,6,6,6,6,39.6,54,54,54,54,54,54,54,54,54,54,54,39.127238797582919,12.550255777322064,6,6,6,54,54,54,54,54,54,0,null,0,0,null,null,"nej","nej",2.2749999999999999,0,0,null,0,null,50.907077005113067,5.1548716581448888,"stiger","---","---","-","-",0,74.529295093101467,0,0,0,24,5.1707313766666667,null,null,null,null,null,null,null,null,null,null,null,null,null,null,0,{"$f":"INDEX(ID!$K$153:$K$176,D117+1)*INDEX(ID!$K$180:$K$191,$B117)","v":1},{"$f":"INDEX(ID!$L$153:$L$176,D117+1)*INDEX(ID!$K$180:$K$191,$B117)","v":1},0,0,{"$f":"ID!K325","v":0.22322999999999998},2.2585695753424657,0,{"$f":"ID!I325","v":1.2},null,null,0,-74.529295093101467,0,{"$f":"IF(elsalgtype=1,HK117*(GO117)*Elprissalg,IF(elsalgtype=2,ID!J325,\"elsalgtype ikke defineret\"))","v":55.151678368895084},null,null,null,3749,5834,7416,8449,8866,2206,2949,3466,3726,3440,3825,5972,7600,8663,9107,113.6,77.790000000000006,93.83,115.1,169.5,113.6,77.790000000000006,93.83,115.1,169.5]
[108,1,5,11,5,1,0.57599999999999996,4.1100000000000003,-2.7,{"$f":"IF(ID!$W$4=2,0,FBR!P118+FBR!Q118)","v":24.805184152243459},{"$f":"IF(ID!$W$4=2,0,FBR!R118+FBR!S118)","v":0},{"$f":"ID!H326","v":1},{"$f":"IF(ID!$Y$4=1,J118+K118,IF(ID!$Y$4=2,model!L118,\"error\"))","v":24.805184152243459},null,637.5,477.3,20.580000000000002,394.4,394.4,394.4,{"$f":"(1-ID!$AB$64)*O118*PV1W/1000000","v":84.787499999999994},{"$f":"(1-ID!$AB$65)*P118*PV2W/1000000","v":29.019839999999999},{"$f":"(1-ID!$AB$66)*Q118*PV3W/1000000","v":0},{"$f":"(1-ID!$AB$67)*R118*PV4W/1000000","v":0},{"$f":"(1-ID!$AB$68)*S118*PV5W/1000000","v":0},{"$f":"(1-ID!$AB$69)*T118*PV6W/1000000","v":0},null,null,null,null,null,null,null,null,null,{"$f":"ID!L326","v":0},{"$f":"IF(ID!$K$70=\"ja\",AJ118,SUM(U118:Z118))","v":113.80734},null,50.907077005113067,0,50.907077005113067,null,24.805184152243459,0,45.816369304601764,0,0,50.907077005113067,0,0,89.002155847756541,3.0929229948869335,54,null,null,null,null,113.80734,24.805184152243459,89.002155847756541,99,99,39.6,39.6,null,39.6,0,54,54,54,54,54,54,54,21.265682200092954,6,6,6,6,6,6,6,6,7.9200000000000008,54,54,54,54,54,54,54,29.18568220009297,6,6,6,6,6,6,6,6,15.840000000000002,54,54,54,54,54,54,54,37.105682200092986,6,6,6,6,6,6,6,6,23.76,54,54,54,54,54,54,54,45.025682200092973,9.589704839745167,6,6,6,6,6,6,6,31.680000000000003,54,54,54,54,54,54,54,52.945682200092961,17.509704839745154,6,6,6,6,6,6,6,39.6,54,54,54,54,54,54,54,54,25.42970483974517,6,6,6,6,6,6,6,54,54,54,54,54,54,0,null,0,0,null,null,"nej","nej",2.2749999999999999,0,0,null,0,null,54,0,"stiger","---","---","-","-",0,85.909232852869607,0,0,0,3.0929229948869335,4.5880465672619044,null,null,null,null,null,null,null,null,null,null,null,null,null,null,0,{"$f":"INDEX(ID!$K$153:$K$176,D118+1)*INDEX(ID!$K$180:$K$191,$B118)","v":1},{"$f":"INDEX(ID!$L$153:$L$176,D118+1)*INDEX(ID!$K$180:$K$191,$B118)","v":1},0,0,{"$f":"ID!K326","v":0.2424},2.2777395753424656,0,{"$f":"ID!I326","v":1.2},null,null,0,-85.909232852869607,0,{"$f":"IF(elsalgtype=1,HK118*(GO118)*Elprissalg,IF(elsalgtype=2,ID!J326,\"elsalgtype ikke defineret\"))","v":63.572832311123506},null,null,null,3944,5849,7278,8189,8445,2958,4013,4773,5200,5003,3581,5180,6375,7122,7224,1155,554.5,205.8,208.1,251.4,1155,554.5,205.8,208.1,251.4]
[109,1,5,12,5,1,0.61099999999999999,5.14,-2,{"$f":"IF(ID!$W$4=2,0,FBR!P119+FBR!Q119)","v":25.395783774915923},{"$f":"IF(ID!$W$4=2,0,FBR!R119+FBR!S119)","v":0},{"$f":"ID!H327","v":1},{"$f":"IF(ID!$Y$4=1,J119+K119,IF(ID!$Y$4=2,model!L119,\"error\"))","v":25.395783774915923},null,267.5,287.8,119,219.6,219.6,219.6,{"$f":"(1-ID!$AB$64)*O119*PV1W/1000000","v":35.577500000000001},{"$f":"(1-ID!$AB$65)*P119*PV2W/1000000","v":17.498239999999999},{"$f":"(1-ID!$AB$66)*Q119*PV3W/1000000","v":0},{"$f":"(1-ID!$AB$67)*R119*PV4W/1000000","v":0},{"$f":"(1-ID!$AB$68)*S119*PV5W/1000000","v":0},{"$f":"(1-ID!$AB$69)*T119*PV6W/1000000","v":0},null,null,null,null,null,null,null,null,null,{"$f":"ID!L327","v":0},{"$f":"IF(ID!$K$70=\"ja\",AJ119,SUM(U119:Z119))","v":53.075739999999996},null,54,0,54,null,25.395783774915923,0,48.6,0,0,54,0,0,27.679956225084073,0,54,null,null,null,null,53.075739999999996,25.395783774915923,27.679956225084073,99,99,39.6,39.6,null,39.6,0,54,54,54,41.664381428266751,10.362601426626199,6,6,6,6,6,6,6,6,6,6,6,7.9200000000000008,54,54,54,49.584381428266752,18.282601426626201,6,6,6,6,6,6,6,6,6,6,6,15.840000000000002,54,54,54,54,26.202601426626202,6,6,6,6,6,6,6,6,6,6,6,23.76,54,54,54,54,34.122601426626204,6,6,6,6,6,6,6,6,6,6,6,31.680000000000003,54,54,54,54,42.042601426626206,6,6,6,6,6,6,6,6,6,6,6,39.6,54,54,54,54,49.962601426626193,13.345424820933474,6,6,6,6,6,6,6,6,6,6,54,54,54,54,54,54,0,null,0,0,null,null,"nej","nej",2.2749999999999999,0,0,null,0,null,54,0,"stiger","---","---","-","-",0,27.679956225084073,0,0,0,0,2.0899429791343667,null,null,null,null,null,null,null,null,null,null,null,null,null,null,0,{"$f":"INDEX(ID!$K$153:$K$176,D119+1)*INDEX(ID!$K$180:$K$191,$B119)","v":1},{"$f":"INDEX(ID!$L$153:$L$176,D119+1)*INDEX(ID!$K$180:$K$191,$B119)","v":1},0,0,{"$f":"ID!K327","v":0.23651},2.2718495753424657,0,{"$f":"ID!I327","v":1.2},null,null,0,-27.679956225084073,0,{"$f":"IF(elsalgtype=1,HK119*(GO119)*Elprissalg,IF(elsalgtype=2,ID!J327,\"elsalgtype ikke defineret\"))","v":20.483167606562215},null,null,null,2196,2930,3481,3814,3779,1972,2500,2878,3080,2930,1896,2356,2675,2832,2644,1352,1305,1190,1016,521,1352,1305,1190,1016,521]
[110,1,5,13,5,1,0.47599999999999998,4.1100000000000003,-3,{"$f":"IF(ID!$W$4=2,0,FBR!P120+FBR!Q120)","v":25.986383397588384},{"$f":"IF(ID!$W$4=2,0,FBR!R120+FBR!S120)","v":0},{"$f":"ID!H328","v":1},{"$f":"IF(ID!$Y$4=1,J120+K120,IF(ID!$Y$4=2,model!L120,\"error\"))","v":25.986383397588384},null,138.80000000000001,192.3,118.2,140.1,140.1,140.1,{"$f":"(1-ID!$AB$64)*O120*PV1W/1000000","v":18.460400000000003},{"$f":"(1-ID!$AB$65)*P120*PV2W/1000000","v":11.691839999999999},{"$f":"(1-ID!$AB$66)*Q120*PV3W/1000000","v":0},{"$f":"(1-ID!$AB$67)*R120*PV4W/1000000","v":0},{"$f":"(1-ID!$AB$68)*S120*PV5W/1000000","v":0},{"$f":"(1-ID!$AB$69)*T120*PV6W/1000000","v":0},null,null,null,null,null,null,null,null,null,{"$f":"ID!L328","v":0},{"$f":"IF(ID!$K$70=\"ja\",AJ120,SUM(U120:Z120))","v":30.152240000000003},null,54,0,54,null,25.986383397588384,0,48.6,0,0,54,0,0,4.165856602411619,0,54,null,null,null,null,30.152240000000003,25.986383397588384,4.165856602411619,99,99,39.6,39.6,null,39.6,0,54,43.514406336805848,13.984425203182681,6,6,6,6,6,6,6,6,6,6,6,6,6,7.9200000000000008,54,51.43440633680585,21.904425203182683,6,6,6,6,6,6,6,6,6,6,6,6,6,15.840000000000002,54,54,29.824425203182685,6,6,6,6,6,6,6,6,6,6,6,6,6,23.76,54,54,37.744425203182686,6.4426452015421347,6,6,6,6,6,6,6,6,6,6,6,6,31.680000000000003,54,54,45.664425203182688,14.362645201542136,6,6,6,6,6,6,6,6,6,6,6,6,39.6,54,54,53.584425203182676,22.282645201542124,6,6,6,6,6,6,6,6,6,6,6,6,54,54,54,54,54,54,0,null,0,0,null,null,"nej","nej",2.2749999999999999,0,0,null,0,null,54,26.860992153610585,"stiger","---","---","-","-",0,4.165856602411619,0,0,0,0,1.1603092103535355,null,null,null,null,null,null,null,null,null,null,null,null,null,null,0,{"$f":"INDEX(ID!$K$153:$K$176,D120+1)*INDEX(ID!$K$180:$K$191,$B120)","v":1},{"$f":"INDEX(ID!$L$153:$L$176,D120+1)*INDEX(ID!$K$180:$K$191,$B120)","v":1},0,0,{"$f":"ID!K328","v":0.22419999999999998},2.2595395753424659,0,{"$f":"ID!I328","v":1.2},null,null,0,-4.165856602411619,0,{"$f":"IF(elsalgtype=1,HK120*(GO120)*Elprissalg,IF(elsalgtype=2,ID!J328,\"elsalgtype ikke defineret\"))","v":3.0827338857845978},null,null,null,1401,1752,2007,2148,2064,1370,1692,1923,2044,1944,1174,1314,1388,1390,1189,1099,1169,1182,1138,899.4,1099,1169,1182,1138,899.4]
[111,1,5,14,5,1,0.505,3.08,-4.0999999999999996,{"$f":"IF(ID!$W$4=2,0,FBR!P121+FBR!Q121)","v":27.758182265605775},{"$f":"IF(ID!$W$4=2,0,FBR!R121+FBR!S121)","v":0},{"$f":"ID!H329","v":1},{"$f":"IF(ID!$Y$4=1,J121+K121,IF(ID!$Y$4=2,model!L121,\"error\"))","v":27.758182265605775},null,56.54,91.89,69.760000000000005,67.260000000000005,67.260000000000005,67.260000000000005,{"$f":"(1-ID!$AB$64)*O121*PV1W/1000000","v":7.5198199999999993},{"$f":"(1-ID!$AB$65)*P121*PV2W/1000000","v":5.586911999999999},{"$f":"(1-ID!$AB$66)*Q121*PV3W/1000000","v":0},{"$f":"(1-ID!$AB$67)*R121*PV4W/1000000","v":0},{"$f":"(1-ID!$AB$68)*S121*PV5W/1000000","v":0},{"$f":"(1-ID!$AB$69)*T121*PV6W/1000000","v":0},null,null,null,null,null,null,null,null,null,{"$f":"ID!L329","v":0},{"$f":"IF(ID!$K$70=\"ja\",AJ121,SUM(U121:Z121))","v":13.106731999999997},null,54,0,54,null,13.106731999999997,14.651450265605778,48.6,14.651450265605778,1.4651450265605774,37.883404707833648,0,0,0,0,37.883404707833648,null,null,null,null,13.106731999999997,27.758182265605775,-14.651450265605778,99,99,39.6,39.6,null,39.6,0,39.348549734394226,9.8185686007710622,6,6,6,6,6,6,6,6,6,6,6,6,6,6,7.9200000000000008,47.268549734394227,17.738568600771064,6,6,6,6,6,6,6,6,6,6,6,6,6,6,15.840000000000002,54,25.658568600771066,6,6,6,6,6,6,6,6,6,6,6,6,6,6,23.76,54,33.578568600771064,6,6,6,6,6,6,6,6,6,6,6,6,6,6,31.680000000000003,54,41.498568600771065,10.196788599130514,6,6,6,6,6,6,6,6,6,6,6,6,6,39.6,54,49.418568600771053,18.116788599130501,6,6,6,6,6,6,6,6,6,6,6,6,6,39.348549734394226,47.268549734394227,54,54,54,54,0.2,null,7.9200000000000008,7.9200000000000008,null,null,"nej","nej",2.2749999999999999,0,7.9200000000000008,null,0,null,37.883404707833648,44,"falder","cyclus","---",18.293879504534303,"-",0,0,0,0,0,-16.116595292166355,0.47217544270685569,null,null,null,null,null,null,null,null,null,null,null,null,null,null,0,{"$f":"INDEX(ID!$K$153:$K$176,D121+1)*INDEX(ID!$K$180:$K$191,$B121)","v":1},{"$f":"INDEX(ID!$L$153:$L$176,D121+1)*INDEX(ID!$K$180:$K$191,$B121)","v":1},0,0,{"$f":"ID!K329","v":0.21861000000000003},2.2539495753424656,0,{"$f":"ID!I329","v":1.2},null,null,0,0,0,{"$f":"IF(elsalgtype=1,HK121*(GO121)*Elprissalg,IF(elsalgtype=2,ID!J329,\"elsalgtype ikke defineret\"))","v":0},null,null,null,672.6,787.2,863.6,895.9,827,692.7,826.2,918.9,963.5,904.9,564,576.70000000000005,565.4,530.79999999999995,408,612.29999999999995,670.1,697.6,692.5,593.1,612.29999999999995,670.1,697.6,692.5,593.1]
[112,1,5,15,5,1,4.8000000000000001E-2,1.03,-5.3,{"$f":"IF(ID!$W$4=2,0,FBR!P122+FBR!Q122)","v":29.529981133623163},{"$f":"IF(ID!$W$4=2,0,FBR!R122+FBR!S122)","v":0},{"$f":"ID!H330","v":1},{"$f":"IF(ID!$Y$4=1,J122+K122,IF(ID!$Y$4=2,model!L122,\"error\"))","v":29.529981133623163},null,0,0,0,6.8409999999999993,6.8409999999999993,6.8409999999999993,{"$f":"(1-ID!$AB$64)*O122*PV1W/1000000","v":0},{"$f":"(1-ID!$AB$65)*P122*PV2W/1000000","v":0},{"$f":"(1-ID!$AB$66)*Q122*PV3W/1000000","v":0},{"$f":"(1-ID!$AB$67)*R122*PV4W/1000000","v":0},{"$f":"(1-ID!$AB$68)*S122*PV5W/1000000","v":0},{"$f":"(1-ID!$AB$69)*T122*PV6W/1000000","v":0},null,null,null,null,null,null,null,null,null,{"$f":"ID!L330","v":0},{"$f":"IF(ID!$K$70=\"ja\",AJ122,SUM(U122:Z122))","v":0},null,37.883404707833648,0,37.883404707833648,null,0,29.529981133623163,34.095064237050288,24,2.3999999999999995,11.48340470783365,5.5299811336231635,5.5299811336231635,0,0,11.48340470783365,null,null,null,null,0,29.529981133623163,-29.529981133623163,99,93.470018866376833,39.6,39.6,null,39.6,0,8.3534235742104848,6,6,6,6,6,6,6,6,6,6,6,6,6,6,6,7.9200000000000008,16.273423574210486,6,6,6,6,6,6,6,6,6,6,6,6,6,6,6,15.840000000000002,24.193423574210488,6,6,6,6,6,6,6,6,6,6,6,6,6,6,6,23.76,32.113423574210486,6,6,6,6,6,6,6,6,6,6,6,6,6,6,6,31.680000000000003,40.033423574210488,8.7316435725699328,6,6,6,6,6,6,6,6,6,6,6,6,6,6,39.6,47.953423574210476,16.65164357256992,6,6,6,6,6,6,6,6,6,6,6,6,6,6,8.3534235742104848,16.273423574210486,24.193423574210488,32.113423574210486,40.033423574210488,47.953423574210476,1,null,39.6,39.6,null,null,"nej","nej",2.2749999999999999,0,39.6,null,0,null,11.48340470783365,7.9476177679255207,"falder","---","---","-","-",0,0,0,0,0,-26.4,0,null,null,null,null,null,null,null,null,null,null,null,null,null,null,5.5299811336231635,{"$f":"INDEX(ID!$K$153:$K$176,D122+1)*INDEX(ID!$K$180:$K$191,$B122)","v":1},{"$f":"INDEX(ID!$L$153:$L$176,D122+1)*INDEX(ID!$K$180:$K$191,$B122)","v":1},12.580707078992697,12.580707078992697,{"$f":"ID!K330","v":0.22150999999999998},2.2568495753424656,12.480335573069283,{"$f":"ID!I330","v":1.2},null,null,12.580707078992697,5.5299811336231635,1.5926345664834711,{"$f":"IF(elsalgtype=1,HK122*(GO122)*Elprissalg,IF(elsalgtype=2,ID!J330,\"elsalgtype ikke defineret\"))","v":0},null,null,null,68.41,0,0,0,0,68.41,0,0,0,0,68.41,0,0,0,0,68.41,0,0,0,0,68.41,0,0,0,0]
[113,1,5,16,5,1,0,1.03,-6.1,{"$f":"IF(ID!$W$4=2,0,FBR!P123+FBR!Q123)","v":31.301780001640555},{"$f":"IF(ID!$W$4=2,0,FBR!R123+FBR!S123)","v":0},{"$f":"ID!H331","v":1},{"$f":"IF(ID!$Y$4=1,J123+K123,IF(ID!$Y$4=2,model!L123,\"error\"))","v":31.301780001640555},null,0,0,0,0,0,0,{"$f":"(1-ID!$AB$64)*O123*PV1W/1000000","v":0},{"$f":"(1-ID!$AB$65)*P123*PV2W/1000000","v":0},{"$f":"(1-ID!$AB$66)*Q123*PV3W/1000000","v":0},{"$f":"(1-ID!$AB$67)*R123*PV4W/1000000","v":0},{"$f":"(1-ID!$AB$68)*S123*PV5W/1000000","v":0},{"$f":"(1-ID!$AB$69)*T123*PV6W/1000000","v":0},null,null,null,null,null,null,null,null,null,{"$f":"ID!L331","v":0},{"$f":"IF(ID!$K$70=\"ja\",AJ123,SUM(U123:Z123))","v":0},null,11.48340470783365,0,11.48340470783365,null,0,31.301780001640555,10.335064237050284,4.3350642370502843,0.43350642370502834,6.7148340470783374,26.966715764590269,26.966715764590269,0,0,6.7148340470783374,null,null,null,null,0,31.301780001640555,-31.301780001640555,99,72.033284235409724,39.6,39.6,null,39.6,0,6,6,6,6,6,6,6,6,6,6,6,6,6,6,6,6,7.9200000000000008,6,6,6,6,6,6,6,6,6,6,6,6,6,6,6,6,15.840000000000002,6,6,6,6,6,6,6,6,6,6,6,6,6,6,6,6,23.76,6,6,6,6,6,6,6,6,6,6,6,6,6,6,6,6,31.680000000000003,11.861624706193094,6,6,6,6,6,6,6,6,6,6,6,6,6,6,6,39.6,19.781624706193096,6,6,6,6,6,6,6,6,6,6,6,6,6,6,6,6,6,6,6,11.861624706193094,19.781624706193096,1,null,39.6,39.6,null,null,"nej","nej",2.2749999999999999,0,39.6,null,0,null,6.7148340470783374,7.9476177679257048E-2,"falder","---","---","-","-",0,0,0,0,0,-4.7685706607553122,0,null,null,null,null,null,null,null,null,null,null,null,null,null,null,26.966715764590269,{"$f":"INDEX(ID!$K$153:$K$176,D123+1)*INDEX(ID!$K$180:$K$191,$B123)","v":1},{"$f":"INDEX(ID!$L$153:$L$176,D123+1)*INDEX(ID!$K$180:$K$191,$B123)","v":1},61.34927836444286,61.34927836444286,{"$f":"ID!K331","v":0.23375000000000001},2.2690895753424658,61.189893622655113,{"$f":"ID!I331","v":1.2},null,null,61.34927836444286,26.966715764590269,7.7664141402019977,{"$f":"IF(elsalgtype=1,HK123*(GO123)*Elprissalg,IF(elsalgtype=2,ID!J331,\"elsalgtype ikke defineret\"))","v":0},null,null,null,0,0,0,0,0,0,0,0,0,0,0,0,0,0,0,0,0,0,0,0,0,0,0,0,0]
[114,1,5,17,5,1,0,1.03,-6,{"$f":"IF(ID!$W$4=2,0,FBR!P124+FBR!Q124)","v":36.617176605692727},{"$f":"IF(ID!$W$4=2,0,FBR!R124+FBR!S124)","v":0},{"$f":"ID!H332","v":1},{"$f":"IF(ID!$Y$4=1,J124+K124,IF(ID!$Y$4=2,model!L124,\"error\"))","v":36.617176605692727},null,0,0,0,0,0,0,{"$f":"(1-ID!$AB$64)*O124*PV1W/1000000","v":0},{"$f":"(1-ID!$AB$65)*P124*PV2W/1000000","v":0},{"$f":"(1-ID!$AB$66)*Q124*PV3W/1000000","v":0},{"$f":"(1-ID!$AB$67)*R124*PV4W/1000000","v":0},{"$f":"(1-ID!$AB$68)*S124*PV5W/1000000","v":0},{"$f":"(1-ID!$AB$69)*T124*PV6W/1000000","v":0},null,null,null,null,null,null,null,null,null,{"$f":"ID!L332","v":0},{"$f":"IF(ID!$K$70=\"ja\",AJ124,SUM(U124:Z124))","v":0},null,6.7148340470783374,0,6.7148340470783374,null,0,36.617176605692727,6.0433506423705037,4.3350642370503678E-2,4.3350642370503668E-3,6.6671483404707832,36.573825963322221,36.573825963322221,0,0,6.6671483404707832,null,null,null,null,0,36.617176605692727,-36.617176605692727,99,62.426174036677779,39.6,39.6,null,39.6,0,6,6,6,6,6,6,6,6,6,6,6,6,6,6,6,6,7.9200000000000008,6,6,6,6,6,6,6,6,6,6,6,6,6,6,6,6,15.840000000000002,6,6,6,6,6,6,6,6,6,6,6,6,6,6,6,6,23.76,6,6,6,6,6,6,6,6,6,6,6,6,6,6,6,6,31.680000000000003,6,6,6,6,6,6,6,6,6,6,6,6,6,6,6,6,39.6,9.6976574413856085,6,6,6,6,6,6,6,6,6,6,6,6,6,6,6,6,6,6,6,6,9.6976574413856085,1,null,39.6,39.6,null,null,"nej","nej",2.2749999999999999,0,39.6,null,0,null,6.6671483404707832,7.9476177679301441E-4,"falder","---","---","-","-",0,0,0,0,0,-4.7685706607554043E-2,0,null,null,null,null,null,null,null,null,null,null,null,null,null,null,36.573825963322221,{"$f":"INDEX(ID!$K$153:$K$176,D124+1)*INDEX(ID!$K$180:$K$191,$B124)","v":1},{"$f":"INDEX(ID!$L$153:$L$176,D124+1)*INDEX(ID!$K$180:$K$191,$B124)","v":1},83.205454066558048,83.205454066558048,{"$f":"ID!K332","v":0.25418000000000002},2.2895195753424655,83.736490488194733,{"$f":"ID!I332","v":1.2},null,null,83.205454066558048,36.573825963322221,10.5332618774368,{"$f":"IF(elsalgtype=1,HK124*(GO124)*Elprissalg,IF(elsalgtype=2,ID!J332,\"elsalgtype ikke defineret\"))","v":0},null,null,null,0,0,0,0,0,0,0,0,0,0,0,0,0,0,0,0,0,0,0,0,0,0,0,0,0]
[115,1,5,18,5,1,0,1.03,-5,{"$f":"IF(ID!$W$4=2,0,FBR!P125+FBR!Q125)","v":38.388975473710111},{"$f":"IF(ID!$W$4=2,0,FBR!R125+FBR!S125)","v":0},{"$f":"ID!H333","v":1},{"$f":"IF(ID!$Y$4=1,J125+K125,IF(ID!$Y$4=2,model!L125,\"error\"))","v":38.388975473710111},null,0,0,0,0,0,0,{"$f":"(1-ID!$AB$64)*O125*PV1W/1000000","v":0},{"$f":"(1-ID!$AB$65)*P125*PV2W/1000000","v":0},{"$f":"(1-ID!$AB$66)*Q125*PV3W/1000000","v":0},{"$f":"(1-ID!$AB$67)*R125*PV4W/1000000","v":0},{"$f":"(1-ID!$AB$68)*S125*PV5W/1000000","v":0},{"$f":"(1-ID!$AB$69)*T125*PV6W/1000000","v":0},null,null,null,null,null,null,null,null,null,{"$f":"ID!L333","v":0},{"$f":"IF(ID!$K$70=\"ja\",AJ125,SUM(U125:Z125))","v":0},null,6.6671483404707832,0,6.6671483404707832,null,0,38.388975473710111,6.0004335064237049,4.3350642370487691E-4,4.3350642370487684E-5,6.6666714834047074,38.388541967286407,38.388541967286407,0,0,6.6666714834047074,null,null,null,null,0,38.388975473710111,-38.388975473710111,99,60.611458032713593,39.6,39.6,null,39.6,0,6,6,6,6,6,6,6,6,6,6,6,6,6,6,6,6,7.9200000000000008,6,6,6,6,6,6,6,6,6,6,6,6,6,6,6,6,15.840000000000002,6,6,6,6,6,6,6,6,6,6,6,6,6,6,6,6,23.76,6,6,6,6,6,6,6,6,6,6,6,6,6,6,6,6,31.680000000000003,6,6,6,6,6,6,6,6,6,6,6,6,6,6,6,6,39.6,7.8781728667606714,6,6,6,6,6,6,6,6,6,6,6,6,6,6,6,6,6,6,6,6,7.8781728667606714,1,null,39.6,39.6,null,null,"nej","nej",2.2749999999999999,0,39.6,null,0,null,6.6666714834047074,7.9476177668643313E-6,"falder","---","---","-","-",0,0,0,0,0,-4.768570660753646E-4,0,null,null,null,null,null,null,null,null,null,null,null,null,null,null,38.388541967286407,{"$f":"INDEX(ID!$K$153:$K$176,D125+1)*INDEX(ID!$K$180:$K$191,$B125)","v":1},{"$f":"INDEX(ID!$L$153:$L$176,D125+1)*INDEX(ID!$K$180:$K$191,$B125)","v":1},87.333932975576573,87.333932975576573,{"$f":"ID!K333","v":0.24158000000000002},2.2769195753424656,87.407622674170184,{"$f":"ID!I333","v":1.2},null,null,87.333932975576573,38.388541967286407,11.055900086578486,{"$f":"IF(elsalgtype=1,HK125*(GO125)*Elprissalg,IF(elsalgtype=2,ID!J333,\"elsalgtype ikke defineret\"))","v":0},null,null,null,0,0,0,0,0,0,0,0,0,0,0,0,0,0,0,0,0,0,0,0,0,0,0,0,0]
[179,1,8,10,8,2,0,5.14,-4,{"$f":"IF(ID!$W$4=2,0,FBR!P189+FBR!Q189)","v":23.623984906898531},{"$f":"IF(ID!$W$4=2,0,FBR!R189+FBR!S189)","v":0},{"$f":"ID!H397","v":1},{"$f":"IF(ID!$Y$4=1,J189+K189,IF(ID!$Y$4=2,model!L189,\"error\"))","v":23.623984906898531},null,44.010000000000005,40.61,38.06,45.7,45.7,45.7,{"$f":"(1-ID!$AB$64)*O189*PV1W/1000000","v":5.8533299999999997},{"$f":"(1-ID!$AB$65)*P189*PV2W/1000000","v":2.4690879999999997},{"$f":"(1-ID!$AB$66)*Q189*PV3W/1000000","v":0},{"$f":"(1-ID!$AB$67)*R189*PV4W/1000000","v":0},{"$f":"(1-ID!$AB$68)*S189*PV5W/1000000","v":0},{"$f":"(1-ID!$AB$69)*T189*PV6W/1000000","v":0},null,null,null,null,null,null,null,null,null,{"$f":"ID!L397","v":0},{"$f":"IF(ID!$K$70=\"ja\",AJ189,SUM(U189:Z189))","v":8.322417999999999},null,6.666666666666667,0,6.666666666666667,null,8.322417999999999,15.301566906898532,6,0,0,6.666666666666667,15.301566906898532,15.301566906898532,0,0,6.666666666666667,null,null,null,null,8.322417999999999,23.623984906898531,-15.301566906898532,99,83.698433093101471,39.6,39.6,null,39.6,0,6,6,6,6,6,6,6,6,6,6,6,6,6,6,6,6,7.9200000000000008,6,6,6,6,6,6,6,6,6,6,6,6,6,6,6,6,15.840000000000002,7.2050997597681352,6,6,6,6,6,6,6,6,6,6,6,6,6,6,6,23.76,15.125099759768137,6,6,6,6,6,6,6,6,6,6,6,6,6,6,6,31.680000000000003,23.045099759768139,10.928989607524677,6,6,6,6,6,6,6,6,6,6,6,6,6,6,39.6,30.965099759768133,18.848989607524672,6,6,6,6,6,6,6,6,6,6,6,6,6,6,6,6,7.2050997597681352,15.125099759768137,23.045099759768139,30.965099759768133,1,null,39.6,39.6,null,null,"nej","nej",2.2749999999999999,0,39.6,null,0,null,6.666666666666667,0,"falder","---","---","-","-",0,0,0,0,0,0,0.35228679804861107,null,null,null,null,null,null,null,null,null,null,null,null,null,null,15.301566906898532,{"$f":"INDEX(ID!$K$153:$K$176,D189+1)*INDEX(ID!$K$180:$K$191,$B189)","v":1},{"$f":"INDEX(ID!$L$153:$L$176,D189+1)*INDEX(ID!$K$180:$K$191,$B189)","v":1},34.811064713194163,34.811064713194163,{"$f":"ID!K397","v":0.22774},2.2630795753424655,34.628663537738255,{"$f":"ID!I397","v":1.2},null,null,34.811064713194163,15.301566906898532,4.4068512691867774,{"$f":"IF(elsalgtype=1,HK189*(GO189)*Elprissalg,IF(elsalgtype=2,ID!J397,\"elsalgtype ikke defineret\"))","v":0},null,null,null,457,455.5,438.2,406.2,312,445.2,432.8,406.1,367,267.3,457.7,456.9,440.1,408.5,314.7,429.2,410.8,380.6,340,243.6,429.2,410.8,380.6,340,243.6]
[213,1,9,20,9,2,0,5.65,3.6,{"$f":"IF(ID!$W$4=2,0,FBR!P223+FBR!Q223)","v":31.301780001640555},{"$f":"IF(ID!$W$4=2,0,FBR!R223+FBR!S223)","v":0},{"$f":"ID!H431","v":1},{"$f":"IF(ID!$Y$4=1,J223+K223,IF(ID!$Y$4=2,model!L223,\"error\"))","v":31.301780001640555},null,0,0,0,0,0,0,{"$f":"(1-ID!$AB$64)*O223*PV1W/1000000","v":0},{"$f":"(1-ID!$AB$65)*P223*PV2W/1000000","v":0},{"$f":"(1-ID!$AB$66)*Q223*PV3W/1000000","v":0},{"$f":"(1-ID!$AB$67)*R223*PV4W/1000000","v":0},{"$f":"(1-ID!$AB$68)*S223*PV5W/1000000","v":0},{"$f":"(1-ID!$AB$69)*T223*PV6W/1000000","v":0},null,null,null,null,null,null,null,null,null,{"$f":"ID!L431","v":0},{"$f":"IF(ID!$K$70=\"ja\",AJ223,SUM(U223:Z223))","v":0},null,6.666666666666667,0,6.666666666666667,null,0,31.301780001640555,6,0,0,6.666666666666667,31.301780001640555,31.301780001640555,0,0,6.666666666666667,null,null,null,null,0,31.301780001640555,-31.301780001640555,99,67.698219998359448,39.6,39.6,null,39.6,0,6,6,6,6,6,6,6,6,6,6,6,6,6,6,6,6,7.9200000000000008,6,6,6,6,6,6,6,6,6,6,6,6,6,6,6,6,15.840000000000002,6,6,6,6,6,6,6,6,6,6,6,6,6,6,6,6,23.76,6,6,6,6,6,6,6,6,6,6,6,6,6,6,6,6,31.680000000000003,7.0448866650261159,6,6,6,6,6,6,6,6,6,6,6,6,6,6,6,39.6,14.964886665026111,6,6,6,6,6,6,6,6,6,6,6,6,6,6,6,6,6,6,6,7.0448866650261159,14.964886665026111,1,null,39.6,39.6,null,null,"nej","nej",2.2749999999999999,0,39.6,null,0,null,6.666666666666667,0,"falder","---","---","-","-",0,0,0,0,0,0,0,null,null,null,null,null,null,null,null,null,null,null,null,null,null,31.301780001640555,{"$f":"INDEX(ID!$K$153:$K$176,D223+1)*INDEX(ID!$K$180:$K$191,$B223)","v":1},{"$f":"INDEX(ID!$L$153:$L$176,D223+1)*INDEX(ID!$K$180:$K$191,$B223)","v":1},71.211549503732257,71.211549503732257,{"$f":"ID!K431","v":0.2185},2.2538395753424658,70.549190546360833,{"$f":"ID!I431","v":1.2},null,null,71.211549503732257,31.301780001640555,9.0149126404724793,{"$f":"IF(elsalgtype=1,HK223*(GO223)*Elprissalg,IF(elsalgtype=2,ID!J431,\"elsalgtype ikke defineret\"))","v":0},null,null,null,0,0,0,0,0,0,0,0,0,0,0,0,0,0,0,0,0,0,0,0,0,0,0,0,0]
[{"$f":"A267+1","v":258},1,11,17,11,2,0,3.08,-0.8,{"$f":"IF(ID!$W$4=2,0,FBR!P268+FBR!Q268)","v":36.617176605692727},{"$f":"IF(ID!$W$4=2,0,FBR!R268+FBR!S268)","v":0},{"$f":"ID!H476","v":1},{"$f":"IF(ID!$Y$4=1,J268+K268,IF(ID!$Y$4=2,model!L268,\"error\"))","v":36.617176605692727},null,0,0,0,0,0,0,{"$f":"(1-ID!$AB$64)*O268*PV1W/1000000","v":0},{"$f":"(1-ID!$AB$65)*P268*PV2W/1000000","v":0},{"$f":"(1-ID!$AB$66)*Q268*PV3W/1000000","v":0},{"$f":"(1-ID!$AB$67)*R268*PV4W/1000000","v":0},{"$f":"(1-ID!$AB$68)*S268*PV5W/1000000","v":0},{"$f":"(1-ID!$AB$69)*T268*PV6W/1000000","v":0},null,null,null,null,null,null,null,null,null,{"$f":"ID!L476","v":0},{"$f":"IF(ID!$K$70=\"ja\",AJ268,SUM(U268:Z268))","v":0},null,{"$f":"GG267","v":6.7767611650783355},0,{"$f":"AM268-AN268","v":6.7767611650783355},null,{"$f":"MIN(AK268,M268)","v":0},{"$f":"M268-AQ268","v":36.617176605692727},6.0990850485705019,9.9085048570501932E-2,{"$f":"(1-effbatteri)*AT268","v":9.9085048570501915E-3},6.6677676116507838,{"$f":"M268-AT268-AQ268","v":36.518091557122226},36.518091557122226,{"$f":"AK268-AQ268","v":0},0,{"$f":"AV268+AZ268","v":6.6677676116507838},null,null,null,null,0,36.617176605692727,-36.617176605692727,99,{"$f":"BI268-AX268","v":62.481908442877774},39.6,{"$f":"MIN(BJ268,BK268)","v":39.6},null,{"$f":"BL268","v":39.6},{"$f":"BN268*BO267","v":0},6,6,6,6,6,6,6,6,6,6,6,6,6,6,6,6,{"$f":"BN268*CF$10","v":7.9200000000000008},6,6,6,6,6,6,6,6,6,6,6,6,6,6,6,6,{"$f":"BN268*CW$10","v":15.840000000000002},6,6,6,6,6,6,6,6,6,6,6,6,6,6,6,6,{"$f":"BN268*DN$10","v":23.76},6,6,6,6,6,6,6,6,6,6,6,6,6,6,6,6,31.680000000000003,6,6,6,6,6,6,6,6,6,6,6,6,6,6,6,6,39.6,9.7595845593856083,6,6,6,6,6,6,6,6,6,6,6,6,6,6,6,{"$f":"MAX(BP268:CE268)","v":6},{"$f":"MAX(CG268:CV268)","v":6},{"$f":"MAX(CX268:DM268)","v":6},{"$f":"MAX(DO268:ED268)","v":6},{"$f":"MAX(EF268:EU268)","v":6},{"$f":"MAX(EW268:FL268)","v":9.7595845593856083},1,null,39.6,39.6,null,null,"nej","nej",2.2749999999999999,0,39.6,null,0,null,6.6677676116507838,{"$f":"ABS((GG269-GG268)/Maxbatteri)*100","v":1.8165592237936088E-3},"falder","---","---","-","-",0,0,0,0,0,-0.10899355342755213,0,null,null,null,null,null,null,null,null,null,null,null,null,null,null,36.518091557122226,{"$f":"INDEX(ID!$K$153:$K$176,D268+1)*INDEX(ID!$K$180:$K$191,$B268)","v":1},{"$f":"INDEX(ID!$L$153:$L$176,D268+1)*INDEX(ID!$K$180:$K$191,$B268)","v":1},83.078658292453056,{"$f":"HL268","v":83.078658292453056},{"$f":"ID!K476","v":0.24159},2.2769295753424657,{"$f":"HI268*HO268","v":83.149122701475591},{"$f":"ID!I476","v":1.2},null,null,83.078658292453056,36.518091557122226,10.517210368451201,{"$f":"IF(elsalgtype=1,HK268*(GO268)*Elprissalg,IF(elsalgtype=2,ID!J476,\"elsalgtype ikke defineret\"))","v":0},null,null,null,0,0,0,0,0,0,0,0,0,0,0,0,0,0,0,0,0,0,0,0,0,0,0,0,0]
[345,1,15,8,15,3,0,9.77,1,{"$f":"IF(ID!$W$4=2,0,FBR!P355+FBR!Q355)","v":20.670986793536215},{"$f":"IF(ID!$W$4=2,0,FBR!R355+FBR!S355)","v":0},{"$f":"ID!H563","v":1},{"$f":"IF(ID!$Y$4=1,J355+K355,IF(ID!$Y$4=2,model!L355,\"error\"))","v":20.670986793536215},null,0,0,0,0,0,0,{"$f":"(1-ID!$AB$64)*O355*PV1W/1000000","v":0},{"$f":"(1-ID!$AB$65)*P355*PV2W/1000000","v":0},{"$f":"(1-ID!$AB$66)*Q355*PV3W/1000000","v":0},{"$f":"(1-ID!$AB$67)*R355*PV4W/1000000","v":0},{"$f":"(1-ID!$AB$68)*S355*PV5W/1000000","v":0},{"$f":"(1-ID!$AB$69)*T355*PV6W/1000000","v":0},null,null,null,null,null,null,null,null,null,{"$f":"ID!L563","v":0},{"$f":"IF(ID!$K$70=\"ja\",AJ355,SUM(U355:Z355))","v":0},null,6.666666666666667,0,6.666666666666667,null,0,20.670986793536215,6,0,0,6.666666666666667,20.670986793536215,20.670986793536215,0,0,6.666666666666667,null,null,null,null,0,20.670986793536215,-20.670986793536215,99,78.329013206463785,39.6,39.6,null,39.6,0,6,50.723982211576853,54,54,54,54,54,54,54,54,54,54,44.051513137669858,14.521532004046691,6,6,7.9200000000000008,6,54,54,54,54,54,54,54,54,54,54,54,51.971513137669852,22.441532004046692,6,6,15.840000000000002,6,54,54,54,54,54,54,54,54,54,54,54,54,30.361532004046691,6,6,23.76,9.7556798731304539,54,54,54,54,54,54,54,54,54,54,54,54,38.281532004046696,11.704548983785845,6,31.680000000000003,17.675679873130456,54,54,54,54,54,54,54,54,54,54,54,54,46.201532004046697,19.624548983785846,6,39.6,25.59567987313045,54,54,54,54,54,54,54,54,54,54,54,54,54,27.544548983785841,6,54,54,54,54,54,54,0,null,0,0,null,null,"nej","nej",2.2749999999999999,0,0,null,0,null,6.666666666666667,40,"falder","---","---","-","-",0,0,0,0,0,0,0,null,null,null,null,null,null,null,null,null,null,null,null,null,null,20.670986793536215,{"$f":"INDEX(ID!$K$153:$K$176,D355+1)*INDEX(ID!$K$180:$K$191,$B355)","v":1},{"$f":"INDEX(ID!$L$153:$L$176,D355+1)*INDEX(ID!$K$180:$K$191,$B355)","v":1},47.026494955294886,47.026494955294886,{"$f":"ID!K563","v":0.46748000000000001},2.5028195753424658,51.735750388508031,{"$f":"ID!I563","v":1.2},null,null,47.026494955294886,20.670986793536215,5.9532441965384297,{"$f":"IF(elsalgtype=1,HK355*(GO355)*Elprissalg,IF(elsalgtype=2,ID!J563,\"elsalgtype ikke defineret\"))","v":0},null,null,null,0,0,0,0,0,0,0,0,0,0,0,0,0,0,0,0,0,0,0,0,0,0,0,0,0]
[407,1,17,22,17,3,0,3.6,-3.9,{"$f":"IF(ID!$W$4=2,0,FBR!P417+FBR!Q417)","v":26.576983020260847},{"$f":"IF(ID!$W$4=2,0,FBR!R417+FBR!S417)","v":0},{"$f":"ID!H625","v":1},{"$f":"IF(ID!$Y$4=1,J417+K417,IF(ID!$Y$4=2,model!L417,\"error\"))","v":26.576983020260847},null,0,0,0,0,0,0,{"$f":"(1-ID!$AB$64)*O417*PV1W/1000000","v":0},{"$f":"(1-ID!$AB$65)*P417*PV2W/1000000","v":0},{"$f":"(1-ID!$AB$66)*Q417*PV3W/1000000","v":0},{"$f":"(1-ID!$AB$67)*R417*PV4W/1000000","v":0},{"$f":"(1-ID!$AB$68)*S417*PV5W/1000000","v":0},{"$f":"(1-ID!$AB$69)*T417*PV6W/1000000","v":0},null,null,null,null,null,null,null,null,null,{"$f":"ID!L625","v":0},{"$f":"IF(ID!$K$70=\"ja\",AJ417,SUM(U417:Z417))","v":0},null,6.666666666666667,0,6.666666666666667,null,0,26.576983020260847,6,0,0,6.666666666666667,26.576983020260847,26.576983020260847,0,0,6.666666666666667,null,null,null,null,0,26.576983020260847,-26.576983020260847,99,72.423016979739145,39.6,39.6,null,39.6,0,6,6,6,6,6,6,6,6,6,6,6,6,6,6,6,6,7.9200000000000008,6,6,6,6,6,6,6,6,6,6,6,6,6,6,6,6,15.840000000000002,6,6,6,6,6,6,6,6,6,6,6,6,6,6,6,6,23.76,6,6,6,6,6,6,6,6,6,6,6,6,6,6,6,6,31.680000000000003,11.769683646405824,6,6,6,6,6,6,6,6,6,6,6,6,6,6,6,39.6,19.689683646405818,6,6,6,6,6,6,6,6,6,6,6,6,6,6,6,6,6,6,6,11.769683646405824,19.689683646405818,1,null,39.6,39.6,null,null,"nej","nej",2.2749999999999999,0,39.6,null,0,null,6.666666666666667,0,"falder","---","---","-","-",0,0,0,0,0,0,0,null,null,null,null,null,null,null,null,null,null,null,null,null,null,26.576983020260847,{"$f":"INDEX(ID!$K$153:$K$176,D417+1)*INDEX(ID!$K$180:$K$191,$B417)","v":1},{"$f":"INDEX(ID!$L$153:$L$176,D417+1)*INDEX(ID!$K$180:$K$191,$B417)","v":1},60.462636371093424,60.462636371093424,{"$f":"ID!K625","v":0.23422000000000001},2.2695595753424658,60.318046297347131,{"$f":"ID!I625","v":1.2},null,null,60.462636371093424,26.576983020260847,7.6541711098351239,{"$f":"IF(elsalgtype=1,HK417*(GO417)*Elprissalg,IF(elsalgtype=2,ID!J625,\"elsalgtype ikke defineret\"))","v":0},null,null,null,0,0,0,0,0,0,0,0,0,0,0,0,0,0,0,0,0,0,0,0,0,0,0,0,0]
[521,1,22,16,22,4,0,4.63,0.5,{"$f":"IF(ID!$W$4=2,0,FBR!P531+FBR!Q531)","v":31.301780001640555},{"$f":"IF(ID!$W$4=2,0,FBR!R531+FBR!S531)","v":0},{"$f":"ID!H739","v":1},{"$f":"IF(ID!$Y$4=1,J531+K531,IF(ID!$Y$4=2,model!L531,\"error\"))","v":31.301780001640555},null,0,0,0,0,0,0,{"$f":"(1-ID!$AB$64)*O531*PV1W/1000000","v":0},{"$f":"(1-ID!$AB$65)*P531*PV2W/1000000","v":0},{"$f":"(1-ID!$AB$66)*Q531*PV3W/1000000","v":0},{"$f":"(1-ID!$AB$67)*R531*PV4W/1000000","v":0},{"$f":"(1-ID!$AB$68)*S531*PV5W/1000000","v":0},{"$f":"(1-ID!$AB$69)*T531*PV6W/1000000","v":0},null,null,null,null,null,null,null,null,null,{"$f":"ID!L739","v":0},{"$f":"IF(ID!$K$70=\"ja\",AJ531,SUM(U531:Z531))","v":0},null,6.6666667596724256,0,6.6666667596724256,null,0,31.301780001640555,6.0000000837051832,8.3705183229199065E-8,8.3705183229199038E-9,6.6666666675967239,31.30177991793537,31.30177991793537,0,0,6.6666666675967239,null,null,null,null,0,31.301780001640555,-31.301780001640555,99,67.698220082064637,39.6,39.6,null,39.6,0,6,6,6,6,6,6,6,6,6,6,6,6,6,6,6,6,7.9200000000000008,6,6,6,6,6,6,6,6,6,6,6,6,6,6,6,6,15.840000000000002,6,6,6,6,6,6,6,6,6,6,6,6,6,6,6,6,23.76,6,6,6,6,6,6,6,6,6,6,6,6,6,6,6,6,31.680000000000003,7.0448867580318755,6,6,6,6,6,6,6,6,6,6,6,6,6,6,6,39.6,14.96488675803187,6,6,6,6,6,6,6,6,6,6,6,6,6,6,6,6,6,6,6,7.0448867580318755,14.96488675803187,1,null,39.6,39.6,null,null,"nej","nej",2.2749999999999999,0,39.6,null,0,null,6.6666666675967239,1.5345946735578764E-9,"falder","---","---","-","-",0,0,0,0,0,-9.2075701552118969E-8,0,null,null,null,null,null,null,null,null,null,null,null,null,null,null,31.30177991793537,{"$f":"INDEX(ID!$K$153:$K$176,D531+1)*INDEX(ID!$K$180:$K$191,$B531)","v":1},{"$f":"INDEX(ID!$L$153:$L$176,D531+1)*INDEX(ID!$K$180:$K$191,$B531)","v":1},71.211549313302967,71.211549313302967,{"$f":"ID!K739","v":0.44882},2.4841595753424657,77.758616308401656,{"$f":"ID!I739","v":1.2},null,null,71.211549313302967,31.30177991793537,9.0149126163653879,{"$f":"IF(elsalgtype=1,HK531*(GO531)*Elprissalg,IF(elsalgtype=2,ID!J739,\"elsalgtype ikke defineret\"))","v":0},null,null,null,0,0,0,0,0,0,0,0,0,0,0,0,0,0,0,0,0,0,0,0,0,0,0,0,0]
[574,1,24,21,24,4,0,7.2,4.5999999999999996,{"$f":"IF(ID!$W$4=2,0,FBR!P584+FBR!Q584)","v":29.529981133623163},{"$f":"IF(ID!$W$4=2,0,FBR!R584+FBR!S584)","v":0},{"$f":"ID!H792","v":1},{"$f":"IF(ID!$Y$4=1,J584+K584,IF(ID!$Y$4=2,model!L584,\"error\"))","v":29.529981133623163},null,0,0,0,0,0,0,{"$f":"(1-ID!$AB$64)*O584*PV1W/1000000","v":0},{"$f":"(1-ID!$AB$65)*P584*PV2W/1000000","v":0},{"$f":"(1-ID!$AB$66)*Q584*PV3W/1000000","v":0},{"$f":"(1-ID!$AB$67)*R584*PV4W/1000000","v":0},{"$f":"(1-ID!$AB$68)*S584*PV5W/1000000","v":0},{"$f":"(1-ID!$AB$69)*T584*PV6W/1000000","v":0},null,null,null,null,null,null,null,null,null,{"$f":"ID!L792","v":0},{"$f":"IF(ID!$K$70=\"ja\",AJ584,SUM(U584:Z584))","v":0},null,6.666666666666667,0,6.666666666666667,null,0,29.529981133623163,6,0,0,6.666666666666667,29.529981133623163,29.529981133623163,0,0,6.666666666666667,null,null,null,null,0,29.529981133623163,-29.529981133623163,99,69.470018866376833,39.6,39.6,null,39.6,0,6,6,6,6,6,6,6,6,6,6,6,6,6,6,6,6,7.9200000000000008,6,6,6,6,6,6,6,6,6,6,6,6,6,6,6,6,15.840000000000002,6,6,6,6,6,6,6,6,6,6,6,6,6,6,6,6,23.76,6,6,6,6,6,6,6,6,6,6,6,6,6,6,6,6,31.680000000000003,8.8166855330435077,6,6,6,6,6,6,6,6,6,6,6,6,6,6,6,39.6,16.736685533043502,6,6,6,6,6,6,6,6,6,6,6,6,6,6,6,6,6,6,6,8.8166855330435077,16.736685533043502,1,null,39.6,39.6,null,null,"nej","nej",2.2749999999999999,0,39.6,null,0,null,6.666666666666667,0,"falder","---","---","-","-",0,0,0,0,0,0,0,null,null,null,null,null,null,null,null,null,null,null,null,null,null,29.529981133623163,{"$f":"INDEX(ID!$K$153:$K$176,D584+1)*INDEX(ID!$K$180:$K$191,$B584)","v":1},{"$f":"INDEX(ID!$L$153:$L$176,D584+1)*INDEX(ID!$K$180:$K$191,$B584)","v":1},67.180707078992697,67.180707078992697,{"$f":"ID!K792","v":0.25161},2.2869495753424656,67.533577813410517,{"$f":"ID!I792","v":1.2},null,null,67.180707078992697,29.529981133623163,8.504634566483471,{"$f":"IF(elsalgtype=1,HK584*(GO584)*Elprissalg,IF(elsalgtype=2,ID!J792,\"elsalgtype ikke defineret\"))","v":0},null,null,null,0,0,0,0,0,0,0,0,0,0,0,0,0,0,0,0,0,0,0,0,0,0,0,0,0]
[601,1,26,0,26,4,0,9.25,0.6,{"$f":"IF(ID!$W$4=2,0,FBR!P611+FBR!Q611)","v":20.670986793536215},{"$f":"IF(ID!$W$4=2,0,FBR!R611+FBR!S611)","v":0},{"$f":"ID!H819","v":1},{"$f":"IF(ID!$Y$4=1,J611+K611,IF(ID!$Y$4=2,model!L611,\"error\"))","v":20.670986793536215},null,0,0,0,0,0,0,{"$f":"(1-ID!$AB$64)*O611*PV1W/1000000","v":0},{"$f":"(1-ID!$AB$65)*P611*PV2W/1000000","v":0},{"$f":"(1-ID!$AB$66)*Q611*PV3W/1000000","v":0},{"$f":"(1-ID!$AB$67)*R611*PV4W/1000000","v":0},{"$f":"(1-ID!$AB$68)*S611*PV5W/1000000","v":0},{"$f":"(1-ID!$AB$69)*T611*PV6W/1000000","v":0},null,null,null,null,null,null,null,null,null,{"$f":"ID!L819","v":0},{"$f":"IF(ID!$K$70=\"ja\",AJ611,SUM(U611:Z611))","v":0},null,6.6666666666666687,0,6.6666666666666687,null,0,20.670986793536215,6.0000000000000018,1.7763568394002505E-15,1.7763568394002501E-16,6.666666666666667,20.670986793536215,20.670986793536215,0,0,6.666666666666667,null,null,null,null,0,20.670986793536215,-20.670986793536215,99,78.329013206463785,39.6,39.6,null,39.6,0,6,6,6,6,6,6,6,6,6,6,6,6,6,6,6,6,7.9200000000000008,6,6,6,6,6,6,6,6,6,6,6,6,6,6,6,6,15.840000000000002,6,6,6,6,6,6,6,6,6,6,6,6,6,6,6,6,23.76,9.7556798731304539,6,6,6,6,6,6,6,6,6,6,6,6,6,6,6,31.680000000000003,17.675679873130456,6,6,6,6,6,6,6,6,6,6,6,6,6,6,6,39.6,25.595679873130457,7.8776911929565578,6,6,6,6,6,6,6,6,6,6,6,6,6,6,6,6,6,9.7556798731304539,17.675679873130456,25.595679873130457,1,null,39.6,39.6,null,null,"nej","nej",2.2749999999999999,0,39.6,null,0,null,6.666666666666667,0,"falder","---","---","-","-",0,0,0,0,0,-1.9539925233402757E-15,0,null,null,null,null,null,null,null,null,null,null,null,null,null,null,20.670986793536215,{"$f":"INDEX(ID!$K$153:$K$176,D611+1)*INDEX(ID!$K$180:$K$191,$B611)","v":1},{"$f":"INDEX(ID!$L$153:$L$176,D611+1)*INDEX(ID!$K$180:$K$191,$B611)","v":1},47.026494955294886,47.026494955294886,{"$f":"ID!K819","v":0.22803000000000001},2.2633695753424656,46.78608260079578,{"$f":"ID!I819","v":1.2},null,null,47.026494955294886,20.670986793536215,5.9532441965384297,{"$f":"IF(elsalgtype=1,HK611*(GO611)*Elprissalg,IF(elsalgtype=2,ID!J819,\"elsalgtype ikke defineret\"))","v":0},null,null,null,0,0,0,0,0,0,0,0,0,0,0,0,0,0,0,0,0,0,0,0,0,0,0,0,0]
[704,1,30,7,30,5,0,8.2200000000000006,3.7,{"$f":"IF(ID!$W$4=2,0,FBR!P714+FBR!Q714)","v":18.899187925518824},{"$f":"IF(ID!$W$4=2,0,FBR!R714+FBR!S714)","v":0},{"$f":"ID!H922","v":1},{"$f":"IF(ID!$Y$4=1,J714+K714,IF(ID!$Y$4=2,model!L714,\"error\"))","v":18.899187925518824},null,0,0,0,0,0,0,{"$f":"(1-ID!$AB$64)*O714*PV1W/1000000","v":0},{"$f":"(1-ID!$AB$65)*P714*PV2W/1000000","v":0},{"$f":"(1-ID!$AB$66)*Q714*PV3W/1000000","v":0},{"$f":"(1-ID!$AB$67)*R714*PV4W/1000000","v":0},{"$f":"(1-ID!$AB$68)*S714*PV5W/1000000","v":0},{"$f":"(1-ID!$AB$69)*T714*PV6W/1000000","v":0},null,null,null,null,null,null,null,null,null,{"$f":"ID!L922","v":0},{"$f":"IF(ID!$K$70=\"ja\",AJ714,SUM(U714:Z714))","v":0},null,6.666666666666667,0,6.666666666666667,null,0,18.899187925518824,6,0,0,6.666666666666667,18.899187925518824,18.899187925518824,0,0,6.666666666666667,null,null,null,null,0,18.899187925518824,-18.899187925518824,99,80.100812074481183,39.6,39.6,null,39.6,0,6,6,6,6,6,6,6,6,6,6,6,6,6,6,6,6,7.9200000000000008,6,6,6,6,6,6,6,6,6,6,6,6,6,6,6,6,15.840000000000002,6,6,6,6,6,6,6,6,6,6,6,6,6,6,6,6,23.76,11.527478741147846,6,6,6,6,6,6,6,6,6,6,6,6,6,6,6,31.680000000000003,19.447478741147847,6,6,6,6,6,6,6,6,6,6,6,6,6,6,6,39.6,27.367478741147842,6.6964919476116265,6,6,6,6,6,6,6,6,6,6,6,6,6,6,6,6,6,11.527478741147846,19.447478741147847,27.367478741147842,1,null,39.6,39.6,null,null,"nej","nej",2.2749999999999999,0,39.6,null,0,null,6.666666666666667,0,"falder","---","---","-","-",0,0,0,0,0,0,0,null,null,null,null,null,null,null,null,null,null,null,null,null,null,18.899187925518824,{"$f":"INDEX(ID!$K$153:$K$176,D714+1)*INDEX(ID!$K$180:$K$191,$B714)","v":1},{"$f":"INDEX(ID!$L$153:$L$176,D714+1)*INDEX(ID!$K$180:$K$191,$B714)","v":1},42.995652530555326,42.995652530555326,{"$f":"ID!K922","v":0.26172000000000001},2.2970595753424656,43.41256059050972,{"$f":"ID!I922","v":1.2},null,null,42.995652530555326,18.899187925518824,5.4429661225494206,{"$f":"IF(elsalgtype=1,HK714*(GO714)*Elprissalg,IF(elsalgtype=2,ID!J922,\"elsalgtype ikke defineret\"))","v":0},null,null,null,0,0,0,0,0,0,0,0,0,0,0,0,0,0,0,0,0,0,0,0,0,0,0,0,0]
[803,2,3,10,34,5,0.27700000000000002,6.17,-2,{"$f":"IF(ID!$W$4=2,0,FBR!P813+FBR!Q813)","v":23.623984906898531},{"$f":"IF(ID!$W$4=2,0,FBR!R813+FBR!S813)","v":0},{"$f":"ID!H1021","v":1},{"$f":"IF(ID!$Y$4=1,J813+K813,IF(ID!$Y$4=2,model!L813,\"error\"))","v":23.623984906898531},null,277.2,166.4,84.91,196.3,196.3,196.3,{"$f":"(1-ID!$AB$64)*O813*PV1W/1000000","v":36.867600000000003},{"$f":"(1-ID!$AB$65)*P813*PV2W/1000000","v":10.117119999999998},{"$f":"(1-ID!$AB$66)*Q813*PV3W/1000000","v":0},{"$f":"(1-ID!$AB$67)*R813*PV4W/1000000","v":0},{"$f":"(1-ID!$AB$68)*S813*PV5W/1000000","v":0},{"$f":"(1-ID!$AB$69)*T813*PV6W/1000000","v":0},null,null,null,null,null,null,null,null,null,{"$f":"ID!L1021","v":0},{"$f":"IF(ID!$K$70=\"ja\",AJ813,SUM(U813:Z813))","v":46.984720000000003},null,6.666666666666667,0,6.666666666666667,null,23.623984906898531,0,6,0,0,6.666666666666667,0,0,23.360735093101471,23.360735093101471,30.027401759768139,null,null,null,null,46.984720000000003,23.623984906898531,23.360735093101471,99,99,39.6,39.6,null,39.6,0,30.027401759768139,52.403017607524689,54,48.017882435020368,24.664052169414596,8.0972010357914321,6,6,6,6,6,6,6,6,6,6,7.9200000000000008,37.947401759768141,54,54,54,32.584052169414598,16.017201035791434,6,6,6,6,6,6,6,6,6,6,15.840000000000002,45.867401759768143,54,54,54,40.504052169414599,23.937201035791436,6,6,6,6,6,6,6,6,6,6,23.76,53.787401759768144,54,54,54,48.424052169414601,31.857201035791437,6,6,6,6,6,6,6,6,6,6,31.680000000000003,54,54,54,54,54,39.777201035791435,8.4754210341508838,6,6,6,6,6,6,6,6,6,39.6,54,54,54,54,54,47.697201035791423,16.395421034150871,6,6,6,6,6,6,6,6,6,54,54,54,54,54,54,0,null,0,0,null,null,"nej","nej",2.2749999999999999,0,0,null,0,null,30.027401759768139,37.292693079594244,"stiger","---","cyclus","-",38.934558488502454,0,0,0,0,0,23.360735093101471,1.9888566719444445,null,null,null,null,null,null,null,null,null,null,null,null,null,null,0,{"$f":"INDEX(ID!$K$153:$K$176,D813+1)*INDEX(ID!$K$180:$K$191,$B813)","v":1},{"$f":"INDEX(ID!$L$153:$L$176,D813+1)*INDEX(ID!$K$180:$K$191,$B813)","v":1},0,0,{"$f":"ID!K1021","v":0.41643000000000002},2.4517695753424658,0,{"$f":"ID!I1021","v":1.2},null,null,0,0,0,{"$f":"IF(elsalgtype=1,HK813*(GO813)*Elprissalg,IF(elsalgtype=2,ID!J1021,\"elsalgtype ikke defineret\"))","v":0},null,null,null,1963,2369,2645,2773,2572,1602,1674,1664,1572,1183,2010,2459,2772,2928,2752,1139,904,849.1,775,599.1,1139,904,849.1,775,599.1]
[864,2,5,23,36,6,0,2.57,-11.3,{"$f":"IF(ID!$W$4=2,0,FBR!P874+FBR!Q874)","v":23.623984906898531},{"$f":"IF(ID!$W$4=2,0,FBR!R874+FBR!S874)","v":0},{"$f":"ID!H1082","v":1},{"$f":"IF(ID!$Y$4=1,J874+K874,IF(ID!$Y$4=2,model!L874,\"error\"))","v":23.623984906898531},null,0,0,0,0,0,0,{"$f":"(1-ID!$AB$64)*O874*PV1W/1000000","v":0},{"$f":"(1-ID!$AB$65)*P874*PV2W/1000000","v":0},{"$f":"(1-ID!$AB$66)*Q874*PV3W/1000000","v":0},{"$f":"(1-ID!$AB$67)*R874*PV4W/1000000","v":0},{"$f":"(1-ID!$AB$68)*S874*PV5W/1000000","v":0},{"$f":"(1-ID!$AB$69)*T874*PV6W/1000000","v":0},null,null,null,null,null,null,null,null,null,{"$f":"ID!L1082","v":0},{"$f":"IF(ID!$K$70=\"ja\",AJ874,SUM(U874:Z874))","v":0},null,6.6666666666890873,0,6.6666666666890873,null,0,23.623984906898531,6.0000000000201785,2.0178525517167145E-11,2.0178525517167142E-12,6.6666666666668908,23.623984906878352,23.623984906878352,0,0,6.6666666666668908,null,null,null,null,0,23.623984906898531,-23.623984906898531,99,75.376015093121651,39.6,39.6,null,39.6,0,6,6,6,6,6,6,6,6,6,6,6,6,6,6,6,6,7.9200000000000008,6,6,6,6,6,6,6,6,6,6,6,6,6,6,6,6,15.840000000000002,6,6,6,6,6,6,6,6,6,6,6,6,6,6,6,6,23.76,6.8026817597905556,6,6,6,6,6,6,6,6,6,6,6,6,6,6,6,31.680000000000003,14.722681759790557,6,6,6,6,6,6,6,6,6,6,6,6,6,6,6,39.6,22.642681759790559,6,6,6,6,6,6,6,6,6,6,6,6,6,6,6,6,6,6,6.8026817597905556,14.722681759790557,22.642681759790559,1,null,39.6,39.6,null,null,"nej","nej",2.2749999999999999,0,39.6,null,0,null,6.6666666666668908,3.7007434154171886E-13,"falder","---","---","-","-",0,0,0,0,0,-2.2196378068883861E-11,0,null,null,null,null,null,null,null,null,null,null,null,null,null,null,23.623984906878352,{"$f":"INDEX(ID!$K$153:$K$176,D874+1)*INDEX(ID!$K$180:$K$191,$B874)","v":1},{"$f":"INDEX(ID!$L$153:$L$176,D874+1)*INDEX(ID!$K$180:$K$191,$B874)","v":1},53.744565663148251,53.744565663148251,{"$f":"ID!K1082","v":0.22072},2.2560595753424657,53.297117356908792,{"$f":"ID!I1082","v":1.2},null,null,53.744565663148251,23.623984906878352,6.8037076531809655,{"$f":"IF(elsalgtype=1,HK874*(GO874)*Elprissalg,IF(elsalgtype=2,ID!J1082,\"elsalgtype ikke defineret\"))","v":0},null,null,null,0,0,0,0,0,0,0,0,0,0,0,0,0,0,0,0,0,0,0,0,0,0,0,0,0]
[{"$f":"A907+1","v":898},2,7,9,38,6,2.3E-2,6.68,-1.4,{"$f":"IF(ID!$W$4=2,0,FBR!P908+FBR!Q908)","v":22.442785661553604},{"$f":"IF(ID!$W$4=2,0,FBR!R908+FBR!S908)","v":0},{"$f":"ID!H1116","v":1},{"$f":"IF(ID!$Y$4=1,J908+K908,IF(ID!$Y$4=2,model!L908,\"error\"))","v":22.442785661553604},null,58.96,49.019999999999996,47.29,57.95,57.95,57.95,{"$f":"(1-ID!$AB$64)*O908*PV1W/1000000","v":7.8416800000000002},{"$f":"(1-ID!$AB$65)*P908*PV2W/1000000","v":2.9804159999999995},{"$f":"(1-ID!$AB$66)*Q908*PV3W/1000000","v":0},{"$f":"(1-ID!$AB$67)*R908*PV4W/1000000","v":0},{"$f":"(1-ID!$AB$68)*S908*PV5W/1000000","v":0},{"$f":"(1-ID!$AB$69)*T908*PV6W/1000000","v":0},null,null,null,null,null,null,null,null,null,{"$f":"ID!L1116","v":0},{"$f":"IF(ID!$K$70=\"ja\",AJ908,SUM(U908:Z908))","v":10.822096},null,{"$f":"GG907","v":6.666666666666667},0,{"$f":"AM908-AN908","v":6.666666666666667},null,{"$f":"MIN(AK908,M908)","v":10.822096},{"$f":"M908-AQ908","v":11.620689661553604},6,0,{"$f":"(1-effbatteri)*AT908","v":0},6.666666666666667,{"$f":"M908-AT908-AQ908","v":11.620689661553604},11.620689661553604,{"$f":"AK908-AQ908","v":0},0,{"$f":"AV908+AZ908","v":6.666666666666667},null,null,null,null,10.822096,22.442785661553604,-11.620689661553604,99,{"$f":"BI908-AX908","v":87.379310338446402},39.6,{"$f":"MIN(BJ908,BK908)","v":39.6},null,{"$f":"BL908","v":39.6},{"$f":"BN908*BO907","v":0},6,6,18.984767945971072,48.698484171055149,37.472212773466765,13.770872507860986,6,6,6,6,6,6,6,6,6,6,{"$f":"BN908*CF$10","v":7.9200000000000008},6,6,26.904767945971074,54,45.392212773466767,21.690872507860988,6,6,6,6,6,6,6,6,6,6,{"$f":"BN908*CW$10","v":15.840000000000002},10.885977005113064,9.7253120982145322,34.824767945971075,54,53.312212773466761,29.610872507860989,6,6,6,6,6,6,6,6,6,6,{"$f":"BN908*DN$10","v":23.76},18.805977005113064,17.645312098214532,42.744767945971077,54,54,37.530872507860991,12.890465374237824,6,6,6,6,6,6,6,6,6,31.680000000000003,26.725977005113066,25.565312098214534,50.664767945971079,54,54,45.450872507860993,20.810465374237825,6,6,6,6,6,6,6,6,6,39.6,34.64597700511306,33.485312098214528,54,54,54,53.37087250786098,28.73046537423782,6,6,6,6,6,6,6,6,6,{"$f":"MAX(BP908:CE908)","v":48.698484171055149},{"$f":"MAX(CG908:CV908)","v":54},{"$f":"MAX(CX908:DM908)","v":54},{"$f":"MAX(DO908:ED908)","v":54},{"$f":"MAX(EF908:EU908)","v":54},{"$f":"MAX(EW908:FL908)","v":54},0,null,0,0,null,null,"nej","nej",2.2749999999999999,0,0,null,0,null,6.666666666666667,{"$f":"ABS((GG909-GG908)/Maxbatteri)*100","v":0},"falder","---","---","-","-",0,0,0,0,0,0,0.48220823222222226,null,null,null,null,null,null,null,null,null,null,null,null,null,null,11.620689661553604,{"$f":"INDEX(ID!$K$153:$K$176,D908+1)*INDEX(ID!$K$180:$K$191,$B908)","v":1},{"$f":"INDEX(ID!$L$153:$L$176,D908+1)*INDEX(ID!$K$180:$K$191,$B908)","v":1},26.437068980034446,{"$f":"HL908","v":26.437068980034446},{"$f":"ID!K1116","v":0.24101},2.2763495753424658,{"$f":"HI908*HO908","v":26.452751976264128},{"$f":"ID!I1116","v":1.2},null,null,26.437068980034446,11.620689661553604,3.3467586225274375,{"$f":"IF(elsalgtype=1,HK908*(GO908)*Elprissalg,IF(elsalgtype=2,ID!J1116,\"elsalgtype ikke defineret\"))","v":0},null,null,null,579.5,581.20000000000005,562.20000000000005,523.70000000000005,405.6,553.20000000000005,530.20000000000005,490.2,436,306.60000000000002,589.6,600.6,589.6,557.29999999999995,444,531.4,509.7,472.9,423.3,305.7,531.4,509.7,472.9,423.3,305.7]
[{"$f":"A971+1","v":962},2,10,1,41,6,0,5.14,-0.2,{"$f":"IF(ID!$W$4=2,0,FBR!P972+FBR!Q972)","v":17.717988680173899},{"$f":"IF(ID!$W$4=2,0,FBR!R972+FBR!S972)","v":0},{"$f":"ID!H1180","v":1},{"$f":"IF(ID!$Y$4=1,J972+K972,IF(ID!$Y$4=2,model!L972,\"error\"))","v":17.717988680173899},null,0,0,0,0,0,0,{"$f":"(1-ID!$AB$64)*O972*PV1W/1000000","v":0},{"$f":"(1-ID!$AB$65)*P972*PV2W/1000000","v":0},{"$f":"(1-ID!$AB$66)*Q972*PV3W/1000000","v":0},{"$f":"(1-ID!$AB$67)*R972*PV4W/1000000","v":0},{"$f":"(1-ID!$AB$68)*S972*PV5W/1000000","v":0},{"$f":"(1-ID!$AB$69)*T972*PV6W/1000000","v":0},null,null,null,null,null,null,null,null,null,{"$f":"ID!L1180","v":0},{"$f":"IF(ID!$K$70=\"ja\",AJ972,SUM(U972:Z972))","v":0},null,{"$f":"GG971","v":6.6666666666666687},0,{"$f":"AM972-AN972","v":6.6666666666666687},null,{"$f":"MIN(AK972,M972)","v":0},{"$f":"M972-AQ972","v":17.717988680173899},6.0000000000000018,1.7763568394002505E-15,{"$f":"(1-effbatteri)*AT972","v":1.7763568394002501E-16},6.666666666666667,{"$f":"M972-AT972-AQ972","v":17.717988680173896},17.717988680173896,{"$f":"AK972-AQ972","v":0},0,{"$f":"AV972+AZ972","v":6.666666666666667},null,null,null,null,0,17.717988680173899,-17.717988680173899,99,{"$f":"BI972-AX972","v":81.282011319826097},39.6,{"$f":"MIN(BJ972,BK972)","v":39.6},null,{"$f":"BL972","v":39.6},{"$f":"BN972*BO971","v":0},6,6,6,6,6,6,6,6,6,6,6,6,6,6,6,6,{"$f":"BN972*CF$10","v":7.9200000000000008},6,6,6,6,6,6,6,6,6,6,6,6,6,6,6,6,{"$f":"BN972*CW$10","v":15.840000000000002},6,6,6,6,6,6,6,6,6,6,6,6,6,6,6,6,{"$f":"BN972*DN$10","v":23.76},12.70867798649277,6,6,6,6,6,6,6,6,6,6,6,6,6,6,6,31.680000000000003,20.628677986492772,6,6,6,6,6,6,6,6,6,6,6,6,6,6,6,39.6,28.548677986492773,12.011888551663802,6,6,6,6,6,6,6,6,6,6,6,6,6,6,{"$f":"MAX(BP972:CE972)","v":6},{"$f":"MAX(CG972:CV972)","v":6},{"$f":"MAX(CX972:DM972)","v":6},{"$f":"MAX(DO972:ED972)","v":12.70867798649277},{"$f":"MAX(EF972:EU972)","v":20.628677986492772},{"$f":"MAX(EW972:FL972)","v":28.548677986492773},1,null,39.6,39.6,null,null,"nej","nej",2.2749999999999999,0,39.6,null,0,null,6.666666666666667,{"$f":"ABS((GG973-GG972)/Maxbatteri)*100","v":0},"falder","---","---","-","-",0,0,0,0,0,-1.9539925233402757E-15,0,null,null,null,null,null,null,null,null,null,null,null,null,null,null,17.717988680173896,{"$f":"INDEX(ID!$K$153:$K$176,D972+1)*INDEX(ID!$K$180:$K$191,$B972)","v":1},{"$f":"INDEX(ID!$L$153:$L$176,D972+1)*INDEX(ID!$K$180:$K$191,$B972)","v":1},40.308424247395614,{"$f":"HL972","v":40.308424247395614},{"$f":"ID!K1180","v":0.17834},2.2136795753424656,{"$f":"HI972*HO972","v":39.221949657449962},{"$f":"ID!I1180","v":1.2},null,null,40.308424247395614,17.717988680173896,5.1027807398900826,{"$f":"IF(elsalgtype=1,HK972*(GO972)*Elprissalg,IF(elsalgtype=2,ID!J1180,\"elsalgtype ikke defineret\"))","v":0},null,null,null,0,0,0,0,0,0,0,0,0,0,0,0,0,0,0,0,0,0,0,0,0,0,0,0,0]
[1058,2,14,1,45,7,0,7.2,-0.8,{"$f":"IF(ID!$W$4=2,0,FBR!P1068+FBR!Q1068)","v":17.717988680173899},{"$f":"IF(ID!$W$4=2,0,FBR!R1068+FBR!S1068)","v":0},{"$f":"ID!H1276","v":1},{"$f":"IF(ID!$Y$4=1,J1068+K1068,IF(ID!$Y$4=2,model!L1068,\"error\"))","v":17.717988680173899},null,0,0,0,0,0,0,{"$f":"(1-ID!$AB$64)*O1068*PV1W/1000000","v":0},{"$f":"(1-ID!$AB$65)*P1068*PV2W/1000000","v":0},{"$f":"(1-ID!$AB$66)*Q1068*PV3W/1000000","v":0},{"$f":"(1-ID!$AB$67)*R1068*PV4W/1000000","v":0},{"$f":"(1-ID!$AB$68)*S1068*PV5W/1000000","v":0},{"$f":"(1-ID!$AB$69)*T1068*PV6W/1000000","v":0},null,null,null,null,null,null,null,null,null,{"$f":"ID!L1276","v":0},{"$f":"IF(ID!$K$70=\"ja\",AJ1068,SUM(U1068:Z1068))","v":0},null,6.666666666666667,0,6.666666666666667,null,0,17.717988680173899,6,0,0,6.666666666666667,17.717988680173899,17.717988680173899,0,0,6.666666666666667,null,null,null,null,0,17.717988680173899,-17.717988680173899,99,81.282011319826097,39.6,39.6,null,39.6,0,6,6,6,6,6,6,6,6,6,6,6,6,6,6,6,6,7.9200000000000008,6,6,6,6,6,6,6,6,6,6,6,6,6,6,6,6,15.840000000000002,6,6,6,6,6,6,6,6,6,6,6,6,6,6,6,6,23.76,12.70867798649277,6,6,6,6,6,6,6,6,6,6,6,6,6,6,6,31.680000000000003,20.628677986492772,6,6,6,6,6,6,6,6,6,6,6,6,6,6,6,39.6,28.548677986492766,12.011888551663795,6,6,6,6,6,6,6,6,6,6,6,6,6,6,6,6,6,12.70867798649277,20.628677986492772,28.548677986492766,1,null,39.6,39.6,null,null,"nej","nej",2.2749999999999999,0,39.6,null,0,null,6.666666666666667,0,"falder","---","---","-","-",0,0,0,0,0,0,0,null,null,null,null,null,null,null,null,null,null,null,null,null,null,17.717988680173899,{"$f":"INDEX(ID!$K$153:$K$176,D1068+1)*INDEX(ID!$K$180:$K$191,$B1068)","v":1},{"$f":"INDEX(ID!$L$153:$L$176,D1068+1)*INDEX(ID!$K$180:$K$191,$B1068)","v":1},40.308424247395621,40.308424247395621,{"$f":"ID!K1276","v":0.20877000000000001},2.2441095753424656,39.761108052987659,{"$f":"ID!I1276","v":1.2},null,null,40.308424247395621,17.717988680173899,5.1027807398900835,{"$f":"IF(elsalgtype=1,HK1068*(GO1068)*Elprissalg,IF(elsalgtype=2,ID!J1276,\"elsalgtype ikke defineret\"))","v":0},null,null,null,0,0,0,0,0,0,0,0,0,0,0,0,0,0,0,0,0,0,0,0,0,0,0,0,0]
[1092,2,15,11,46,7,0.02,4.1100000000000003,-4,{"$f":"IF(ID!$W$4=2,0,FBR!P1102+FBR!Q1102)","v":24.805184152243459},{"$f":"IF(ID!$W$4=2,0,FBR!R1102+FBR!S1102)","v":0},{"$f":"ID!H1310","v":1},{"$f":"IF(ID!$Y$4=1,J1102+K1102,IF(ID!$Y$4=2,model!L1102,\"error\"))","v":24.805184152243459},null,90.17,88.460000000000008,84.789999999999992,98.539999999999992,98.539999999999992,98.539999999999992,{"$f":"(1-ID!$AB$64)*O1102*PV1W/1000000","v":11.992610000000001},{"$f":"(1-ID!$AB$65)*P1102*PV2W/1000000","v":5.378368},{"$f":"(1-ID!$AB$66)*Q1102*PV3W/1000000","v":0},{"$f":"(1-ID!$AB$67)*R1102*PV4W/1000000","v":0},{"$f":"(1-ID!$AB$68)*S1102*PV5W/1000000","v":0},{"$f":"(1-ID!$AB$69)*T1102*PV6W/1000000","v":0},null,null,null,null,null,null,null,null,null,{"$f":"ID!L1310","v":0},{"$f":"IF(ID!$K$70=\"ja\",AJ1102,SUM(U1102:Z1102))","v":17.370978000000001},null,6.666666666666667,0,6.666666666666667,null,17.370978000000001,7.4342061522434584,6,0,0,6.666666666666667,7.4342061522434584,7.4342061522434584,0,0,6.666666666666667,null,null,null,null,17.370978000000001,24.805184152243459,-7.4342061522434584,99,91.565793847756538,39.6,39.6,null,39.6,0,6,6,6,6,6,6,6,6,6,6,6,6,6,6,6,6,7.9200000000000008,7.1524605144232094,6,6,6,6,6,6,6,6,6,6,6,6,6,6,6,15.840000000000002,15.072460514423209,9.3982967395072876,6,6,6,6,6,6,6,6,6,6,6,6,6,6,23.76,22.992460514423211,17.318296739507289,6,6,6,6,6,6,6,6,6,6,6,6,6,6,31.680000000000003,30.912460514423213,25.238296739507291,8.3782973419189091,6,6,6,6,6,6,6,6,6,6,6,6,6,39.6,38.832460514423204,33.158296739507279,16.2982973419189,6,6,6,6,6,6,6,6,6,6,6,6,6,6,7.1524605144232094,15.072460514423209,22.992460514423211,30.912460514423213,38.832460514423204,1,null,39.6,39.6,null,null,"nej","nej",2.2749999999999999,0,39.6,null,0,null,6.666666666666667,0,"falder","---","---","-","-",0,0,0,0,0,0,0.70029627248015869,null,null,null,null,null,null,null,null,null,null,null,null,null,null,7.4342061522434584,{"$f":"INDEX(ID!$K$153:$K$176,D1102+1)*INDEX(ID!$K$180:$K$191,$B1102)","v":1},{"$f":"INDEX(ID!$L$153:$L$176,D1102+1)*INDEX(ID!$K$180:$K$191,$B1102)","v":1},16.912818996353867,16.912818996353867,{"$f":"ID!K1310","v":0.17221},2.2075495753424659,16.411378634393394,{"$f":"ID!I1310","v":1.2},null,null,16.912818996353867,7.4342061522434584,2.1410513718461162,{"$f":"IF(elsalgtype=1,HK1102*(GO1102)*Elprissalg,IF(elsalgtype=2,ID!J1310,\"elsalgtype ikke defineret\"))","v":0},null,null,null,985.4,961.3,906.9,825.7,615.6,977.2,945.6,884.6,798.4,584.5,983.5,957.6,901.7,819.3,608.29999999999995,963.8,919.6,847.9,758.1,552.9,963.8,919.6,847.9,758.1,552.9]
[1191,2,19,14,50,8,0.28699999999999998,3.6,3,{"$f":"IF(ID!$W$4=2,0,FBR!P1201+FBR!Q1201)","v":27.758182265605775},{"$f":"IF(ID!$W$4=2,0,FBR!R1201+FBR!S1201)","v":0},{"$f":"ID!H1409","v":1},{"$f":"IF(ID!$Y$4=1,J1201+K1201,IF(ID!$Y$4=2,model!L1201,\"error\"))","v":27.758182265605775},null,26.939999999999998,26.939999999999998,26.939999999999998,30.46,30.46,30.46,{"$f":"(1-ID!$AB$64)*O1201*PV1W/1000000","v":3.5830199999999994},{"$f":"(1-ID!$AB$65)*P1201*PV2W/1000000","v":1.6379519999999999},{"$f":"(1-ID!$AB$66)*Q1201*PV3W/1000000","v":0},{"$f":"(1-ID!$AB$67)*R1201*PV4W/1000000","v":0},{"$f":"(1-ID!$AB$68)*S1201*PV5W/1000000","v":0},{"$f":"(1-ID!$AB$69)*T1201*PV6W/1000000","v":0},null,null,null,null,null,null,null,null,null,{"$f":"ID!L1409","v":0},{"$f":"IF(ID!$K$70=\"ja\",AJ1201,SUM(U1201:Z1201))","v":5.2209719999999997},null,6.666666666666667,0,6.666666666666667,null,5.2209719999999997,22.537210265605776,6,0,0,6.666666666666667,22.537210265605776,22.537210265605776,0,0,6.666666666666667,null,null,null,null,5.2209719999999997,27.758182265605775,-22.537210265605776,99,76.462789734394221,39.6,39.6,null,39.6,0,6,6,6,6,6,6,6,6,6,6,6,6,6,6,6,6,7.9200000000000008,6,6,6,6,6,6,6,6,6,6,6,6,6,6,6,6,15.840000000000002,6,6,6,6,6,6,6,6,6,6,6,6,6,6,6,6,23.76,7.8894564010608939,6,6,6,6,6,6,6,6,6,6,6,6,6,6,6,31.680000000000003,15.809456401060896,6,6,6,6,6,6,6,6,6,6,6,6,6,6,6,39.6,23.72945640106089,6,6,6,6,6,6,6,6,6,6,6,6,6,6,6,6,6,6,7.8894564010608939,15.809456401060896,23.72945640106089,1,null,39.6,39.6,null,null,"nej","nej",2.2749999999999999,0,39.6,null,0,null,6.666666666666667,0,"falder","---","---","-","-",0,0,0,0,0,0,0.18808767627659573,null,null,null,null,null,null,null,null,null,null,null,null,null,null,22.537210265605776,{"$f":"INDEX(ID!$K$153:$K$176,D1201+1)*INDEX(ID!$K$180:$K$191,$B1201)","v":1},{"$f":"INDEX(ID!$L$153:$L$176,D1201+1)*INDEX(ID!$K$180:$K$191,$B1201)","v":1},51.272153354253135,51.272153354253135,{"$f":"ID!K1409","v":0.27331},2.3086495753424656,52.030520909094633,{"$f":"ID!I1409","v":1.2},null,null,51.272153354253135,22.537210265605776,6.4907165564944638,{"$f":"IF(elsalgtype=1,HK1201*(GO1201)*Elprissalg,IF(elsalgtype=2,ID!J1409,\"elsalgtype ikke defineret\"))","v":0},null,null,null,304.60000000000002,291.60000000000002,269.39999999999998,239.6,169.2,304.60000000000002,291.60000000000002,269.39999999999998,239.6,169.2,304.60000000000002,291.60000000000002,269.39999999999998,239.6,169.2,304.60000000000002,291.60000000000002,269.39999999999998,239.6,169.2,304.60000000000002,291.60000000000002,269.39999999999998,239.6,169.2]
[1241,2,21,16,52,8,8.9999999999999993E-3,4.1100000000000003,-0.5,{"$f":"IF(ID!$W$4=2,0,FBR!P1251+FBR!Q1251)","v":31.301780001640555},{"$f":"IF(ID!$W$4=2,0,FBR!R1251+FBR!S1251)","v":0},{"$f":"ID!H1459","v":1},{"$f":"IF(ID!$Y$4=1,J1251+K1251,IF(ID!$Y$4=2,model!L1251,\"error\"))","v":31.301780001640555},null,18.86,18.86,18.86,21.380000000000003,21.380000000000003,21.380000000000003,{"$f":"(1-ID!$AB$64)*O1251*PV1W/1000000","v":2.5083799999999994},{"$f":"(1-ID!$AB$65)*P1251*PV2W/1000000","v":1.1466879999999997},{"$f":"(1-ID!$AB$66)*Q1251*PV3W/1000000","v":0},{"$f":"(1-ID!$AB$67)*R1251*PV4W/1000000","v":0},{"$f":"(1-ID!$AB$68)*S1251*PV5W/1000000","v":0},{"$f":"(1-ID!$AB$69)*T1251*PV6W/1000000","v":0},null,null,null,null,null,null,null,null,null,{"$f":"ID!L1459","v":0},{"$f":"IF(ID!$K$70=\"ja\",AJ1251,SUM(U1251:Z1251))","v":3.6550679999999991},null,45.29474175301452,0,45.29474175301452,null,3.6550679999999991,27.646712001640555,40.765267577713068,24,2.3999999999999995,18.894741753014522,3.6467120016405561,3.6467120016405561,0,0,18.894741753014522,null,null,null,null,3.6550679999999991,31.301780001640555,-27.646712001640555,99,95.353287998359448,39.6,39.6,null,39.6,0,17.648029751373965,6,6,6,6,6,6,6,6,6,6,6,6,6,6,6,7.9200000000000008,25.568029751373967,6,6,6,6,6,6,6,6,6,6,6,6,6,6,6,15.840000000000002,33.488029751373972,6,6,6,6,6,6,6,6,6,6,6,6,6,6,6,23.76,41.408029751373974,6,6,6,6,6,6,6,6,6,6,6,6,6,6,6,31.680000000000003,49.328029751373975,12.710853145681249,6,6,6,6,6,6,6,6,6,6,6,6,6,6,39.6,54,20.63085314568125,6,6,6,6,6,6,6,6,6,6,6,6,6,6,17.648029751373965,25.568029751373967,33.488029751373972,41.408029751373974,49.328029751373975,54,0.8,null,31.680000000000003,31.680000000000003,null,null,"nej","nej",2.2749999999999999,0,31.680000000000003,null,0,null,18.894741753014522,20.17632389247396,"falder","---","---","-","-",0,0,0,0,0,-26.4,0.11676869493710688,null,null,null,null,null,null,null,null,null,null,null,null,null,null,3.6467120016405561,{"$f":"INDEX(ID!$K$153:$K$176,D1251+1)*INDEX(ID!$K$180:$K$191,$B1251)","v":1},{"$f":"INDEX(ID!$L$153:$L$176,D1251+1)*INDEX(ID!$K$180:$K$191,$B1251)","v":1},8.2962698037322653,8.2962698037322653,{"$f":"ID!K1459","v":0.22736000000000001},2.2626995753424657,8.2514136975083598,{"$f":"ID!I1459","v":1.2},null,null,8.2962698037322653,3.6467120016405561,1.0502530564724801,{"$f":"IF(elsalgtype=1,HK1251*(GO1251)*Elprissalg,IF(elsalgtype=2,ID!J1459,\"elsalgtype ikke defineret\"))","v":0},null,null,null,213.8,204.5,188.6,167.2,116.8,213.8,204.5,188.6,167.2,116.9,213.8,204.5,188.6,167.2,116.8,213.8,204.5,188.6,167.2,116.9,213.8,204.5,188.6,167.2,116.9]
[1355,2,26,10,57,9,1.0999999999999999E-2,12.85,6.1,{"$f":"IF(ID!$W$4=2,0,FBR!P1365+FBR!Q1365)","v":23.623984906898531},{"$f":"IF(ID!$W$4=2,0,FBR!R1365+FBR!S1365)","v":0},{"$f":"ID!H1573","v":1},{"$f":"IF(ID!$Y$4=1,J1365+K1365,IF(ID!$Y$4=2,model!L1365,\"error\"))","v":23.623984906898531},null,163.6,143.6,127.2,164.1,164.1,164.1,{"$f":"(1-ID!$AB$64)*O1365*PV1W/1000000","v":21.758800000000001},{"$f":"(1-ID!$AB$65)*P1365*PV2W/1000000","v":8.7308800000000009},{"$f":"(1-ID!$AB$66)*Q1365*PV3W/1000000","v":0},{"$f":"(1-ID!$AB$67)*R1365*PV4W/1000000","v":0},{"$f":"(1-ID!$AB$68)*S1365*PV5W/1000000","v":0},{"$f":"(1-ID!$AB$69)*T1365*PV6W/1000000","v":0},null,null,null,null,null,null,null,null,null,{"$f":"ID!L1573","v":0},{"$f":"IF(ID!$K$70=\"ja\",AJ1365,SUM(U1365:Z1365))","v":30.48968},null,48.593561005113067,0,48.593561005113067,null,23.623984906898531,0,43.734204904601761,0,0,48.593561005113067,0,0,6.8656950931014684,5.4064389948869334,54,null,null,null,null,30.48968,23.623984906898531,{"$f":"BF1365-BG1365","v":6.8656950931014684},99,99,39.6,39.6,null,39.6,0,54,54,54,54,54,54,54,54,28.932911293194437,6,6,6,6,6,6,6,7.9200000000000008,54,54,54,54,54,54,54,54,36.852911293194438,6,6,6,6,6,6,6,15.840000000000002,54,54,54,54,54,54,54,54,44.772911293194426,9.3369339328466268,6,6,6,6,6,6,23.76,54,54,54,54,54,54,54,54,52.692911293194427,17.256933932846628,6,6,6,6,6,6,31.680000000000003,54,54,54,54,54,54,54,54,54,25.17693393284663,6,6,6,6,6,6,39.6,54,54,54,54,54,54,54,54,54,33.096933932846632,6,6,6,6,6,6,54,54,54,54,54,54,0,null,0,0,null,null,"nej","nej",2.2749999999999999,0,0,null,0,null,54,0,"stiger","---","---","-","-",0,1.4592560982145351,0,0,0,5.4064389948869334,1.2906239197222222,null,null,null,null,null,null,null,null,null,null,null,null,null,null,0,{"$f":"INDEX(ID!$K$153:$K$176,D1365+1)*INDEX(ID!$K$180:$K$191,$B1365)","v":1},{"$f":"INDEX(ID!$L$153:$L$176,D1365+1)*INDEX(ID!$K$180:$K$191,$B1365)","v":1},0,0,{"$f":"ID!K1573","v":0.32780999999999999},2.3631495753424656,0,{"$f":"ID!I1573","v":1.2},null,null,0,-1.4592560982145351,0,{"$f":"IF(elsalgtype=1,HK1365*(GO1365)*Elprissalg,IF(elsalgtype=2,ID!J1573,\"elsalgtype ikke defineret\"))","v":1.079849512678756},null,null,null,1641,1653,1606,1503,1171,1579,1533,1436,1295,931.3,1652,1674,1636,1539,1213,1502,1384,1272,1147,849.2,1502,1384,1272,1147,849.2]
[1420,3,1,3,60,9,0,6.17,2.2999999999999998,{"$f":"IF(ID!$W$4=2,0,FBR!P1430+FBR!Q1430)","v":15.94618981215651},{"$f":"IF(ID!$W$4=2,0,FBR!R1430+FBR!S1430)","v":0},{"$f":"ID!H1638","v":1},{"$f":"IF(ID!$Y$4=1,J1430+K1430,IF(ID!$Y$4=2,model!L1430,\"error\"))","v":15.94618981215651},null,0,0,0,0,0,0,{"$f":"(1-ID!$AB$64)*O1430*PV1W/1000000","v":0},{"$f":"(1-ID!$AB$65)*P1430*PV2W/1000000","v":0},{"$f":"(1-ID!$AB$66)*Q1430*PV3W/1000000","v":0},{"$f":"(1-ID!$AB$67)*R1430*PV4W/1000000","v":0},{"$f":"(1-ID!$AB$68)*S1430*PV5W/1000000","v":0},{"$f":"(1-ID!$AB$69)*T1430*PV6W/1000000","v":0},null,null,null,null,null,null,null,null,null,{"$f":"ID!L1638","v":0},{"$f":"IF(ID!$K$70=\"ja\",AJ1430,SUM(U1430:Z1430))","v":0},null,6.666666666666667,0,6.666666666666667,null,0,15.94618981215651,6,0,0,6.666666666666667,15.94618981215651,15.94618981215651,0,0,6.666666666666667,null,null,null,null,0,15.94618981215651,-15.94618981215651,99,83.053810187843496,39.6,39.6,null,39.6,0,6,6,6,6,6,6,6,6,6,6,6,6,6,6,6,6,7.9200000000000008,6,6,6,6,6,6,6,6,6,6,6,6,6,6,6,6,15.840000000000002,6.5604768545101582,6,6,6,6,6,6,6,6,6,6,6,6,6,6,6,23.76,14.48047685451016,6,6,6,6,6,6,6,6,6,6,6,6,6,6,6,31.680000000000003,22.40047685451016,6.4542870423536502,6,6,6,6,6,6,6,6,6,6,6,6,6,6,39.6,30.320476854510154,14.374287042353645,6,6,6,6,6,6,6,6,6,6,6,6,6,6,6,6,6.5604768545101582,14.48047685451016,22.40047685451016,30.320476854510154,1,null,39.6,39.6,null,null,"nej","nej",2.2749999999999999,0,39.6,null,0,null,6.666666666666667,0,"falder","---","---","-","-",0,0,0,0,0,0,0,null,null,null,null,null,null,null,null,null,null,null,null,null,null,15.94618981215651,{"$f":"INDEX(ID!$K$153:$K$176,D1430+1)*INDEX(ID!$K$180:$K$191,$B1430)","v":1},{"$f":"INDEX(ID!$L$153:$L$176,D1430+1)*INDEX(ID!$K$180:$K$191,$B1430)","v":1},36.27758182265606,36.27758182265606,{"$f":"ID!K1638","v":0.20743999999999999},2.2427795753424657,35.763788815238733,{"$f":"ID!I1638","v":1.2},null,null,36.27758182265606,15.94618981215651,4.5925026659010744,{"$f":"IF(elsalgtype=1,HK1430*(GO1430)*Elprissalg,IF(elsalgtype=2,ID!J1638,\"elsalgtype ikke defineret\"))","v":0},null,null,null,0,0,0,0,0,0,0,0,0,0,0,0,0,0,0,0,0,0,0,0,0,0,0,0,0]
[1435,3,1,18,60,9,0,5.14,0,{"$f":"IF(ID!$W$4=2,0,FBR!P1445+FBR!Q1445)","v":38.388975473710111},{"$f":"IF(ID!$W$4=2,0,FBR!R1445+FBR!S1445)","v":0},{"$f":"ID!H1653","v":1},{"$f":"IF(ID!$Y$4=1,J1445+K1445,IF(ID!$Y$4=2,model!L1445,\"error\"))","v":38.388975473710111},null,0,0,0,0,0,0,{"$f":"(1-ID!$AB$64)*O1445*PV1W/1000000","v":0},{"$f":"(1-ID!$AB$65)*P1445*PV2W/1000000","v":0},{"$f":"(1-ID!$AB$66)*Q1445*PV3W/1000000","v":0},{"$f":"(1-ID!$AB$67)*R1445*PV4W/1000000","v":0},{"$f":"(1-ID!$AB$68)*S1445*PV5W/1000000","v":0},{"$f":"(1-ID!$AB$69)*T1445*PV6W/1000000","v":0},null,null,null,null,null,null,null,null,null,{"$f":"ID!L1653","v":0},{"$f":"IF(ID!$K$70=\"ja\",AJ1445,SUM(U1445:Z1445))","v":0},null,6.6666858713741526,0,6.6666858713741526,null,0,38.388975473710111,6.0000172842367379,1.7284236737857839E-5,1.7284236737857834E-6,6.6666668587137412,38.388958189473371,38.388958189473371,0,0,6.6666668587137412,null,null,null,null,0,38.388975473710111,-38.388975473710111,99,60.611041810526629,39.6,39.6,null,39.6,0,6,6,6,6,6,6,6,6,6,6,6,6,6,6,6,6,7.9200000000000008,6,6,6,6,6,6,6,6,6,6,6,6,6,6,6,6,15.840000000000002,6,6,6,6,6,6,6,6,6,6,6,6,6,6,6,6,23.76,6,6,6,6,6,6,6,6,6,6,6,6,6,6,6,6,31.680000000000003,6,6,6,6,6,6,6,6,6,6,6,6,6,6,6,6,39.6,7.877710397664039,6,6,6,6,6,6,6,6,6,6,6,6,6,6,6,6,6,6,6,6,7.877710397664039,1,null,39.6,39.6,null,null,"nej","nej",2.2749999999999999,0,39.6,null,0,null,6.6666668587137412,3.1687767373019443E-7,"falder","---","---","-","-",0,0,0,0,0,-1.9012660411643622E-5,0,null,null,null,null,null,null,null,null,null,null,null,null,null,null,38.388958189473371,{"$f":"INDEX(ID!$K$153:$K$176,D1445+1)*INDEX(ID!$K$180:$K$191,$B1445)","v":1},{"$f":"INDEX(ID!$L$153:$L$176,D1445+1)*INDEX(ID!$K$180:$K$191,$B1445)","v":1},87.334879881051918,87.334879881051918,{"$f":"ID!K1653","v":0.44711000000000001},2.4824495753424656,95.29865295529784,{"$f":"ID!I1653","v":1.2},null,null,87.334879881051918,38.388958189473371,11.056019958568331,{"$f":"IF(elsalgtype=1,HK1445*(GO1445)*Elprissalg,IF(elsalgtype=2,ID!J1653,\"elsalgtype ikke defineret\"))","v":0},null,null,null,0,0,0,0,0,0,0,0,0,0,0,0,0,0,0,0,0,0,0,0,0,0,0,0,0]
[1549,3,6,12,65,10,8.1000000000000003E-2,9.25,10.1,{"$f":"IF(ID!$W$4=2,0,FBR!P1559+FBR!Q1559)","v":25.395783774915923},{"$f":"IF(ID!$W$4=2,0,FBR!R1559+FBR!S1559)","v":0},{"$f":"ID!H1767","v":1},{"$f":"IF(ID!$Y$4=1,J1559+K1559,IF(ID!$Y$4=2,model!L1559,\"error\"))","v":25.395783774915923},null,135.69999999999999,136.1,131.30000000000001,150,150,150,{"$f":"(1-ID!$AB$64)*O1559*PV1W/1000000","v":18.048100000000002},{"$f":"(1-ID!$AB$65)*P1559*PV2W/1000000","v":8.2748799999999996},{"$f":"(1-ID!$AB$66)*Q1559*PV3W/1000000","v":0},{"$f":"(1-ID!$AB$67)*R1559*PV4W/1000000","v":0},{"$f":"(1-ID!$AB$68)*S1559*PV5W/1000000","v":0},{"$f":"(1-ID!$AB$69)*T1559*PV6W/1000000","v":0},null,null,null,null,null,null,null,null,null,{"$f":"ID!L1767","v":0},{"$f":"IF(ID!$K$70=\"ja\",AJ1559,SUM(U1559:Z1559))","v":26.322980000000001},null,52.116396098214537,0,52.116396098214537,null,25.395783774915923,0,46.904756488393083,0,0,52.116396098214537,0,0,0.92719622508407795,0.92719622508407795,53.043592323298611,null,null,null,null,26.322980000000001,25.395783774915923,0.92719622508407795,99,99,39.6,39.6,null,39.6,0,53.043592323298611,38.41103892571023,28.146422660104449,9.7491495264812897,6,6,6,6,6,6,6,6,6,6,6,6,7.9200000000000008,54,46.331038925710232,36.06642266010445,17.669149526481291,6,6,6,6,6,6,6,6,6,6,6,6,15.840000000000002,54,54,43.986422660104452,25.589149526481293,6,6,6,6,6,6,6,6,6,6,6,6,23.76,54,54,51.906422660104454,33.509149526481295,8.1280355248407403,6,6,6,6,6,6,6,6,6,6,6,31.680000000000003,54,54,54,41.429149526481297,16.048035524840742,6,6,6,6,6,6,6,6,6,6,6,39.6,54,54,54,49.349149526481298,23.968035524840744,6,6,6,6,6,6,6,6,6,6,6,53.043592323298611,54,54,54,54,54,0,null,0,0,null,null,"nej","nej",2.2749999999999999,0,0,null,0,null,53.043592323298611,26.826347895578699,"stiger","---","---","-","-",0,0,0,0,0,0.92719622508407795,1.0365098487726099,null,null,null,null,null,null,null,null,null,null,null,null,null,null,0,{"$f":"INDEX(ID!$K$153:$K$176,D1559+1)*INDEX(ID!$K$180:$K$191,$B1559)","v":1},{"$f":"INDEX(ID!$L$153:$L$176,D1559+1)*INDEX(ID!$K$180:$K$191,$B1559)","v":1},0,0,{"$f":"ID!K1767","v":0.22677},2.2621095753424658,0,{"$f":"ID!I1767","v":1.2},null,null,0,0,0,{"$f":"IF(elsalgtype=1,HK1559*(GO1559)*Elprissalg,IF(elsalgtype=2,ID!J1767,\"elsalgtype ikke defineret\"))","v":0},null,null,null,1500,1462,1379,1256,937.2,1493,1449,1361,1234,911.6,1492,1447,1357,1229,906.4,1475,1416,1313,1175,846,1475,1416,1313,1175,846]
[1625,3,9,16,68,10,0.22900000000000001,3.08,3.3,{"$f":"IF(ID!$W$4=2,0,FBR!P1635+FBR!Q1635)","v":31.301780001640555},{"$f":"IF(ID!$W$4=2,0,FBR!R1635+FBR!S1635)","v":0},{"$f":"ID!H1843","v":1},{"$f":"IF(ID!$Y$4=1,J1635+K1635,IF(ID!$Y$4=2,model!L1635,\"error\"))","v":31.301780001640555},null,39.75,44.55,44.35,46.43,46.43,46.43,{"$f":"(1-ID!$AB$64)*O1635*PV1W/1000000","v":5.2867499999999987},{"$f":"(1-ID!$AB$65)*P1635*PV2W/1000000","v":2.7086399999999999},{"$f":"(1-ID!$AB$66)*Q1635*PV3W/1000000","v":0},{"$f":"(1-ID!$AB$67)*R1635*PV4W/1000000","v":0},{"$f":"(1-ID!$AB$68)*S1635*PV5W/1000000","v":0},{"$f":"(1-ID!$AB$69)*T1635*PV6W/1000000","v":0},null,null,null,null,null,null,null,null,null,{"$f":"ID!L1843","v":0},{"$f":"IF(ID!$K$70=\"ja\",AJ1635,SUM(U1635:Z1635))","v":7.9953899999999987},null,33.656367753014514,0,33.656367753014514,null,7.9953899999999987,23.306390001640558,30.290730977713064,23.306390001640558,2.3306390001640551,8.0193387512099008,0,0,0,0,8.0193387512099008,null,null,null,null,7.9953899999999987,31.301780001640555,-23.306390001640558,99,99,39.6,39.6,null,39.6,0,10.349977751373956,6,6,6,6,6,6,6,6,6,6,6,6,6,6,6,7.9200000000000008,18.269977751373958,6,6,6,6,6,6,6,6,6,6,6,6,6,6,6,15.840000000000002,26.189977751373959,6,6,6,6,6,6,6,6,6,6,6,6,6,6,6,23.76,34.109977751373954,6,6,6,6,6,6,6,6,6,6,6,6,6,6,6,31.680000000000003,42.029977751373956,6,6,6,6,6,6,6,6,6,6,6,6,6,6,6,39.6,49.949977751373957,13.332801145681231,6,6,6,6,6,6,6,6,6,6,6,6,6,6,10.349977751373956,18.269977751373958,26.189977751373959,34.109977751373954,42.029977751373956,49.949977751373957,1,null,39.6,39.6,null,null,"nej","nej",2.2749999999999999,0,39.6,null,0,null,8.0193387512099008,2.2319089394963365,"falder","---","---","-","-",0,0,0,0,0,-25.637029001804613,0.25542924394654082,null,null,null,null,null,null,null,null,null,null,null,null,null,null,0,{"$f":"INDEX(ID!$K$153:$K$176,D1635+1)*INDEX(ID!$K$180:$K$191,$B1635)","v":1},{"$f":"INDEX(ID!$L$153:$L$176,D1635+1)*INDEX(ID!$K$180:$K$191,$B1635)","v":1},0,0,{"$f":"ID!K1843","v":0.17462},2.2099595753424657,0,{"$f":"ID!I1843","v":1.2},null,null,0,0,0,{"$f":"IF(elsalgtype=1,HK1635*(GO1635)*Elprissalg,IF(elsalgtype=2,ID!J1843,\"elsalgtype ikke defineret\"))","v":0},null,null,null,464.3,451.1,423.2,382.4,278.89999999999998,472.5,467,445.5,409.7,310,452,429.2,397.5,355.2,254.8,471.8,465.5,443.5,407.2,307.2,471.8,465.5,443.5,407.2,307.2]
[1698,3,12,17,71,11,2.5000000000000001E-2,2.57,4.3,{"$f":"IF(ID!$W$4=2,0,FBR!P1708+FBR!Q1708)","v":36.617176605692727},{"$f":"IF(ID!$W$4=2,0,FBR!R1708+FBR!S1708)","v":0},{"$f":"ID!H1916","v":1},{"$f":"IF(ID!$Y$4=1,J1708+K1708,IF(ID!$Y$4=2,model!L1708,\"error\"))","v":36.617176605692727},null,9.9819999999999993,9.9930000000000003,9.995000000000001,11.459999999999999,11.459999999999999,11.459999999999999,{"$f":"(1-ID!$AB$64)*O1708*PV1W/1000000","v":1.3276059999999998},{"$f":"(1-ID!$AB$65)*P1708*PV2W/1000000","v":0.60757440000000007},{"$f":"(1-ID!$AB$66)*Q1708*PV3W/1000000","v":0},{"$f":"(1-ID!$AB$67)*R1708*PV4W/1000000","v":0},{"$f":"(1-ID!$AB$68)*S1708*PV5W/1000000","v":0},{"$f":"(1-ID!$AB$69)*T1708*PV6W/1000000","v":0},null,null,null,null,null,null,null,null,null,{"$f":"ID!L1916","v":0},{"$f":"IF(ID!$K$70=\"ja\",AJ1708,SUM(U1708:Z1708))","v":1.9351803999999999},null,6.666666666666667,0,6.666666666666667,null,1.9351803999999999,34.681996205692727,6,0,0,6.666666666666667,34.681996205692727,34.681996205692727,0,0,6.666666666666667,null,null,null,null,1.9351803999999999,36.617176605692727,-34.681996205692727,99,64.318003794307273,39.6,39.6,null,39.6,0,6,6,6,6,6,6,6,6,6,6,6,6,6,6,6,6,7.9200000000000008,6,6,6,6,6,6,6,6,6,6,6,6,6,6,6,6,15.840000000000002,6,6,6,6,6,6,6,6,6,6,6,6,6,6,6,6,23.76,6,6,6,6,6,6,6,6,6,6,6,6,6,6,6,6,31.680000000000003,6,6,6,6,6,6,6,6,6,6,6,6,6,6,6,6,39.6,11.584670460973939,6,6,6,6,6,6,6,6,6,6,6,6,6,6,6,6,6,6,6,6,11.584670460973939,1,null,39.6,39.6,null,null,"nej","nej",2.2749999999999999,0,39.6,null,0,null,6.666666666666667,0,"falder","---","---","-","-",0,0,0,0,0,0,5.284897906899641E-2,null,null,null,null,null,null,null,null,null,null,null,null,null,null,34.681996205692727,{"$f":"INDEX(ID!$K$153:$K$176,D1708+1)*INDEX(ID!$K$180:$K$191,$B1708)","v":1},{"$f":"INDEX(ID!$L$153:$L$176,D1708+1)*INDEX(ID!$K$180:$K$191,$B1708)","v":1},78.901541367950955,78.901541367950955,{"$f":"ID!K1916","v":0.27788999999999997},2.3132295753424659,80.227419354923597,{"$f":"ID!I1916","v":1.2},null,null,78.901541367950955,34.681996205692727,9.9884149072395054,{"$f":"IF(elsalgtype=1,HK1708*(GO1708)*Elprissalg,IF(elsalgtype=2,ID!J1916,\"elsalgtype ikke defineret\"))","v":0},null,null,null,114.6,109.1,99.85,87.41,0,114.6,109.2,99.93,87.51,0,114.6,109.1,99.82,87.38,0,114.6,109.2,99.95,87.53,0,114.6,109.2,99.95,87.53,0]
[1743,3,14,14,73,11,0.436,6.17,7.4,{"$f":"IF(ID!$W$4=2,0,FBR!P1753+FBR!Q1753)","v":27.758182265605775},{"$f":"IF(ID!$W$4=2,0,FBR!R1753+FBR!S1753)","v":0},{"$f":"ID!H1961","v":1},{"$f":"IF(ID!$Y$4=1,J1753+K1753,IF(ID!$Y$4=2,model!L1753,\"error\"))","v":27.758182265605775},null,138.5,148.30000000000001,143.80000000000001,157.69999999999999,157.69999999999999,157.69999999999999,{"$f":"(1-ID!$AB$64)*O1753*PV1W/1000000","v":18.420500000000001},{"$f":"(1-ID!$AB$65)*P1753*PV2W/1000000","v":9.0166400000000007},{"$f":"(1-ID!$AB$66)*Q1753*PV3W/1000000","v":0},{"$f":"(1-ID!$AB$67)*R1753*PV4W/1000000","v":0},{"$f":"(1-ID!$AB$68)*S1753*PV5W/1000000","v":0},{"$f":"(1-ID!$AB$69)*T1753*PV6W/1000000","v":0},null,null,null,null,null,null,null,null,null,{"$f":"ID!L1961","v":0},{"$f":"IF(ID!$K$70=\"ja\",AJ1753,SUM(U1753:Z1753))","v":27.437139999999999},null,54,0,54,null,27.437139999999999,0.32104226560577587,48.6,0.32104226560577587,3.2104226560577577E-2,53.646853507833647,0,0,0,0,53.646853507833647,null,null,null,null,27.437139999999999,27.758182265605775,-0.32104226560577587,99,99,39.6,39.6,null,39.6,0,53.678957734394224,44.16794660077106,25.683338599130497,6,6,6,6,6,6,6,6,6,6,6,6,6,7.9200000000000008,54,52.087946600771062,33.603338599130495,6,6,6,6,6,6,6,6,6,6,6,6,6,15.840000000000002,54,54,41.523338599130511,6.7910265934377776,6,6,6,6,6,6,6,6,6,6,6,6,23.76,54,54,49.443338599130499,14.711026593437765,6,6,6,6,6,6,6,6,6,6,6,6,31.680000000000003,54,54,54,22.631026593437781,6,6,6,6,6,6,6,6,6,6,6,6,39.6,54,54,54,30.551026593437768,6,6,6,6,6,6,6,6,6,6,6,6,53.678957734394224,54,54,54,54,54,0,null,0,0,null,null,"nej","nej",2.2749999999999999,0,0,null,0,null,53.646853507833647,17.436853744975807,"stiger","---","---","-","-",0,0,0,0,0,-0.35314649216635347,0.98843431956264771,null,null,null,null,null,null,null,null,null,null,null,null,null,null,0,{"$f":"INDEX(ID!$K$153:$K$176,D1753+1)*INDEX(ID!$K$180:$K$191,$B1753)","v":1},{"$f":"INDEX(ID!$L$153:$L$176,D1753+1)*INDEX(ID!$K$180:$K$191,$B1753)","v":1},0,0,{"$f":"ID!K1961","v":0.19724},2.2325795753424655,0,{"$f":"ID!I1961","v":1.2},null,null,0,0,0,{"$f":"IF(elsalgtype=1,HK1753*(GO1753)*Elprissalg,IF(elsalgtype=2,ID!J1961,\"elsalgtype ikke defineret\"))","v":0},null,null,null,1577,1544,1461,1335,999,1585,1559,1483,1362,1030,1548,1490,1385,1241,891.1,1568,1527,1438,1306,965.4,1568,1527,1438,1306,965.4]
[1784,3,16,7,75,11,0,6.68,0.5,{"$f":"IF(ID!$W$4=2,0,FBR!P1794+FBR!Q1794)","v":18.899187925518824},{"$f":"IF(ID!$W$4=2,0,FBR!R1794+FBR!S1794)","v":0},{"$f":"ID!H2002","v":1},{"$f":"IF(ID!$Y$4=1,J1794+K1794,IF(ID!$Y$4=2,model!L1794,\"error\"))","v":18.899187925518824},null,124.9,50.29,50.29,75.12,75.12,75.12,{"$f":"(1-ID!$AB$64)*O1794*PV1W/1000000","v":16.611699999999999},{"$f":"(1-ID!$AB$65)*P1794*PV2W/1000000","v":3.0576319999999995},{"$f":"(1-ID!$AB$66)*Q1794*PV3W/1000000","v":0},{"$f":"(1-ID!$AB$67)*R1794*PV4W/1000000","v":0},{"$f":"(1-ID!$AB$68)*S1794*PV5W/1000000","v":0},{"$f":"(1-ID!$AB$69)*T1794*PV6W/1000000","v":0},null,null,null,null,null,null,null,null,null,{"$f":"ID!L2002","v":0},{"$f":"IF(ID!$K$70=\"ja\",AJ1794,SUM(U1794:Z1794))","v":19.669331999999997},null,6.666666666666667,0,6.666666666666667,null,18.899187925518824,0,6,0,0,6.666666666666667,0,0,0.77014407448117339,0.77014407448117339,7.4368107411478404,null,null,null,null,19.669331999999997,18.899187925518824,0.77014407448117339,99,99,39.6,39.6,null,39.6,0,7.4368107411478404,19.515363947611622,34.765158286058018,30.188331379159486,28.165287226916025,45.829963452000086,36.886770054411706,24.86719978880593,21.002038655182766,6.8944986535422101,6,6,6,6,6,6,7.9200000000000008,15.356810741147841,27.43536394761162,42.685158286058019,38.108331379159488,36.085287226916023,53.749963452000088,44.806770054411707,32.787199788805928,28.922038655182767,14.814498653542211,6,6,6,6,6,6,15.840000000000002,23.276810741147841,35.355363947611622,50.605158286058014,46.028331379159482,44.005287226916025,54,52.726770054411709,40.70719978880593,36.842038655182762,22.734498653542211,6,6,6,6,6,6,23.76,31.196810741147843,43.275363947611623,54,53.948331379159484,51.925287226916026,54,54,48.627199788805932,44.762038655182764,30.654498653542213,6,6,6,6,6,6,31.680000000000003,39.116810741147845,51.195363947611625,54,54,54,54,54,54,52.682038655182765,38.574498653542214,8.2927580478494889,6,6,6,6,6,39.6,47.036810741147839,54,54,54,54,54,54,54,54,46.494498653542209,16.212758047849483,6,6,6,6,6,45.829963452000086,53.749963452000088,54,54,54,54,0.2,null,7.9200000000000008,7.9200000000000008,null,null,"nej","nej",2.2749999999999999,0,7.9200000000000008,null,0,null,7.4368107411478404,20.130922010772967,"stiger","---","cyclus","-",1.2835734574686224,0,0,0,0,0,0.77014407448117339,1.0407501146354166,null,null,null,null,null,null,null,null,null,null,null,null,null,null,0,{"$f":"INDEX(ID!$K$153:$K$176,D1794+1)*INDEX(ID!$K$180:$K$191,$B1794)","v":1},{"$f":"INDEX(ID!$L$153:$L$176,D1794+1)*INDEX(ID!$K$180:$K$191,$B1794)","v":1},0,0,{"$f":"ID!K2002","v":0.17843000000000001},2.2137695753424658,0,{"$f":"ID!I2002","v":1.2},null,null,0,0,0,{"$f":"IF(elsalgtype=1,HK1794*(GO1794)*Elprissalg,IF(elsalgtype=2,ID!J2002,\"elsalgtype ikke defineret\"))","v":0},null,null,null,751.2,784.2,782.1,744.8,583.29999999999995,565.20000000000005,539.79999999999995,502.9,453.2,335.3,921.3,1114,1249,1316,1241,561.4,539.79999999999995,502.9,453.2,335.3,561.4,539.79999999999995,502.9,453.2,335.3]
[1892,3,20,19,79,12,0,3.08,-2.8,{"$f":"IF(ID!$W$4=2,0,FBR!P1902+FBR!Q1902)","v":35.435977360347799},{"$f":"IF(ID!$W$4=2,0,FBR!R1902+FBR!S1902)","v":0},{"$f":"ID!H2110","v":1},{"$f":"IF(ID!$Y$4=1,J1902+K1902,IF(ID!$Y$4=2,model!L1902,\"error\"))","v":35.435977360347799},null,0,0,0,0,0,0,{"$f":"(1-ID!$AB$64)*O1902*PV1W/1000000","v":0},{"$f":"(1-ID!$AB$65)*P1902*PV2W/1000000","v":0},{"$f":"(1-ID!$AB$66)*Q1902*PV3W/1000000","v":0},{"$f":"(1-ID!$AB$67)*R1902*PV4W/1000000","v":0},{"$f":"(1-ID!$AB$68)*S1902*PV5W/1000000","v":0},{"$f":"(1-ID!$AB$69)*T1902*PV6W/1000000","v":0},null,null,null,null,null,null,null,null,null,{"$f":"ID!L2110","v":0},{"$f":"IF(ID!$K$70=\"ja\",AJ1902,SUM(U1902:Z1902))","v":0},null,6.666666666666667,0,6.666666666666667,null,0,35.435977360347799,6,0,0,6.666666666666667,35.435977360347799,35.435977360347799,0,0,6.666666666666667,null,null,null,null,0,35.435977360347799,-35.435977360347799,99,63.564022639652201,39.6,39.6,null,39.6,0,6,6,6,6,6,6,6,6,6,6,6,6,6,6,6,6,7.9200000000000008,6,6,6,6,6,6,6,6,6,6,6,6,6,6,6,6,15.840000000000002,6,6,6,6,6,6,6,6,6,6,6,6,6,6,6,6,23.76,6,6,6,6,6,6,6,6,6,6,6,6,6,6,6,6,31.680000000000003,6,6,6,6,6,6,6,6,6,6,6,6,6,6,6,6,39.6,10.830689306318867,6,6,6,6,6,6,6,6,6,6,6,6,6,6,6,6,6,6,6,6,10.830689306318867,1,null,39.6,39.6,null,null,"nej","nej",2.2749999999999999,0,39.6,null,0,null,6.666666666666667,0,"falder","---","---","-","-",0,0,0,0,0,0,0,null,null,null,null,null,null,null,null,null,null,null,null,null,null,35.435977360347799,{"$f":"INDEX(ID!$K$153:$K$176,D1902+1)*INDEX(ID!$K$180:$K$191,$B1902)","v":1},{"$f":"INDEX(ID!$L$153:$L$176,D1902+1)*INDEX(ID!$K$180:$K$191,$B1902)","v":1},80.616848494791242,80.616848494791242,{"$f":"ID!K2110","v":0.18300999999999998},2.2183495753424656,78.609385329172767,{"$f":"ID!I2110","v":1.2},null,null,80.616848494791242,35.435977360347799,10.205561479780167,{"$f":"IF(elsalgtype=1,HK1902*(GO1902)*Elprissalg,IF(elsalgtype=2,ID!J2110,\"elsalgtype ikke defineret\"))","v":0},null,null,null,0,0,0,0,0,0,0,0,0,0,0,0,0,0,0,0,0,0,0,0,0,0,0,0,0]
[1937,3,22,16,81,12,1.0999999999999999E-2,5.14,1,{"$f":"IF(ID!$W$4=2,0,FBR!P1947+FBR!Q1947)","v":31.301780001640555},{"$f":"IF(ID!$W$4=2,0,FBR!R1947+FBR!S1947)","v":0},{"$f":"ID!H2155","v":1},{"$f":"IF(ID!$Y$4=1,J1947+K1947,IF(ID!$Y$4=2,model!L1947,\"error\"))","v":31.301780001640555},null,51.4,55.04,55.05,59.220000000000006,59.220000000000006,59.220000000000006,{"$f":"(1-ID!$AB$64)*O1947*PV1W/1000000","v":6.8361999999999998},{"$f":"(1-ID!$AB$65)*P1947*PV2W/1000000","v":3.3464320000000001},{"$f":"(1-ID!$AB$66)*Q1947*PV3W/1000000","v":0},{"$f":"(1-ID!$AB$67)*R1947*PV4W/1000000","v":0},{"$f":"(1-ID!$AB$68)*S1947*PV5W/1000000","v":0},{"$f":"(1-ID!$AB$69)*T1947*PV6W/1000000","v":0},null,null,null,null,null,null,null,null,null,{"$f":"ID!L2155","v":0},{"$f":"IF(ID!$K$70=\"ja\",AJ1947,SUM(U1947:Z1947))","v":10.182632},null,6.7370325973655421,0,6.7370325973655421,null,10.182632,21.119148001640554,6.0633293376289883,6.3329337628988291E-2,6.3329337628988281E-3,6.6673703259736552,21.055818664011568,21.055818664011568,0,0,6.6673703259736552,null,null,null,null,10.182632,31.301780001640555,-21.119148001640554,99,77.944181335988432,39.6,39.6,null,39.6,0,6,6,6,6,6,6,6,6,6,6,6,6,6,6,6,6,7.9200000000000008,6,6,6,6,6,6,6,6,6,6,6,6,6,6,6,6,15.840000000000002,6,6,6,6,6,6,6,6,6,6,6,6,6,6,6,6,23.76,9.3778845957249892,6,6,6,6,6,6,6,6,6,6,6,6,6,6,6,31.680000000000003,17.297884595724994,6,6,6,6,6,6,6,6,6,6,6,6,6,6,6,39.6,25.217884595724989,6,6,6,6,6,6,6,6,6,6,6,6,6,6,6,6,6,6,9.3778845957249892,17.297884595724994,25.217884595724989,1,null,39.6,39.6,null,null,"nej","nej",2.2749999999999999,0,39.6,null,0,null,6.6673703259736552,1.1610378565318769E-3,"falder","---","---","-","-",0,0,0,0,0,-6.9662271391887118E-2,0.32530520626834381,null,null,null,null,null,null,null,null,null,null,null,null,null,null,21.055818664011568,{"$f":"INDEX(ID!$K$153:$K$176,D1947+1)*INDEX(ID!$K$180:$K$191,$B1947)","v":1},{"$f":"INDEX(ID!$L$153:$L$176,D1947+1)*INDEX(ID!$K$180:$K$191,$B1947)","v":1},47.901987460626316,47.901987460626316,{"$f":"ID!K2155","v":0.16758000000000001},2.2029195753424657,46.384275109812329,{"$f":"ID!I2155","v":1.2},null,null,47.901987460626316,21.055818664011568,6.0640757752353309,{"$f":"IF(elsalgtype=1,HK1947*(GO1947)*Elprissalg,IF(elsalgtype=2,ID!J2155,\"elsalgtype ikke defineret\"))","v":0},null,null,null,592.20000000000005,571.6,533.1,479.3,347.3,598.5,583.9,550.4,500.4,371.4,583.20000000000005,554.4,514,460.1,332.3,598.5,583.9,550.5,500.5,371.4,598.5,583.9,550.5,500.5,371.4]
[2040,3,26,23,85,13,0,8.2200000000000006,2.8,{"$f":"IF(ID!$W$4=2,0,FBR!P2050+FBR!Q2050)","v":23.623984906898531},{"$f":"IF(ID!$W$4=2,0,FBR!R2050+FBR!S2050)","v":0},{"$f":"ID!H2258","v":1},{"$f":"IF(ID!$Y$4=1,J2050+K2050,IF(ID!$Y$4=2,model!L2050,\"error\"))","v":23.623984906898531},null,0,0,0,0,0,0,{"$f":"(1-ID!$AB$64)*O2050*PV1W/1000000","v":0},{"$f":"(1-ID!$AB$65)*P2050*PV2W/1000000","v":0},{"$f":"(1-ID!$AB$66)*Q2050*PV3W/1000000","v":0},{"$f":"(1-ID!$AB$67)*R2050*PV4W/1000000","v":0},{"$f":"(1-ID!$AB$68)*S2050*PV5W/1000000","v":0},{"$f":"(1-ID!$AB$69)*T2050*PV6W/1000000","v":0},null,null,null,null,null,null,null,null,null,{"$f":"ID!L2258","v":0},{"$f":"IF(ID!$K$70=\"ja\",AJ2050,SUM(U2050:Z2050))","v":0},null,6.6666666688662932,0,6.6666666688662932,null,0,23.623984906898531,6.0000000019796644,1.9796644323832879E-9,1.9796644323832874E-10,6.6666666666886627,23.623984904918867,23.623984904918867,0,0,6.6666666666886627,null,null,null,null,0,23.623984906898531,-23.623984906898531,99,75.376015095081129,39.6,39.6,null,39.6,0,6,6,6,6,6,6,6,6,6,6,37.191527978849102,54,54,54,54,54,7.9200000000000008,6,6,6,6,6,6,6,6,6,6,45.111527978849097,54,54,54,54,54,15.840000000000002,6,6,6,6,6,6,6,6,6,6,53.031527978849098,54,54,54,54,54,23.76,6.8026817619677651,6,6,6,6,6,6,6,6,6,54,54,54,54,54,54,31.680000000000003,14.722681761967767,6,6,6,6,6,6,6,6,6,54,54,54,54,54,54,39.6,22.642681761967761,6,6,6,6,6,6,6,6,6,54,54,54,54,54,54,54,54,54,54,54,54,0,null,0,0,null,null,"nej","nej",2.2749999999999999,0,0,null,0,null,6.6666666666886627,3.6293930823679453E-11,"falder","---","---","-","-",0,0,0,0,0,-2.1776308756216166E-9,0,null,null,null,null,null,null,null,null,null,null,null,null,null,null,23.623984904918867,{"$f":"INDEX(ID!$K$153:$K$176,D2050+1)*INDEX(ID!$K$180:$K$191,$B2050)","v":1},{"$f":"INDEX(ID!$L$153:$L$176,D2050+1)*INDEX(ID!$K$180:$K$191,$B2050)","v":1},53.744565658690419,53.744565658690419,{"$f":"ID!K2258","v":0.19699},2.2323295753424657,52.736520190694357,{"$f":"ID!I2258","v":1.2},null,null,53.744565658690419,23.623984904918867,6.8037076526166338,{"$f":"IF(elsalgtype=1,HK2050*(GO2050)*Elprissalg,IF(elsalgtype=2,ID!J2258,\"elsalgtype ikke defineret\"))","v":0},null,null,null,0,0,0,0,0,0,0,0,0,0,0,0,0,0,0,0,0,0,0,0,0,0,0,0,0]
[2097,3,29,8,88,13,0,5.65,6.8,{"$f":"IF(ID!$W$4=2,0,FBR!P2107+FBR!Q2107)","v":20.670986793536215},{"$f":"IF(ID!$W$4=2,0,FBR!R2107+FBR!S2107)","v":0},{"$f":"ID!H2315","v":1},{"$f":"IF(ID!$Y$4=1,J2107+K2107,IF(ID!$Y$4=2,model!L2107,\"error\"))","v":20.670986793536215},null,114.6,102.2,102.1,120.4,120.4,120.4,{"$f":"(1-ID!$AB$64)*O2107*PV1W/1000000","v":15.241799999999998},{"$f":"(1-ID!$AB$65)*P2107*PV2W/1000000","v":6.2137599999999997},{"$f":"(1-ID!$AB$66)*Q2107*PV3W/1000000","v":0},{"$f":"(1-ID!$AB$67)*R2107*PV4W/1000000","v":0},{"$f":"(1-ID!$AB$68)*S2107*PV5W/1000000","v":0},{"$f":"(1-ID!$AB$69)*T2107*PV6W/1000000","v":0},null,null,null,null,null,null,null,null,null,{"$f":"ID!L2315","v":0},{"$f":"IF(ID!$K$70=\"ja\",AJ2107,SUM(U2107:Z2107))","v":21.455559999999998},null,12.826122741147842,0,12.826122741147842,null,20.670986793536215,0,11.543510467033057,0,0,12.826122741147842,0,0,0.78457320646378292,0.78457320646378292,13.610695947611624,null,null,null,null,21.455559999999998,20.670986793536215,0.78457320646378292,99,99,39.6,39.6,null,39.6,0,13.610695947611624,18.639250286058019,43.150245379159486,39.937801226916022,54,54,54,54,54,54,29.910638574139377,6,6,6,6,6,7.9200000000000008,21.530695947611626,26.55925028605802,51.070245379159488,47.857801226916024,54,54,54,54,54,54,37.830638574139378,6,6,6,6,6,15.840000000000002,29.450695947611628,34.479250286058019,54,54,54,54,54,54,54,54,45.75063857413938,10.314661213791581,6,6,6,6,23.76,37.37069594761163,42.39925028605802,54,54,54,54,54,54,54,54,53.670638574139382,18.234661213791583,6,6,6,6,31.680000000000003,45.290695947611631,50.319250286058022,54,54,54,54,54,54,54,54,54,26.154661213791584,6,6,6,6,39.6,53.210695947611626,54,54,54,54,54,54,54,54,54,54,34.074661213791579,6,6,6,6,54,54,54,54,54,54,0,null,0,0,null,null,"nej","nej",2.2749999999999999,0,0,null,0,null,13.610695947611624,8.380923897410657,"stiger","---","---","-","-",0,0,0,0,0,0.78457320646378292,1.0379552855555554,null,null,null,null,null,null,null,null,null,null,null,null,null,null,0,{"$f":"INDEX(ID!$K$153:$K$176,D2107+1)*INDEX(ID!$K$180:$K$191,$B2107)","v":1},{"$f":"INDEX(ID!$L$153:$L$176,D2107+1)*INDEX(ID!$K$180:$K$191,$B2107)","v":1},0,0,{"$f":"ID!K2315","v":0.20896000000000001},2.2442995753424655,0,{"$f":"ID!I2315","v":1.2},null,null,0,0,0,{"$f":"IF(elsalgtype=1,HK2107*(GO2107)*Elprissalg,IF(elsalgtype=2,ID!J2315,\"elsalgtype ikke defineret\"))","v":0},null,null,null,1204,1169,1097,993.3,729.6,1176,1116,1022,917.9,673.1,1222,1204,1146,1053,798.3,1156,1097,1021,917.9,673.1,1156,1097,1021,917.9,673.1]
[2189,4,2,4,92,14,0,6.68,1,{"$f":"IF(ID!$W$4=2,0,FBR!P2199+FBR!Q2199)","v":15.94618981215651},{"$f":"IF(ID!$W$4=2,0,FBR!R2199+FBR!S2199)","v":0},{"$f":"ID!H2407","v":1},{"$f":"IF(ID!$Y$4=1,J2199+K2199,IF(ID!$Y$4=2,model!L2199,\"error\"))","v":15.94618981215651},null,0,0,0,0,0,0,{"$f":"(1-ID!$AB$64)*O2199*PV1W/1000000","v":0},{"$f":"(1-ID!$AB$65)*P2199*PV2W/1000000","v":0},{"$f":"(1-ID!$AB$66)*Q2199*PV3W/1000000","v":0},{"$f":"(1-ID!$AB$67)*R2199*PV4W/1000000","v":0},{"$f":"(1-ID!$AB$68)*S2199*PV5W/1000000","v":0},{"$f":"(1-ID!$AB$69)*T2199*PV6W/1000000","v":0},null,null,null,null,null,null,null,null,null,{"$f":"ID!L2407","v":0},{"$f":"IF(ID!$K$70=\"ja\",AJ2199,SUM(U2199:Z2199))","v":0},null,6.666666666666667,0,6.666666666666667,null,0,15.94618981215651,6,0,0,6.666666666666667,15.94618981215651,15.94618981215651,0,0,6.666666666666667,null,null,null,null,0,15.94618981215651,-15.94618981215651,99,83.053810187843496,39.6,39.6,null,39.6,0,6,6,6,12.975314059333375,54,54,54,54,54,54,54,54,54,54,54,54,7.9200000000000008,6,6,6,20.895314059333376,54,54,54,54,54,54,54,54,54,54,54,54,15.840000000000002,6.5604768545101582,6,6,28.815314059333375,54,54,54,54,54,54,54,54,54,54,54,54,23.76,14.48047685451016,6,6,36.735314059333376,54,54,54,54,54,54,54,54,54,54,54,54,31.680000000000003,22.40047685451016,6.4542870423536502,8.7639739848522122,44.655314059333378,54,54,54,54,54,54,54,54,54,54,54,54,39.6,30.320476854510154,14.374287042353645,16.683973984852209,52.575314059333373,54,54,54,54,54,54,54,54,54,54,54,54,54,54,54,54,54,54,0,null,0,0,null,null,"nej","nej",2.2749999999999999,0,0,null,0,null,6.666666666666667,0,"falder","---","---","-","-",0,0,0,0,0,0,0,null,null,null,null,null,null,null,null,null,null,null,null,null,null,15.94618981215651,{"$f":"INDEX(ID!$K$153:$K$176,D2199+1)*INDEX(ID!$K$180:$K$191,$B2199)","v":1},{"$f":"INDEX(ID!$L$153:$L$176,D2199+1)*INDEX(ID!$K$180:$K$191,$B2199)","v":1},36.27758182265606,36.27758182265606,{"$f":"ID!K2407","v":0.20104},2.2363795753424656,35.661733200440928,{"$f":"ID!I2407","v":1.2},null,null,36.27758182265606,15.94618981215651,4.5925026659010744,{"$f":"IF(elsalgtype=1,HK2199*(GO2199)*Elprissalg,IF(elsalgtype=2,ID!J2407,\"elsalgtype ikke defineret\"))","v":0},null,null,null,0,0,0,0,0,0,0,0,0,0,0,0,0,0,0,0,0,0,0,0,0,0,0,0,0]
[2234,4,4,1,94,14,0,6.68,1.3,{"$f":"IF(ID!$W$4=2,0,FBR!P2244+FBR!Q2244)","v":17.717988680173899},{"$f":"IF(ID!$W$4=2,0,FBR!R2244+FBR!S2244)","v":0},{"$f":"ID!H2452","v":1},{"$f":"IF(ID!$Y$4=1,J2244+K2244,IF(ID!$Y$4=2,model!L2244,\"error\"))","v":17.717988680173899},null,0,0,0,0,0,0,{"$f":"(1-ID!$AB$64)*O2244*PV1W/1000000","v":0},{"$f":"(1-ID!$AB$65)*P2244*PV2W/1000000","v":0},{"$f":"(1-ID!$AB$66)*Q2244*PV3W/1000000","v":0},{"$f":"(1-ID!$AB$67)*R2244*PV4W/1000000","v":0},{"$f":"(1-ID!$AB$68)*S2244*PV5W/1000000","v":0},{"$f":"(1-ID!$AB$69)*T2244*PV6W/1000000","v":0},null,null,null,null,null,null,null,null,null,{"$f":"ID!L2452","v":0},{"$f":"IF(ID!$K$70=\"ja\",AJ2244,SUM(U2244:Z2244))","v":0},null,6.666666666671528,0,6.666666666671528,null,0,17.717988680173899,6.0000000000043752,4.3751668954428169E-12,4.3751668954428161E-13,6.6666666666667149,17.717988680169526,17.717988680169526,0,0,6.6666666666667149,null,null,null,null,0,17.717988680173899,-17.717988680173899,99,81.282011319830474,39.6,39.6,null,39.6,0,6,6,6,6,6,6,6,6,30.619357677089049,54,54,54,54,54,54,54,7.9200000000000008,6,6,6,6,6,6,6,6,38.53935767708905,54,54,54,54,54,54,54,15.840000000000002,6,6,6,6,6,6,6,6,46.459357677089045,54,54,54,54,54,54,54,23.76,12.70867798649763,6,6,6,6,6,6,6,54,54,54,54,54,54,54,54,31.680000000000003,20.628677986497632,6,6,6,6,6,6,6,54,54,54,54,54,54,54,54,39.6,28.548677986497626,12.011888551668655,6,6,6,6,6,6,54,54,54,54,54,54,54,54,54,54,54,54,54,54,0,null,0,0,null,null,"nej","nej",2.2749999999999999,0,0,null,0,null,6.6666666666667149,7.9936057773011271E-14,"falder","---","---","-","-",0,0,0,0,0,-4.8126835849870989E-12,0,null,null,null,null,null,null,null,null,null,null,null,null,null,null,17.717988680169526,{"$f":"INDEX(ID!$K$153:$K$176,D2244+1)*INDEX(ID!$K$180:$K$191,$B2244)","v":1},{"$f":"INDEX(ID!$L$153:$L$176,D2244+1)*INDEX(ID!$K$180:$K$191,$B2244)","v":1},40.308424247385673,40.308424247385673,{"$f":"ID!K2452","v":0.19265000000000002},2.2279895753424657,39.475494075453518,{"$f":"ID!I2452","v":1.2},null,null,40.308424247385673,17.717988680169526,5.1027807398888232,{"$f":"IF(elsalgtype=1,HK2244*(GO2244)*Elprissalg,IF(elsalgtype=2,ID!J2452,\"elsalgtype ikke defineret\"))","v":0},null,null,null,0,0,0,0,0,0,0,0,0,0,0,0,0,0,0,0,0,0,0,0,0,0,0,0,0]
[2326,4,7,21,97,14,0,3.08,0.5,{"$f":"IF(ID!$W$4=2,0,FBR!P2336+FBR!Q2336)","v":29.529981133623163},{"$f":"IF(ID!$W$4=2,0,FBR!R2336+FBR!S2336)","v":0},{"$f":"ID!H2544","v":1},{"$f":"IF(ID!$Y$4=1,J2336+K2336,IF(ID!$Y$4=2,model!L2336,\"error\"))","v":29.529981133623163},null,0,0,0,0,0,0,{"$f":"(1-ID!$AB$64)*O2336*PV1W/1000000","v":0},{"$f":"(1-ID!$AB$65)*P2336*PV2W/1000000","v":0},{"$f":"(1-ID!$AB$66)*Q2336*PV3W/1000000","v":0},{"$f":"(1-ID!$AB$67)*R2336*PV4W/1000000","v":0},{"$f":"(1-ID!$AB$68)*S2336*PV5W/1000000","v":0},{"$f":"(1-ID!$AB$69)*T2336*PV6W/1000000","v":0},null,null,null,null,null,null,null,null,null,{"$f":"ID!L2544","v":0},{"$f":"IF(ID!$K$70=\"ja\",AJ2336,SUM(U2336:Z2336))","v":0},null,6.6666918700387336,0,6.6666918700387336,null,0,29.529981133623163,6.0000226830348602,2.2683034860193629E-5,2.2683034860193624E-6,6.6666669187003871,29.529958450588303,29.529958450588303,0,0,6.6666669187003871,null,null,null,null,0,29.529981133623163,-29.529981133623163,99,69.47004154941169,39.6,39.6,null,39.6,0,6,6,6,6,6,6,6,6,6,6,6,6,6,6,27.788685966995491,54,7.9200000000000008,6,6,6,6,6,6,6,6,6,6,6,6,6,6,35.708685966995489,54,15.840000000000002,6,6,6,6,6,6,6,6,6,6,6,6,6,6,43.628685966995491,54,23.76,6,6,6,6,6,6,6,6,6,6,6,6,6,6,51.548685966995492,54,31.680000000000003,8.8167107364155761,6,6,6,6,6,6,6,6,6,6,6,6,6,54,54,39.6,16.736710736415571,6,6,6,6,6,6,6,6,6,6,6,6,6,54,54,54,54,54,54,54,54,0,null,0,0,null,null,"nej","nej",2.2749999999999999,0,0,null,0,null,6.6666669187003871,4.1585563881341159E-7,"falder","---","---","-","-",0,0,0,0,0,-2.4951338346212991E-5,0,null,null,null,null,null,null,null,null,null,null,null,null,null,null,29.529958450588303,{"$f":"INDEX(ID!$K$153:$K$176,D2336+1)*INDEX(ID!$K$180:$K$191,$B2336)","v":1},{"$f":"INDEX(ID!$L$153:$L$176,D2336+1)*INDEX(ID!$K$180:$K$191,$B2336)","v":1},67.180655475088386,67.180655475088386,{"$f":"ID!K2544","v":0.22149000000000002},2.2568295753424659,66.644083589921863,{"$f":"ID!I2544","v":1.2},null,null,67.180655475088386,29.529958450588303,8.504628033769432,{"$f":"IF(elsalgtype=1,HK2336*(GO2336)*Elprissalg,IF(elsalgtype=2,ID!J2544,\"elsalgtype ikke defineret\"))","v":0},null,null,null,0,0,0,0,0,0,0,0,0,0,0,0,0,0,0,0,0,0,0,0,0,0,0,0,0]
[2383,4,10,6,100,15,0,7.71,1.5,{"$f":"IF(ID!$W$4=2,0,FBR!P2393+FBR!Q2393)","v":17.127389057501436},{"$f":"IF(ID!$W$4=2,0,FBR!R2393+FBR!S2393)","v":0},{"$f":"ID!H2601","v":1},{"$f":"IF(ID!$Y$4=1,J2393+K2393,IF(ID!$Y$4=2,model!L2393,\"error\"))","v":17.127389057501436},null,261.5,46.12,46.12,92.97999999999999,92.97999999999999,92.97999999999999,{"$f":"(1-ID!$AB$64)*O2393*PV1W/1000000","v":34.779499999999999},{"$f":"(1-ID!$AB$65)*P2393*PV2W/1000000","v":2.8040959999999995},{"$f":"(1-ID!$AB$66)*Q2393*PV3W/1000000","v":0},{"$f":"(1-ID!$AB$67)*R2393*PV4W/1000000","v":0},{"$f":"(1-ID!$AB$68)*S2393*PV5W/1000000","v":0},{"$f":"(1-ID!$AB$69)*T2393*PV6W/1000000","v":0},null,null,null,null,null,null,null,null,null,{"$f":"ID!L2601","v":0},{"$f":"IF(ID!$K$70=\"ja\",AJ2393,SUM(U2393:Z2393))","v":37.583596},null,6.666666666666667,0,6.666666666666667,null,17.127389057501436,0,6,0,0,6.666666666666667,0,0,20.456206942498564,20.456206942498564,27.122873609165232,null,null,null,null,37.583596,17.127389057501436,20.456206942498564,99,99,39.6,39.6,null,39.6,0,27.122873609165232,54,54,54,54,54,54,54,54,54,54,54,54,54,54,54,7.9200000000000008,35.042873609165234,54,54,54,54,54,54,54,54,54,54,54,54,54,54,54,15.840000000000002,42.962873609165229,54,54,54,54,54,54,54,54,54,54,54,54,54,54,54,23.76,50.88287360916523,54,54,54,54,54,54,54,54,54,54,54,54,54,54,54,31.680000000000003,54,54,54,54,54,54,54,54,54,54,54,54,54,54,54,54,39.6,54,54,54,54,54,54,54,54,54,54,54,54,54,54,54,54,54,54,54,54,54,54,0,null,0,0,null,null,"nej","nej",2.2749999999999999,0,0,null,0,null,27.122873609165232,40,"stiger","---","cyclus","-",34.093678237497606,0,0,0,0,0,20.456206942498564,2.1943564120498085,null,null,null,null,null,null,null,null,null,null,null,null,null,null,0,{"$f":"INDEX(ID!$K$153:$K$176,D2393+1)*INDEX(ID!$K$180:$K$191,$B2393)","v":1},{"$f":"INDEX(ID!$L$153:$L$176,D2393+1)*INDEX(ID!$K$180:$K$191,$B2393)","v":1},0,0,{"$f":"ID!K2601","v":0.22269999999999998},2.2580395753424658,0,{"$f":"ID!I2601","v":1.2},null,null,0,0,0,{"$f":"IF(elsalgtype=1,HK2393*(GO2393)*Elprissalg,IF(elsalgtype=2,ID!J2601,\"elsalgtype ikke defineret\"))","v":0},null,null,null,929.8,841.2,707.4,483.4,340.1,503.4,487.8,461.2,425.1,340.1,1630,2193,2615,2870,2831,503.4,487.8,461.2,425.1,340.1,503.4,487.8,461.2,425.1,340.1]
[2428,4,12,3,102,15,0,5.14,2.7,{"$f":"IF(ID!$W$4=2,0,FBR!P2438+FBR!Q2438)","v":15.94618981215651},{"$f":"IF(ID!$W$4=2,0,FBR!R2438+FBR!S2438)","v":0},{"$f":"ID!H2646","v":1},{"$f":"IF(ID!$Y$4=1,J2438+K2438,IF(ID!$Y$4=2,model!L2438,\"error\"))","v":15.94618981215651},null,0,0,0,0,0,0,{"$f":"(1-ID!$AB$64)*O2438*PV1W/1000000","v":0},{"$f":"(1-ID!$AB$65)*P2438*PV2W/1000000","v":0},{"$f":"(1-ID!$AB$66)*Q2438*PV3W/1000000","v":0},{"$f":"(1-ID!$AB$67)*R2438*PV4W/1000000","v":0},{"$f":"(1-ID!$AB$68)*S2438*PV5W/1000000","v":0},{"$f":"(1-ID!$AB$69)*T2438*PV6W/1000000","v":0},null,null,null,null,null,null,null,null,null,{"$f":"ID!L2646","v":0},{"$f":"IF(ID!$K$70=\"ja\",AJ2438,SUM(U2438:Z2438))","v":0},null,6.6666666666666679,0,6.6666666666666679,null,0,15.94618981215651,6.0000000000000009,8.8817841970012523E-16,8.8817841970012504E-17,6.666666666666667,15.946189812156508,15.946189812156508,0,0,6.666666666666667,null,null,null,null,0,15.94618981215651,-15.94618981215651,99,83.053810187843496,39.6,39.6,null,39.6,0,6,6,6,6,54,54,54,54,54,54,54,54,54,54,54,54,7.9200000000000008,6,6,6,12.662708172695693,54,54,54,54,54,54,54,54,54,54,54,54,15.840000000000002,6.5604768545101582,6,6,20.582708172695689,54,54,54,54,54,54,54,54,54,54,54,54,23.76,14.48047685451016,6,6,28.502708172695691,54,54,54,54,54,54,54,54,54,54,54,54,31.680000000000003,22.40047685451016,6.4542870423536502,6,36.422708172695692,54,54,54,54,54,54,54,54,54,54,54,54,39.6,30.320476854510154,14.374287042353645,6,44.342708172695687,54,54,54,54,54,54,54,54,54,54,54,54,54,54,54,54,54,54,0,null,0,0,null,null,"nej","nej",2.2749999999999999,0,0,null,0,null,6.666666666666667,0,"falder","---","---","-","-",0,0,0,0,0,-9.7699626167013783E-16,0,null,null,null,null,null,null,null,null,null,null,null,null,null,null,15.946189812156508,{"$f":"INDEX(ID!$K$153:$K$176,D2438+1)*INDEX(ID!$K$180:$K$191,$B2438)","v":1},{"$f":"INDEX(ID!$L$153:$L$176,D2438+1)*INDEX(ID!$K$180:$K$191,$B2438)","v":1},36.277581822656053,36.277581822656053,{"$f":"ID!K2646","v":0.18486000000000002},2.2201995753424657,35.403723849280233,{"$f":"ID!I2646","v":1.2},null,null,36.277581822656053,15.946189812156508,4.5925026659010744,{"$f":"IF(elsalgtype=1,HK2438*(GO2438)*Elprissalg,IF(elsalgtype=2,ID!J2646,\"elsalgtype ikke defineret\"))","v":0},null,null,null,0,0,0,0,0,0,0,0,0,0,0,0,0,0,0,0,0,0,0,0,0,0,0,0,0]
[2485,4,14,12,104,15,0.112,3.08,8.1,{"$f":"IF(ID!$W$4=2,0,FBR!P2495+FBR!Q2495)","v":25.395783774915923},{"$f":"IF(ID!$W$4=2,0,FBR!R2495+FBR!S2495)","v":0},{"$f":"ID!H2703","v":1},{"$f":"IF(ID!$Y$4=1,J2495+K2495,IF(ID!$Y$4=2,model!L2495,\"error\"))","v":25.395783774915923},null,561.5,600.79999999999995,433.5,592.5,592.5,592.5,{"$f":"(1-ID!$AB$64)*O2495*PV1W/1000000","v":74.679500000000004},{"$f":"(1-ID!$AB$65)*P2495*PV2W/1000000","v":36.528639999999996},{"$f":"(1-ID!$AB$66)*Q2495*PV3W/1000000","v":0},{"$f":"(1-ID!$AB$67)*R2495*PV4W/1000000","v":0},{"$f":"(1-ID!$AB$68)*S2495*PV5W/1000000","v":0},{"$f":"(1-ID!$AB$69)*T2495*PV6W/1000000","v":0},null,null,null,null,null,null,null,null,null,{"$f":"ID!L2703","v":0},{"$f":"IF(ID!$K$70=\"ja\",AJ2495,SUM(U2495:Z2495))","v":111.20814},null,54,0,54,null,25.395783774915923,0,48.6,0,0,54,0,0,85.812356225084073,0,54,null,null,null,null,111.20814,25.395783774915923,85.812356225084073,99,99,39.6,39.6,null,39.6,0,54,54,54,54,54,54,54,54,54,54,54,54,54,54,49.174828015913405,33.228638203756901,7.9200000000000008,54,54,54,54,54,54,54,54,54,54,54,54,54,54,54,41.148638203756889,15.840000000000002,54,54,54,54,54,54,54,54,54,54,54,54,54,54,54,49.068638203756905,23.76,54,54,54,54,54,54,54,54,54,54,54,54,54,54,54,54,31.680000000000003,54,54,54,54,54,54,54,54,54,54,54,54,54,54,54,54,39.6,54,54,54,54,54,54,54,54,54,54,54,54,54,54,54,54,54,54,54,54,54,54,0,null,0,0,null,null,"nej","nej",2.2749999999999999,0,0,null,0,null,54,0,"stiger","---","---","-","-",0,85.812356225084073,0,0,0,0,4.3790001122093019,null,null,null,null,null,null,null,null,null,null,null,null,null,null,0,{"$f":"INDEX(ID!$K$153:$K$176,D2495+1)*INDEX(ID!$K$180:$K$191,$B2495)","v":1},{"$f":"INDEX(ID!$L$153:$L$176,D2495+1)*INDEX(ID!$K$180:$K$191,$B2495)","v":1},0,0,{"$f":"ID!K2703","v":0.18724000000000002},2.2225795753424658,0,{"$f":"ID!I2703","v":1.2},null,null,0,-85.812356225084073,0,{"$f":"IF(elsalgtype=1,HK2495*(GO2495)*Elprissalg,IF(elsalgtype=2,ID!J2703,\"elsalgtype ikke defineret\"))","v":63.501143606562216},null,null,null,5925,6385,6512,6299,4911,5738,6029,6008,5675,4150,5593,5752,5615,5186,3556,5132,4857,4335,3588,1624,5132,4857,4335,3588,1624]
[2577,4,18,8,108,16,0.66500000000000004,3.08,6.8,{"$f":"IF(ID!$W$4=2,0,FBR!P2587+FBR!Q2587)","v":20.670986793536215},{"$f":"IF(ID!$W$4=2,0,FBR!R2587+FBR!S2587)","v":0},{"$f":"ID!H2795","v":1},{"$f":"IF(ID!$Y$4=1,J2587+K2587,IF(ID!$Y$4=2,model!L2587,\"error\"))","v":20.670986793536215},null,154.6,140.9,139.6,164.6,164.6,164.6,{"$f":"(1-ID!$AB$64)*O2587*PV1W/1000000","v":20.561799999999995},{"$f":"(1-ID!$AB$65)*P2587*PV2W/1000000","v":8.5667200000000001},{"$f":"(1-ID!$AB$66)*Q2587*PV3W/1000000","v":0},{"$f":"(1-ID!$AB$67)*R2587*PV4W/1000000","v":0},{"$f":"(1-ID!$AB$68)*S2587*PV5W/1000000","v":0},{"$f":"(1-ID!$AB$69)*T2587*PV6W/1000000","v":0},null,null,null,null,null,null,null,null,null,{"$f":"ID!L2795","v":0},{"$f":"IF(ID!$K$70=\"ja\",AJ2587,SUM(U2587:Z2587))","v":29.128519999999995},null,6.666666666666667,0,6.666666666666667,null,20.670986793536215,0,6,0,0,6.666666666666667,0,0,8.4575332064637792,8.4575332064637792,15.124199873130447,null,null,null,null,29.128519999999995,20.670986793536215,8.4575332064637792,99,99,39.6,39.6,null,39.6,0,15.124199873130447,54,54,54,54,54,54,54,54,54,54,54,54,45.325928004046702,18.748944983785854,6,7.9200000000000008,23.044199873130445,54,54,54,54,54,54,54,54,54,54,54,54,53.245928004046704,26.668944983785853,6,15.840000000000002,30.964199873130447,54,54,54,54,54,54,54,54,54,54,54,54,54,34.588944983785851,10.964960076887323,23.76,38.884199873130449,54,54,54,54,54,54,54,54,54,54,54,54,54,42.508944983785852,18.884960076887324,31.680000000000003,46.80419987313045,54,54,54,54,54,54,54,54,54,54,54,54,54,50.428944983785854,26.804960076887326,39.6,54,54,54,54,54,54,54,54,54,54,54,54,54,54,54,34.724960076887321,54,54,54,54,54,54,0,null,0,0,null,null,"nej","nej",2.2749999999999999,0,0,null,0,null,15.124199873130447,40.000000000000007,"stiger","---","cyclus","-",14.095888677439632,0,0,0,0,0,8.4575332064637792,1.4091499496825395,null,null,null,null,null,null,null,null,null,null,null,null,null,null,0,{"$f":"INDEX(ID!$K$153:$K$176,D2587+1)*INDEX(ID!$K$180:$K$191,$B2587)","v":1},{"$f":"INDEX(ID!$L$153:$L$176,D2587+1)*INDEX(ID!$K$180:$K$191,$B2587)","v":1},0,0,{"$f":"ID!K2795","v":0.18074999999999999},2.2160895753424659,0,{"$f":"ID!I2795","v":1.2},null,null,0,0,0,{"$f":"IF(elsalgtype=1,HK2587*(GO2587)*Elprissalg,IF(elsalgtype=2,ID!J2795,\"elsalgtype ikke defineret\"))","v":0},null,null,null,1646,1592,1490,1344,981.5,1616,1535,1409,1258,927.5,1666,1632,1546,1413,1060,1595,1499,1396,1258,927.5,1595,1499,1396,1258,927.5]
[2622,4,20,5,110,16,0,1.03,7.4,{"$f":"IF(ID!$W$4=2,0,FBR!P2632+FBR!Q2632)","v":15.94618981215651},{"$f":"IF(ID!$W$4=2,0,FBR!R2632+FBR!S2632)","v":0},{"$f":"ID!H2840","v":1},{"$f":"IF(ID!$Y$4=1,J2632+K2632,IF(ID!$Y$4=2,model!L2632,\"error\"))","v":15.94618981215651},null,14.559999999999999,14.55,14.55,16.57,16.57,16.57,{"$f":"(1-ID!$AB$64)*O2632*PV1W/1000000","v":1.9364799999999998},{"$f":"(1-ID!$AB$65)*P2632*PV2W/1000000","v":0.88463999999999998},{"$f":"(1-ID!$AB$66)*Q2632*PV3W/1000000","v":0},{"$f":"(1-ID!$AB$67)*R2632*PV4W/1000000","v":0},{"$f":"(1-ID!$AB$68)*S2632*PV5W/1000000","v":0},{"$f":"(1-ID!$AB$69)*T2632*PV6W/1000000","v":0},null,null,null,null,null,null,null,null,null,{"$f":"ID!L2840","v":0},{"$f":"IF(ID!$K$70=\"ja\",AJ2632,SUM(U2632:Z2632))","v":2.8211199999999996},null,6.6666666666666661,0,6.6666666666666661,null,2.8211199999999996,13.125069812156511,6,0,0,6.6666666666666661,13.125069812156511,13.125069812156511,0,0,6.6666666666666661,null,null,null,null,2.8211199999999996,15.94618981215651,-13.125069812156511,99,85.874930187843489,39.6,39.6,null,39.6,0,6,6,19.628489871489897,54,54,54,54,54,54,54,54,54,54,54,54,54,7.9200000000000008,6,6,27.548489871489899,54,54,54,54,54,54,54,54,54,54,54,54,54,15.840000000000002,9.3815968545101569,6,35.468489871489901,54,54,54,54,54,54,54,54,54,54,54,54,54,23.76,17.301596854510159,13.374837797008723,43.388489871489902,54,54,54,54,54,54,54,54,54,54,54,54,54,31.680000000000003,25.22159685451016,21.294837797008725,51.308489871489904,54,54,54,54,54,54,54,54,54,54,54,54,54,39.6,33.141596854510155,29.21483779700872,54,54,54,54,54,54,54,54,54,54,54,54,54,54,54,54,54,54,54,54,0,null,0,0,null,null,"nej","nej",2.2749999999999999,0,0,null,0,null,6.6666666666666661,0,"falder","---","---","-","-",0,0,0,0,0,0,0.1769149893004115,null,null,null,null,null,null,null,null,null,null,null,null,null,null,13.125069812156511,{"$f":"INDEX(ID!$K$153:$K$176,D2632+1)*INDEX(ID!$K$180:$K$191,$B2632)","v":1},{"$f":"INDEX(ID!$L$153:$L$176,D2632+1)*INDEX(ID!$K$180:$K$191,$B2632)","v":1},29.859533822656061,29.859533822656061,{"$f":"ID!K2840","v":0.14856999999999998},2.1839095753424655,28.663965639806939,{"$f":"ID!I2840","v":1.2},null,null,29.859533822656061,13.125069812156511,3.780020105901075,{"$f":"IF(elsalgtype=1,HK2632*(GO2632)*Elprissalg,IF(elsalgtype=2,ID!J2840,\"elsalgtype ikke defineret\"))","v":0},null,null,null,165.7,158.30000000000001,145.5,128.5,88.3,165.7,158.30000000000001,145.5,128.5,88.3,165.8,158.30000000000001,145.6,128.5,88.36,165.7,158.30000000000001,145.5,128.5,88.3,165.7,158.30000000000001,145.5,128.5,88.3]
[{"$f":"A2699+1","v":2690},4,23,1,113,17,0,3.08,5.8,{"$f":"IF(ID!$W$4=2,0,FBR!P2700+FBR!Q2700)","v":17.717988680173899},{"$f":"IF(ID!$W$4=2,0,FBR!R2700+FBR!S2700)","v":0},{"$f":"ID!H2908","v":1},{"$f":"IF(ID!$Y$4=1,J2700+K2700,IF(ID!$Y$4=2,model!L2700,\"error\"))","v":17.717988680173899},null,0,0,0,0,0,0,{"$f":"(1-ID!$AB$64)*O2700*PV1W/1000000","v":0},{"$f":"(1-ID!$AB$65)*P2700*PV2W/1000000","v":0},{"$f":"(1-ID!$AB$66)*Q2700*PV3W/1000000","v":0},{"$f":"(1-ID!$AB$67)*R2700*PV4W/1000000","v":0},{"$f":"(1-ID!$AB$68)*S2700*PV5W/1000000","v":0},{"$f":"(1-ID!$AB$69)*T2700*PV6W/1000000","v":0},null,null,null,null,null,null,null,null,null,{"$f":"ID!L2908","v":0},{"$f":"IF(ID!$K$70=\"ja\",AJ2700,SUM(U2700:Z2700))","v":0},null,{"$f":"GG2699","v":6.6666666666669245},0,{"$f":"AM2700-AN2700","v":6.6666666666669245},null,{"$f":"MIN(AK2700,M2700)","v":0},{"$f":"M2700-AQ2700","v":17.717988680173899},6.0000000000002318,2.3181456754173269E-13,{"$f":"(1-effbatteri)*AT2700","v":2.3181456754173264E-14},6.6666666666666696,{"$f":"M2700-AT2700-AQ2700","v":17.717988680173669},17.717988680173669,{"$f":"AK2700-AQ2700","v":0},0,{"$f":"AV2700+AZ2700","v":6.6666666666666696},null,null,null,null,0,17.717988680173899,-17.717988680173899,99,{"$f":"BI2700-AX2700","v":81.282011319826324},39.6,{"$f":"MIN(BJ2700,BK2700)","v":39.6},null,{"$f":"BL2700","v":39.6},{"$f":"BN2700*BO2699","v":0},6,6,6,6,6,6,6,6,29.698997677084442,54,54,54,54,54,54,54,{"$f":"BN2700*CF$10","v":7.9200000000000008},6,6,6,6,6,6,6,6,37.618997677084444,54,54,54,54,54,54,54,{"$f":"BN2700*CW$10","v":15.840000000000002},6,6,6,6,6,6,6,6,45.538997677084446,54,54,54,54,54,54,54,{"$f":"BN2700*DN$10","v":23.76},12.708677986493026,6,6,6,6,6,6,6.3910433386380454,53.45899767708444,54,54,54,54,54,54,54,31.680000000000003,20.628677986493027,6,6,6,6,6,6,14.311043338638047,54,54,54,54,54,54,54,54,39.6,28.548677986493029,12.011888551664057,6,6,6,6,6,22.231043338638049,54,54,54,54,54,54,54,54,{"$f":"MAX(BP2700:CE2700)","v":54},{"$f":"MAX(CG2700:CV2700)","v":54},{"$f":"MAX(CX2700:DM2700)","v":54},{"$f":"MAX(DO2700:ED2700)","v":54},{"$f":"MAX(EF2700:EU2700)","v":54},{"$f":"MAX(EW2700:FL2700)","v":54},0,null,0,0,null,null,"nej","nej",2.2749999999999999,0,0,null,0,null,6.6666666666666696,{"$f":"ABS((GG2701-GG2700)/Maxbatteri)*100","v":4.4408920985006262E-15},"falder","---","---","-","-",0,0,0,0,0,-2.5499602429590597E-13,0,null,null,null,null,null,null,null,null,null,null,null,null,null,null,17.717988680173669,{"$f":"INDEX(ID!$K$153:$K$176,D2700+1)*INDEX(ID!$K$180:$K$191,$B2700)","v":1},{"$f":"INDEX(ID!$L$153:$L$176,D2700+1)*INDEX(ID!$K$180:$K$191,$B2700)","v":1},40.308424247395095,{"$f":"HL2700","v":40.308424247395095},{"$f":"ID!K2908","v":0.1479},2.1832395753424656,{"$f":"HI2700*HO2700","v":38.682614082024976},{"$f":"ID!I2908","v":1.2},null,null,40.308424247395095,17.717988680173669,5.1027807398900169,{"$f":"IF(elsalgtype=1,HK2700*(GO2700)*Elprissalg,IF(elsalgtype=2,ID!J2908,\"elsalgtype ikke defineret\"))","v":0},null,null,null,0,0,0,0,0,0,0,0,0,0,0,0,0,0,0,0,0,0,0,0,0,0,0,0,0]
[2771,4,26,10,116,17,0.70099999999999996,3.6,8.3000000000000007,{"$f":"IF(ID!$W$4=2,0,FBR!P2781+FBR!Q2781)","v":23.623984906898531},{"$f":"IF(ID!$W$4=2,0,FBR!R2781+FBR!S2781)","v":0},{"$f":"ID!H2989","v":1},{"$f":"IF(ID!$Y$4=1,J2781+K2781,IF(ID!$Y$4=2,model!L2781,\"error\"))","v":23.623984906898531},null,343.7,309.10000000000002,276.3,357.3,357.3,357.3,{"$f":"(1-ID!$AB$64)*O2781*PV1W/1000000","v":45.7121},{"$f":"(1-ID!$AB$65)*P2781*PV2W/1000000","v":18.793279999999999},{"$f":"(1-ID!$AB$66)*Q2781*PV3W/1000000","v":0},{"$f":"(1-ID!$AB$67)*R2781*PV4W/1000000","v":0},{"$f":"(1-ID!$AB$68)*S2781*PV5W/1000000","v":0},{"$f":"(1-ID!$AB$69)*T2781*PV6W/1000000","v":0},null,null,null,null,null,null,null,null,null,{"$f":"ID!L2989","v":0},{"$f":"IF(ID!$K$70=\"ja\",AJ2781,SUM(U2781:Z2781))","v":64.505380000000002},null,45.802106286058006,0,45.802106286058006,null,23.623984906898531,0,41.221895657452208,0,0,45.802106286058006,0,0,40.881395093101474,8.1978937139419941,54,null,null,null,null,64.505380000000002,23.623984906898531,40.881395093101474,99,99,39.6,39.6,null,39.6,0,54,54,54,54,54,54,54,54,54,54,54,51.709394078527858,25.13241105826701,6,6,6,7.9200000000000008,54,54,54,54,54,54,54,54,54,54,54,54,33.052411058267012,9.4284261513684839,6,6,15.840000000000002,54,54,54,54,54,54,54,54,54,54,54,54,40.972411058267014,17.348426151368486,6,6,23.76,54,54,54,54,54,54,54,54,54,54,54,54,48.892411058267015,25.268426151368487,6,6,31.680000000000003,54,54,54,54,54,54,54,54,54,54,54,54,54,33.188426151368489,12.517439357832274,6,39.6,54,54,54,54,54,54,54,54,54,54,54,54,54,41.108426151368477,20.437439357832261,6,54,54,54,54,54,54,0,null,0,0,null,null,"nej","nej",2.2749999999999999,0,0,null,0,null,54,0,"stiger","---","---","-","-",0,32.68350137915948,0,0,0,8.1978937139419941,2.7305037763194444,null,null,null,null,null,null,null,null,null,null,null,null,null,null,0,{"$f":"INDEX(ID!$K$153:$K$176,D2781+1)*INDEX(ID!$K$180:$K$191,$B2781)","v":1},{"$f":"INDEX(ID!$L$153:$L$176,D2781+1)*INDEX(ID!$K$180:$K$191,$B2781)","v":1},0,0,{"$f":"ID!K2989","v":0.23949999999999999},2.2748395753424657,0,{"$f":"ID!I2989","v":1.2},null,null,0,-32.68350137915948,0,{"$f":"IF(elsalgtype=1,HK2781*(GO2781)*Elprissalg,IF(elsalgtype=2,ID!J2989,\"elsalgtype ikke defineret\"))","v":24.185791020578016},null,null,null,3573,3534,3370,3090,2283,3471,3338,3091,2746,1881,3597,3581,3437,3173,2380,3352,3107,2763,2376,1796,3352,3107,2763,2376,1796]
[2885,5,1,4,121,18,3.2000000000000001E-2,1.54,2,{"$f":"IF(ID!$W$4=2,0,FBR!P2895+FBR!Q2895)","v":15.94618981215651},{"$f":"IF(ID!$W$4=2,0,FBR!R2895+FBR!S2895)","v":0},{"$f":"ID!H3103","v":1},{"$f":"IF(ID!$Y$4=1,J2895+K2895,IF(ID!$Y$4=2,model!L2895,\"error\"))","v":15.94618981215651},null,0,0,0,0,0,0,{"$f":"(1-ID!$AB$64)*O2895*PV1W/1000000","v":0},{"$f":"(1-ID!$AB$65)*P2895*PV2W/1000000","v":0},{"$f":"(1-ID!$AB$66)*Q2895*PV3W/1000000","v":0},{"$f":"(1-ID!$AB$67)*R2895*PV4W/1000000","v":0},{"$f":"(1-ID!$AB$68)*S2895*PV5W/1000000","v":0},{"$f":"(1-ID!$AB$69)*T2895*PV6W/1000000","v":0},null,null,null,null,null,null,null,null,null,{"$f":"ID!L3103","v":0},{"$f":"IF(ID!$K$70=\"ja\",AJ2895,SUM(U2895:Z2895))","v":0},null,6.666666666666667,0,6.666666666666667,null,0,15.94618981215651,6,0,0,6.666666666666667,15.94618981215651,15.94618981215651,0,0,6.666666666666667,null,null,null,null,0,15.94618981215651,-15.94618981215651,99,83.053810187843496,39.6,39.6,null,39.6,0,6,15.239879042353646,54,54,54,54,54,54,54,54,54,54,54,54,54,54,7.9200000000000008,6,23.159879042353648,54,54,54,54,54,54,54,54,54,54,54,54,54,54,15.840000000000002,6.5604768545101582,31.079879042353646,54,54,54,54,54,54,54,54,54,54,54,54,54,54,23.76,14.48047685451016,38.999879042353648,54,54,54,54,54,54,54,54,54,54,54,54,54,54,31.680000000000003,22.40047685451016,46.919879042353649,54,54,54,54,54,54,54,54,54,54,54,54,54,54,39.6,30.320476854510154,54,54,54,54,54,54,54,54,54,54,54,54,54,54,54,54,54,54,54,54,54,0,null,0,0,null,null,"nej","nej",2.2749999999999999,0,0,null,0,null,6.666666666666667,40,"falder","---","---","-","-",0,0,0,0,0,0,0,null,null,null,null,null,null,null,null,null,null,null,null,null,null,15.94618981215651,{"$f":"INDEX(ID!$K$153:$K$176,D2895+1)*INDEX(ID!$K$180:$K$191,$B2895)","v":1},{"$f":"INDEX(ID!$L$153:$L$176,D2895+1)*INDEX(ID!$K$180:$K$191,$B2895)","v":1},36.27758182265606,36.27758182265606,{"$f":"ID!K3103","v":0.15725999999999998},2.1925995753424656,34.963609010464715,{"$f":"ID!I3103","v":1.2},null,null,36.27758182265606,15.94618981215651,4.5925026659010744,{"$f":"IF(elsalgtype=1,HK2895*(GO2895)*Elprissalg,IF(elsalgtype=2,ID!J3103,\"elsalgtype ikke defineret\"))","v":0},null,null,null,0,0,0,0,0,0,0,0,0,0,0,0,0,0,0,0,0,0,0,0,0,0,0,0,0]
[2919,5,2,14,122,18,0.71099999999999997,3.08,18,{"$f":"IF(ID!$W$4=2,0,FBR!P2929+FBR!Q2929)","v":27.758182265605775},{"$f":"IF(ID!$W$4=2,0,FBR!R2929+FBR!S2929)","v":0},{"$f":"ID!H3137","v":1},{"$f":"IF(ID!$Y$4=1,J2929+K2929,IF(ID!$Y$4=2,model!L2929,\"error\"))","v":27.758182265605775},null,55.379999999999995,56.35,56.120000000000005,62.7,62.7,62.7,{"$f":"(1-ID!$AB$64)*O2929*PV1W/1000000","v":7.3655399999999984},{"$f":"(1-ID!$AB$65)*P2929*PV2W/1000000","v":3.4260799999999998},{"$f":"(1-ID!$AB$66)*Q2929*PV3W/1000000","v":0},{"$f":"(1-ID!$AB$67)*R2929*PV4W/1000000","v":0},{"$f":"(1-ID!$AB$68)*S2929*PV5W/1000000","v":0},{"$f":"(1-ID!$AB$69)*T2929*PV6W/1000000","v":0},null,null,null,null,null,null,null,null,null,{"$f":"ID!L3137","v":0},{"$f":"IF(ID!$K$70=\"ja\",AJ2929,SUM(U2929:Z2929))","v":10.791619999999998},null,54,0,54,null,10.791619999999998,16.966562265605777,48.6,16.966562265605777,1.6966562265605774,35.336781507833649,0,0,0,0,35.336781507833649,null,null,null,null,10.791619999999998,27.758182265605775,-16.966562265605777,99,99,39.6,39.6,null,39.6,0,37.033437734394226,49.93425660077105,27.239020599130498,6,6,6,6,6,6,6,6,6,6,6,6,6,7.9200000000000008,44.953437734394228,54,35.1590205991305,6,6,6,6,6,6,6,6,6,6,6,6,6,15.840000000000002,52.87343773439423,54,43.079020599130502,8.640155993437773,6,6,6,6,6,6,6,6,6,6,6,6,23.76,54,54,50.999020599130503,16.560155993437775,6,6,6,6,6,6,6,6,6,6,6,6,31.680000000000003,54,54,54,24.480155993437776,6,6,6,6,6,6,6,6,6,6,6,6,39.6,54,54,54,32.400155993437764,6,6,6,6,6,6,6,6,6,6,6,6,49.93425660077105,54,54,54,54,54,0,null,0,0,null,null,"nej","nej",2.2749999999999999,0,0,null,0,null,35.336781507833649,21.501364777294707,"falder","cyclus","---",20.078612036292707,"-",0,0,0,0,0,-18.663218492166354,0.38877257511820323,null,null,null,null,null,null,null,null,null,null,null,null,null,null,0,{"$f":"INDEX(ID!$K$153:$K$176,D2929+1)*INDEX(ID!$K$180:$K$191,$B2929)","v":1},{"$f":"INDEX(ID!$L$153:$L$176,D2929+1)*INDEX(ID!$K$180:$K$191,$B2929)","v":1},0,0,{"$f":"ID!K3137","v":0.22668000000000002},2.2620195753424657,0,{"$f":"ID!I3137","v":1.2},null,null,0,0,0,{"$f":"IF(elsalgtype=1,HK2929*(GO2929)*Elprissalg,IF(elsalgtype=2,ID!J3137,\"elsalgtype ikke defineret\"))","v":0},null,null,null,627,603,560.4,502.2,361.8,628.20000000000005,605.20000000000005,563.5,506,366.1,624.6,598.29999999999995,553.79999999999995,494.1,354.2,627.29999999999995,603.6,561.20000000000005,503.2,362.9,627.29999999999995,603.6,561.20000000000005,503.2,362.9]
[2965,5,4,12,124,18,0.89500000000000002,10.28,23.2,{"$f":"IF(ID!$W$4=2,0,FBR!P2975+FBR!Q2975)","v":25.395783774915923},{"$f":"IF(ID!$W$4=2,0,FBR!R2975+FBR!S2975)","v":0},{"$f":"ID!H3183","v":1},{"$f":"IF(ID!$Y$4=1,J2975+K2975,IF(ID!$Y$4=2,model!L2975,\"error\"))","v":25.395783774915923},null,565.79999999999995,610.29999999999995,469,618.4,618.4,618.4,{"$f":"(1-ID!$AB$64)*O2975*PV1W/1000000","v":75.25139999999999},{"$f":"(1-ID!$AB$65)*P2975*PV2W/1000000","v":37.10624},{"$f":"(1-ID!$AB$66)*Q2975*PV3W/1000000","v":0},{"$f":"(1-ID!$AB$67)*R2975*PV4W/1000000","v":0},{"$f":"(1-ID!$AB$68)*S2975*PV5W/1000000","v":0},{"$f":"(1-ID!$AB$69)*T2975*PV6W/1000000","v":0},null,null,null,null,null,null,null,null,null,{"$f":"ID!L3183","v":0},{"$f":"IF(ID!$K$70=\"ja\",AJ2975,SUM(U2975:Z2975))","v":112.35763999999999},null,54,0,54,null,25.395783774915923,0,48.6,0,0,54,0,0,86.961856225084063,0,54,null,null,null,null,112.35763999999999,25.395783774915923,86.961856225084063,99,99,39.6,39.6,null,39.6,0,54,54,54,54,54,54,54,54,54,54,54,54,54,54,54,49.46263720375687,7.9200000000000008,54,54,54,54,54,54,54,54,54,54,54,54,54,54,54,54,15.840000000000002,54,54,54,54,54,54,54,54,54,54,54,54,54,54,54,54,23.76,54,54,54,54,54,54,54,54,54,54,54,54,54,54,54,54,31.680000000000003,54,54,54,54,54,54,54,54,54,54,54,54,54,54,54,54,39.6,54,54,54,54,54,54,54,54,54,54,54,54,54,54,54,54,54,54,54,54,54,54,0,null,0,0,null,null,"nej","nej",2.2749999999999999,0,0,null,0,null,54,0,"stiger","---","---","-","-",0,86.961856225084063,0,0,0,0,4.4242635311369503,null,null,null,null,null,null,null,null,null,null,null,null,null,null,0,{"$f":"INDEX(ID!$K$153:$K$176,D2975+1)*INDEX(ID!$K$180:$K$191,$B2975)","v":1},{"$f":"INDEX(ID!$L$153:$L$176,D2975+1)*INDEX(ID!$K$180:$K$191,$B2975)","v":1},0,0,{"$f":"ID!K3183","v":0.22547},2.2608095753424657,0,{"$f":"ID!I3183","v":1.2},null,null,0,-86.961856225084063,0,{"$f":"IF(elsalgtype=1,HK2975*(GO2975)*Elprissalg,IF(elsalgtype=2,ID!J3183,\"elsalgtype ikke defineret\"))","v":64.351773606562205},null,null,null,6184,6500,6485,6136,4510,6043,6231,6103,5659,3926,5881,5919,5658,5103,3246,5534,5246,4690,3890,1771,5534,5246,4690,3890,1771]
[3068,5,8,19,128,19,0,2.06,9.3000000000000007,{"$f":"IF(ID!$W$4=2,0,FBR!P3078+FBR!Q3078)","v":35.435977360347799},{"$f":"IF(ID!$W$4=2,0,FBR!R3078+FBR!S3078)","v":0},{"$f":"ID!H3286","v":1},{"$f":"IF(ID!$Y$4=1,J3078+K3078,IF(ID!$Y$4=2,model!L3078,\"error\"))","v":35.435977360347799},null,12.129999999999999,16.82,25,13.8,13.8,13.8,{"$f":"(1-ID!$AB$64)*O3078*PV1W/1000000","v":1.6132899999999997},{"$f":"(1-ID!$AB$65)*P3078*PV2W/1000000","v":1.022656},{"$f":"(1-ID!$AB$66)*Q3078*PV3W/1000000","v":0},{"$f":"(1-ID!$AB$67)*R3078*PV4W/1000000","v":0},{"$f":"(1-ID!$AB$68)*S3078*PV5W/1000000","v":0},{"$f":"(1-ID!$AB$69)*T3078*PV6W/1000000","v":0},null,null,null,null,null,null,null,null,null,{"$f":"ID!L3286","v":0},{"$f":"IF(ID!$K$70=\"ja\",AJ3078,SUM(U3078:Z3078))","v":2.6359459999999997},null,29.520410712656869,0,29.520410712656869,null,2.6359459999999997,32.800031360347802,26.568369641391183,20.568369641391183,2.056836964139118,6.8952041071265686,12.231661718956616,12.231661718956616,0,0,6.8952041071265686,null,null,null,null,2.6359459999999997,35.435977360347799,-32.800031360347802,99,86.768338281043384,39.6,39.6,null,39.6,0,6,6,6,6,6,6,6,6,6,6,6,6,6,6,10.897541506767226,54,7.9200000000000008,6,6,6,6,6,6,6,6,6,6,6,6,6,6,18.817541506767228,54,15.840000000000002,12.56037935230907,6,6,6,6,6,6,6,6,6,6,6,6,6,26.737541506767229,54,23.76,20.480379352309072,6,6,6,6,6,6,6,6,6,6,6,6,6,34.657541506767231,54,31.680000000000003,28.400379352309074,6,6,6,6,6,6,6,6,6,6,6,6,6,42.577541506767233,54,39.6,36.320379352309075,6,6,6,6,6,6,6,6,6,6,6,6,6,50.497541506767234,54,54,54,54,54,54,54,0,null,0,0,null,null,"nej","nej",2.2749999999999999,0,0,null,0,null,6.8952041071265686,0.37708677675883856,"falder","---","---","-","-",0,0,0,0,0,-22.625206605530302,7.4386152050925913E-2,null,null,null,null,null,null,null,null,null,null,null,null,null,null,12.231661718956616,{"$f":"INDEX(ID!$K$153:$K$176,D3078+1)*INDEX(ID!$K$180:$K$191,$B3078)","v":1},{"$f":"INDEX(ID!$L$153:$L$176,D3078+1)*INDEX(ID!$K$180:$K$191,$B3078)","v":1},27.8270304106263,27.8270304106263,{"$f":"ID!K3286","v":0.29855999999999999},2.3338995753424658,28.547470091605543,{"$f":"ID!I3286","v":1.2},null,null,27.8270304106263,12.231661718956616,3.5227185750595056,{"$f":"IF(elsalgtype=1,HK3078*(GO3078)*Elprissalg,IF(elsalgtype=2,ID!J3286,\"elsalgtype ikke defineret\"))","v":0},null,null,null,138,131.80000000000001,121.3,107.2,74.010000000000005,158.69999999999999,167.2,168.2,161.69999999999999,130.19999999999999,138,131.80000000000001,121.3,107.2,74.010000000000005,188.3,224.8,250,262,244.8,188.3,224.8,250,262,244.8]
[3148,5,12,3,132,19,0,5.14,7.6,{"$f":"IF(ID!$W$4=2,0,FBR!P3158+FBR!Q3158)","v":15.94618981215651},{"$f":"IF(ID!$W$4=2,0,FBR!R3158+FBR!S3158)","v":0},{"$f":"ID!H3366","v":1},{"$f":"IF(ID!$Y$4=1,J3158+K3158,IF(ID!$Y$4=2,model!L3158,\"error\"))","v":15.94618981215651},null,0,0,0,0,0,0,{"$f":"(1-ID!$AB$64)*O3158*PV1W/1000000","v":0},{"$f":"(1-ID!$AB$65)*P3158*PV2W/1000000","v":0},{"$f":"(1-ID!$AB$66)*Q3158*PV3W/1000000","v":0},{"$f":"(1-ID!$AB$67)*R3158*PV4W/1000000","v":0},{"$f":"(1-ID!$AB$68)*S3158*PV5W/1000000","v":0},{"$f":"(1-ID!$AB$69)*T3158*PV6W/1000000","v":0},null,null,null,null,null,null,null,null,null,{"$f":"ID!L3366","v":0},{"$f":"IF(ID!$K$70=\"ja\",AJ3158,SUM(U3158:Z3158))","v":0},null,6.6666666666666687,0,6.6666666666666687,null,0,15.94618981215651,6.0000000000000018,1.7763568394002505E-15,1.7763568394002501E-16,6.666666666666667,15.946189812156508,15.946189812156508,0,0,6.666666666666667,null,null,null,null,0,15.94618981215651,-15.94618981215651,99,83.053810187843496,39.6,39.6,null,39.6,0,6,6,6,6,24.480404047176869,54,54,54,54,54,54,54,54,54,54,54,7.9200000000000008,6,6,6,6,32.40040404717687,54,54,54,54,54,54,54,54,54,54,54,15.840000000000002,6.5604768545101617,6,6,9.2419919726956952,40.320404047176872,54,54,54,54,54,54,54,54,54,54,54,23.76,14.48047685451016,6,6,17.161991972695695,48.240404047176867,54,54,54,54,54,54,54,54,54,54,54,31.680000000000003,22.40047685451016,7.7103048423536507,6,25.081991972695693,54,54,54,54,54,54,54,54,54,54,54,54,39.6,30.320476854510162,15.630304842353652,7.7282970301971403,33.001991972695691,54,54,54,54,54,54,54,54,54,54,54,54,54,54,54,54,54,54,0,null,0,0,null,null,"nej","nej",2.2749999999999999,0,0,null,0,null,6.666666666666667,0,"falder","---","---","-","-",0,0,0,0,0,-1.9539925233402757E-15,0,null,null,null,null,null,null,null,null,null,null,null,null,null,null,15.946189812156508,{"$f":"INDEX(ID!$K$153:$K$176,D3158+1)*INDEX(ID!$K$180:$K$191,$B3158)","v":1},{"$f":"INDEX(ID!$L$153:$L$176,D3158+1)*INDEX(ID!$K$180:$K$191,$B3158)","v":1},36.277581822656053,36.277581822656053,{"$f":"ID!K3366","v":0.22181999999999999},2.2571595753424658,35.993095024737535,{"$f":"ID!I3366","v":1.2},null,null,36.277581822656053,15.946189812156508,4.5925026659010744,{"$f":"IF(elsalgtype=1,HK3158*(GO3158)*Elprissalg,IF(elsalgtype=2,ID!J3366,\"elsalgtype ikke defineret\"))","v":0},null,null,null,0,0,0,0,0,0,0,0,0,0,0,0,0,0,0,0,0,0,0,0,0,0,0,0,0]
[3228,5,15,11,135,20,0.47099999999999997,6.68,12,{"$f":"IF(ID!$W$4=2,0,FBR!P3238+FBR!Q3238)","v":24.805184152243459},{"$f":"IF(ID!$W$4=2,0,FBR!R3238+FBR!S3238)","v":0},{"$f":"ID!H3446","v":1},{"$f":"IF(ID!$Y$4=1,J3238+K3238,IF(ID!$Y$4=2,model!L3238,\"error\"))","v":24.805184152243459},null,579.1,519.29999999999995,387.3,588.1,588.1,588.1,{"$f":"(1-ID!$AB$64)*O3238*PV1W/1000000","v":77.020300000000006},{"$f":"(1-ID!$AB$65)*P3238*PV2W/1000000","v":31.573439999999998},{"$f":"(1-ID!$AB$66)*Q3238*PV3W/1000000","v":0},{"$f":"(1-ID!$AB$67)*R3238*PV4W/1000000","v":0},{"$f":"(1-ID!$AB$68)*S3238*PV5W/1000000","v":0},{"$f":"(1-ID!$AB$69)*T3238*PV6W/1000000","v":0},null,null,null,null,null,null,null,null,null,{"$f":"ID!L3446","v":0},{"$f":"IF(ID!$K$70=\"ja\",AJ3238,SUM(U3238:Z3238))","v":108.59374},null,54,0,54,null,24.805184152243459,0,48.6,0,0,54,0,0,83.788555847756541,0,54,null,null,null,null,108.59374,24.805184152243459,83.788555847756541,99,99,39.6,39.6,null,39.6,0,54,54,54,54,54,54,54,54,54,54,54,54,54,54,54,54,7.9200000000000008,54,54,54,54,54,54,54,54,54,54,54,54,54,54,54,54,15.840000000000002,54,54,54,54,54,54,54,54,54,54,54,54,54,54,54,54,23.76,54,54,54,54,54,54,54,54,54,54,54,54,54,54,54,54,31.680000000000003,54,54,54,54,54,54,54,54,54,54,54,54,54,54,54,54,39.6,54,54,54,54,54,54,54,54,54,54,54,54,54,54,54,54,54,54,54,54,54,54,0,null,0,0,null,null,"nej","nej",2.2749999999999999,0,0,null,0,null,54,0,"stiger","---","---","-","-",0,83.788555847756541,0,0,0,0,4.3778646968915345,null,null,null,null,null,null,null,null,null,null,null,null,null,null,0,{"$f":"INDEX(ID!$K$153:$K$176,D3238+1)*INDEX(ID!$K$180:$K$191,$B3238)","v":1},{"$f":"INDEX(ID!$L$153:$L$176,D3238+1)*INDEX(ID!$K$180:$K$191,$B3238)","v":1},0,0,{"$f":"ID!K3446","v":0.36425000000000002},2.3995895753424659,0,{"$f":"ID!I3446","v":1.2},null,null,0,-83.788555847756541,0,{"$f":"IF(elsalgtype=1,HK3238*(GO3238)*Elprissalg,IF(elsalgtype=2,ID!J3446,\"elsalgtype ikke defineret\"))","v":62.003531327339843},null,null,null,5881,6071,5966,5566,3982,5600,5529,5193,4601,2810,5817,5948,5791,5348,3717,5132,4614,3873,2949,1651,5132,4614,3873,2949,1651]
[3262,5,16,21,136,20,0,7.71,6.7,{"$f":"IF(ID!$W$4=2,0,FBR!P3272+FBR!Q3272)","v":29.529981133623163},{"$f":"IF(ID!$W$4=2,0,FBR!R3272+FBR!S3272)","v":0},{"$f":"ID!H3480","v":1},{"$f":"IF(ID!$Y$4=1,J3272+K3272,IF(ID!$Y$4=2,model!L3272,\"error\"))","v":29.529981133623163},null,0,0,0,0,0,0,{"$f":"(1-ID!$AB$64)*O3272*PV1W/1000000","v":0},{"$f":"(1-ID!$AB$65)*P3272*PV2W/1000000","v":0},{"$f":"(1-ID!$AB$66)*Q3272*PV3W/1000000","v":0},{"$f":"(1-ID!$AB$67)*R3272*PV4W/1000000","v":0},{"$f":"(1-ID!$AB$68)*S3272*PV5W/1000000","v":0},{"$f":"(1-ID!$AB$69)*T3272*PV6W/1000000","v":0},null,null,null,null,null,null,null,null,null,{"$f":"ID!L3480","v":0},{"$f":"IF(ID!$K$70=\"ja\",AJ3272,SUM(U3272:Z3272))","v":0},null,6.6666753358359978,0,6.6666753358359978,null,0,29.529981133623163,6.0000078022523979,7.8022523979370817E-6,7.8022523979370802E-7,6.6666667533583599,29.529973331370766,29.529973331370766,0,0,6.6666667533583599,null,null,null,null,0,29.529981133623163,-29.529981133623163,99,69.470026668629231,39.6,39.6,null,39.6,0,6,6,6,6,6,6,6,6,6,6,6,6,24.809462491934777,54,54,54,7.9200000000000008,6,6,6,6,6,6,6,6,6,6,6,6,32.729462491934783,54,54,54,15.840000000000002,6,6,6,6,6,6,6,6,6,6,6,6,40.649462491934784,54,54,54,23.76,6,6,6,6,6,6,6,6,6,6,6,6,48.569462491934779,54,54,54,31.680000000000003,8.8166942022128403,6,6,6,6,6,6,6,6,6,6,6,54,54,54,54,39.6,16.736694202212835,6,6,6,6,6,6,6,6,6,6,7.4615081534883849,54,54,54,54,54,54,54,54,54,54,0,null,0,0,null,null,"nej","nej",2.2749999999999999,0,0,null,0,null,6.6666667533583599,1.4304129436482071E-7,"falder","---","---","-","-",0,0,0,0,0,-8.5824776377307892E-6,0,null,null,null,null,null,null,null,null,null,null,null,null,null,null,29.529973331370766,{"$f":"INDEX(ID!$K$153:$K$176,D3272+1)*INDEX(ID!$K$180:$K$191,$B3272)","v":1},{"$f":"INDEX(ID!$L$153:$L$176,D3272+1)*INDEX(ID!$K$180:$K$191,$B3272)","v":1},67.180689328868482,67.180689328868482,{"$f":"ID!K3480","v":0.27564999999999995},2.3109895753424654,68.243460528938854,{"$f":"ID!I3480","v":1.2},null,null,67.180689328868482,29.529973331370766,8.5046323194347799,{"$f":"IF(elsalgtype=1,HK3272*(GO3272)*Elprissalg,IF(elsalgtype=2,ID!J3480,\"elsalgtype ikke defineret\"))","v":0},null,null,null,0,0,0,0,0,0,0,0,0,0,0,0,0,0,0,0,0,0,0,0,0,0,0,0,0]
[3307,5,18,18,138,20,0.04,3.08,11.2,{"$f":"IF(ID!$W$4=2,0,FBR!P3317+FBR!Q3317)","v":38.388975473710111},{"$f":"IF(ID!$W$4=2,0,FBR!R3317+FBR!S3317)","v":0},{"$f":"ID!H3525","v":1},{"$f":"IF(ID!$Y$4=1,J3317+K3317,IF(ID!$Y$4=2,model!L3317,\"error\"))","v":38.388975473710111},null,71.849999999999994,154.19999999999999,213.5,99.3,99.3,99.3,{"$f":"(1-ID!$AB$64)*O3317*PV1W/1000000","v":9.5560499999999973},{"$f":"(1-ID!$AB$65)*P3317*PV2W/1000000","v":9.3753599999999988},{"$f":"(1-ID!$AB$66)*Q3317*PV3W/1000000","v":0},{"$f":"(1-ID!$AB$67)*R3317*PV4W/1000000","v":0},{"$f":"(1-ID!$AB$68)*S3317*PV5W/1000000","v":0},{"$f":"(1-ID!$AB$69)*T3317*PV6W/1000000","v":0},null,null,null,null,null,null,null,null,null,{"$f":"ID!L3525","v":0},{"$f":"IF(ID!$K$70=\"ja\",AJ3317,SUM(U3317:Z3317))","v":18.931409999999996},null,36.362031731933378,0,36.362031731933378,null,18.931409999999996,19.457565473710115,32.725828558740041,19.457565473710115,1.945756547371011,14.958709710852251,0,0,0,0,14.958709710852251,null,null,null,null,18.931409999999996,38.388975473710111,-19.457565473710115,99,99,39.6,39.6,null,39.6,0,16.904466258223263,6,6,6,6,6,6,6,6,6,6,6,6,6,6,54,7.9200000000000008,24.824466258223264,6,6,6,6,6,6,6,6,6,6,6,6,6,6,54,15.840000000000002,32.74446625822327,6,6,6,6,6,6,6,6,6,6,6,6,6,6,54,23.76,40.664466258223257,12.030602897875458,6,6,6,6,6,6,6,6,6,6,6,6,9.508327713887283,54,31.680000000000003,48.584466258223259,19.950602897875459,6,6,6,6,6,6,6,6,6,6,6,6,17.428327713887285,54,39.6,54,27.870602897875461,6,6,6,6,6,6,6,6,6,6,6,6,25.348327713887286,54,54,54,54,54,54,54,0,null,0,0,null,null,"nej","nej",2.2749999999999999,0,0,null,0,null,14.958709710852251,13.681871022906215,"falder","---","---","-","-",0,0,0,0,0,-21.403322021081127,0.49314704980769225,null,null,null,null,null,null,null,null,null,null,null,null,null,null,0,{"$f":"INDEX(ID!$K$153:$K$176,D3317+1)*INDEX(ID!$K$180:$K$191,$B3317)","v":1},{"$f":"INDEX(ID!$L$153:$L$176,D3317+1)*INDEX(ID!$K$180:$K$191,$B3317)","v":1},0,0,{"$f":"ID!K3525","v":0.23288999999999999},2.2682295753424655,0,{"$f":"ID!I3525","v":1.2},null,null,0,0,0,{"$f":"IF(elsalgtype=1,HK3317*(GO3317)*Elprissalg,IF(elsalgtype=2,ID!J3525,\"elsalgtype ikke defineret\"))","v":0},null,null,null,993,792,718.5,652.9,497.2,1340,1478,1542,1528,1281,795.6,767.1,718.5,652.9,497.2,1557,1897,2135,2253,2119,1557,1897,2135,2253,2119]
[3422,5,23,13,143,21,1.0999999999999999E-2,2.57,11.8,{"$f":"IF(ID!$W$4=2,0,FBR!P3432+FBR!Q3432)","v":25.986383397588384},{"$f":"IF(ID!$W$4=2,0,FBR!R3432+FBR!S3432)","v":0},{"$f":"ID!H3640","v":1},{"$f":"IF(ID!$Y$4=1,J3432+K3432,IF(ID!$Y$4=2,model!L3432,\"error\"))","v":25.986383397588384},null,90.24,90.74,90.45,101.3,101.3,101.3,{"$f":"(1-ID!$AB$64)*O3432*PV1W/1000000","v":12.00192},{"$f":"(1-ID!$AB$65)*P3432*PV2W/1000000","v":5.5169919999999992},{"$f":"(1-ID!$AB$66)*Q3432*PV3W/1000000","v":0},{"$f":"(1-ID!$AB$67)*R3432*PV4W/1000000","v":0},{"$f":"(1-ID!$AB$68)*S3432*PV5W/1000000","v":0},{"$f":"(1-ID!$AB$69)*T3432*PV6W/1000000","v":0},null,null,null,null,null,null,null,null,null,{"$f":"ID!L3640","v":0},{"$f":"IF(ID!$K$70=\"ja\",AJ3432,SUM(U3432:Z3432))","v":17.518912},null,6.6672430756098215,0,6.6672430756098215,null,17.518912,8.4674713975883833,6.0005187680488392,5.1876804883921324E-4,5.1876804883921315E-5,6.6666724307560985,8.466952629539545,8.466952629539545,0,0,6.6666724307560985,null,null,null,null,17.518912,25.986383397588384,-8.4674713975883833,99,90.533047370460451,39.6,39.6,null,39.6,0,6,6,6,6,6,6,6,6,6,6,6,6,6,6,6,6,7.9200000000000008,6.11977167802144,6,6,6,6,6,6,6,6,6,6,6,6,6,6,6,15.840000000000002,14.039771678021438,7.4958494124156623,6,6,6,6,6,6,6,6,6,6,6,6,6,6,23.76,21.95977167802144,15.415849412415664,6,6,6,6,6,6,6,6,6,6,6,6,6,6,31.680000000000003,29.879771678021442,23.335849412415666,9.2212902787925017,6,6,6,6,6,6,6,6,6,6,6,6,6,39.6,37.799771678021443,31.255849412415667,17.141290278792503,6,6,6,6,6,6,6,6,6,6,6,6,6,6,6.11977167802144,14.039771678021438,21.95977167802144,29.879771678021442,37.799771678021443,1,null,39.6,39.6,null,null,"nej","nej",2.2749999999999999,0,39.6,null,0,null,6.6666724307560985,9.51074756283532E-6,"falder","---","---","-","-",0,0,0,0,0,-5.7064485372313454E-4,0.67415737434343437,null,null,null,null,null,null,null,null,null,null,null,null,null,null,8.466952629539545,{"$f":"INDEX(ID!$K$153:$K$176,D3432+1)*INDEX(ID!$K$180:$K$191,$B3432)","v":1},{"$f":"INDEX(ID!$L$153:$L$176,D3432+1)*INDEX(ID!$K$180:$K$191,$B3432)","v":1},19.262317232202463,19.262317232202463,{"$f":"ID!K3640","v":0.33761000000000002},2.3729495753424659,20.091651646710638,{"$f":"ID!I3640","v":1.2},null,null,19.262317232202463,8.466952629539545,2.438482357307389,{"$f":"IF(elsalgtype=1,HK3432*(GO3432)*Elprissalg,IF(elsalgtype=2,ID!J3640,\"elsalgtype ikke defineret\"))","v":0},null,null,null,1013,974.5,906.5,814.1,591.9,1014,975.1,907.4,815.1,593.1,1012,971.6,902.4,809.1,586.20000000000005,1013,973,904.5,811.6,589.1,1013,973,904.5,811.6,589.1]
[3456,5,24,23,144,21,0,3.08,8.1999999999999993,{"$f":"IF(ID!$W$4=2,0,FBR!P3466+FBR!Q3466)","v":23.623984906898531},{"$f":"IF(ID!$W$4=2,0,FBR!R3466+FBR!S3466)","v":0},{"$f":"ID!H3674","v":1},{"$f":"IF(ID!$Y$4=1,J3466+K3466,IF(ID!$Y$4=2,model!L3466,\"error\"))","v":23.623984906898531},null,0,0,0,0,0,0,{"$f":"(1-ID!$AB$64)*O3466*PV1W/1000000","v":0},{"$f":"(1-ID!$AB$65)*P3466*PV2W/1000000","v":0},{"$f":"(1-ID!$AB$66)*Q3466*PV3W/1000000","v":0},{"$f":"(1-ID!$AB$67)*R3466*PV4W/1000000","v":0},{"$f":"(1-ID!$AB$68)*S3466*PV5W/1000000","v":0},{"$f":"(1-ID!$AB$69)*T3466*PV6W/1000000","v":0},null,null,null,null,null,null,null,null,null,{"$f":"ID!L3674","v":0},{"$f":"IF(ID!$K$70=\"ja\",AJ3466,SUM(U3466:Z3466))","v":0},null,6.6666666684659326,0,6.6666666684659326,null,0,23.623984906898531,6.0000000016193393,1.6193393292951441E-9,1.6193393292951438E-10,6.6666666666846597,23.623984905279194,23.623984905279194,0,0,6.6666666666846597,null,null,null,null,0,23.623984906898531,-23.623984906898531,99,75.376015094720799,39.6,39.6,null,39.6,0,6,6,6,6,6,6,6,6,6,6,6,6,6,6,6,6,7.9200000000000008,6,6,6,6,6,6,6,6,6,6,6,6,6,6,6,6,15.840000000000002,6,6,6,6,6,6,6,6,6,6,6,6,6,6,6,6,23.76,6.8026817615674027,6,6,6,6,6,6,6,6,6,6,6,6,6,6,6,31.680000000000003,14.722681761567404,6,6,6,6,6,6,6,6,6,6,6,6,6,6,6,39.6,22.642681761567399,6,6,6,6,6,6,6,6,6,6,6,6,6,6,6,6,6,6,6.8026817615674027,14.722681761567404,22.642681761567399,1,null,39.6,39.6,null,null,"nej","nej",2.2749999999999999,0,39.6,null,0,null,6.6666666666846597,2.9688843975842851E-11,"falder","---","---","-","-",0,0,0,0,0,-1.7812732622246585E-9,0,null,null,null,null,null,null,null,null,null,null,null,null,null,null,23.623984905279194,{"$f":"INDEX(ID!$K$153:$K$176,D3466+1)*INDEX(ID!$K$180:$K$191,$B3466)","v":1},{"$f":"INDEX(ID!$L$153:$L$176,D3466+1)*INDEX(ID!$K$180:$K$191,$B3466)","v":1},53.744565659510165,53.744565659510165,{"$f":"ID!K3674","v":0.23063999999999998},2.2659795753424659,53.531467283561369,{"$f":"ID!I3674","v":1.2},null,null,53.744565659510165,23.623984905279194,6.8037076527204077,{"$f":"IF(elsalgtype=1,HK3466*(GO3466)*Elprissalg,IF(elsalgtype=2,ID!J3674,\"elsalgtype ikke defineret\"))","v":0},null,null,null,0,0,0,0,0,0,0,0,0,0,0,0,0,0,0,0,0,0,0,0,0,0,0,0,0]
[3536,5,28,7,148,22,0.69,8.2200000000000006,11.1,{"$f":"IF(ID!$W$4=2,0,FBR!P3546+FBR!Q3546)","v":18.899187925518824},{"$f":"IF(ID!$W$4=2,0,FBR!R3546+FBR!S3546)","v":0},{"$f":"ID!H3754","v":1},{"$f":"IF(ID!$Y$4=1,J3546+K3546,IF(ID!$Y$4=2,model!L3546,\"error\"))","v":18.899187925518824},null,513.29999999999995,106,106,352.7,352.7,352.7,{"$f":"(1-ID!$AB$64)*O3546*PV1W/1000000","v":68.268899999999988},{"$f":"(1-ID!$AB$65)*P3546*PV2W/1000000","v":6.444799999999999},{"$f":"(1-ID!$AB$66)*Q3546*PV3W/1000000","v":0},{"$f":"(1-ID!$AB$67)*R3546*PV4W/1000000","v":0},{"$f":"(1-ID!$AB$68)*S3546*PV5W/1000000","v":0},{"$f":"(1-ID!$AB$69)*T3546*PV6W/1000000","v":0},null,null,null,null,null,null,null,null,null,{"$f":"ID!L3754","v":0},{"$f":"IF(ID!$K$70=\"ja\",AJ3546,SUM(U3546:Z3546))","v":74.713699999999989},null,35.57654885451015,0,35.57654885451015,null,18.899187925518824,0,32.018893969059135,0,0,35.57654885451015,0,0,55.814512074481165,18.42345114548985,54,null,null,null,null,74.713699999999989,18.899187925518824,55.814512074481165,99,99,39.6,39.6,null,39.6,0,54,54,54,54,54,54,54,54,54,54,54,54,54,54,54,54,7.9200000000000008,54,54,54,54,54,54,54,54,54,54,54,54,54,54,54,54,15.840000000000002,54,54,54,54,54,54,54,54,54,54,54,54,54,54,54,54,23.76,54,54,54,54,54,54,54,54,54,54,54,54,54,54,54,54,31.680000000000003,54,54,54,54,54,54,54,54,54,54,54,54,54,54,54,54,39.6,54,54,54,54,54,54,54,54,54,54,54,54,54,54,54,54,54,54,54,54,54,54,0,null,0,0,null,null,"nej","nej",2.2749999999999999,0,0,null,0,null,54,0,"stiger","---","---","-","-",0,37.391060928991315,0,0,0,18.42345114548985,3.9532756801215276,null,null,null,null,null,null,null,null,null,null,null,null,null,null,0,{"$f":"INDEX(ID!$K$153:$K$176,D3546+1)*INDEX(ID!$K$180:$K$191,$B3546)","v":1},{"$f":"INDEX(ID!$L$153:$L$176,D3546+1)*INDEX(ID!$K$180:$K$191,$B3546)","v":1},0,0,{"$f":"ID!K3754","v":0.27726000000000001},2.3125995753424657,0,{"$f":"ID!I3754","v":1.2},null,null,0,-37.391060928991315,0,{"$f":"IF(elsalgtype=1,HK3546*(GO3546)*Elprissalg,IF(elsalgtype=2,ID!J3754,\"elsalgtype ikke defineret\"))","v":27.669385087453573},null,null,null,3527,3328,2948,2408,958.6,2659,1629,1060,1010,893.9,4329,4871,5133,5103,4200,2246,1096,1060,1010,893.9,2246,1096,1060,1010,893.9]
[3605,5,31,4,151,22,0.28499999999999998,1.54,5.6,{"$f":"IF(ID!$W$4=2,0,FBR!P3615+FBR!Q3615)","v":15.94618981215651},{"$f":"IF(ID!$W$4=2,0,FBR!R3615+FBR!S3615)","v":0},{"$f":"ID!H3823","v":1},{"$f":"IF(ID!$Y$4=1,J3615+K3615,IF(ID!$Y$4=2,model!L3615,\"error\"))","v":15.94618981215651},null,22.98,20.47,20.47,23.16,23.16,23.16,{"$f":"(1-ID!$AB$64)*O3615*PV1W/1000000","v":3.0563400000000001},{"$f":"(1-ID!$AB$65)*P3615*PV2W/1000000","v":1.2445759999999997},{"$f":"(1-ID!$AB$66)*Q3615*PV3W/1000000","v":0},{"$f":"(1-ID!$AB$67)*R3615*PV4W/1000000","v":0},{"$f":"(1-ID!$AB$68)*S3615*PV5W/1000000","v":0},{"$f":"(1-ID!$AB$69)*T3615*PV6W/1000000","v":0},null,null,null,null,null,null,null,null,null,{"$f":"ID!L3823","v":0},{"$f":"IF(ID!$K$70=\"ja\",AJ3615,SUM(U3615:Z3615))","v":4.300916},null,6.666666666666667,0,6.666666666666667,null,4.300916,11.64527381215651,6,0,0,6.666666666666667,11.64527381215651,11.64527381215651,0,0,6.666666666666667,null,null,null,null,4.300916,15.94618981215651,-11.64527381215651,99,87.354726187843482,39.6,39.6,null,39.6,0,6,6,6,19.932278059333377,39.038551265797153,54,54,54,54,54,54,54,54,54,54,54,7.9200000000000008,6,6,11.111265984852208,27.852278059333379,46.958551265797155,54,54,54,54,54,54,54,54,54,54,54,15.840000000000002,10.861392854510157,6,19.031265984852208,35.772278059333374,54,54,54,54,54,54,54,54,54,54,54,54,23.76,18.781392854510159,12.750315042353648,26.95126598485221,43.692278059333375,54,54,54,54,54,54,54,54,54,54,54,54,31.680000000000003,26.701392854510161,20.67031504235365,34.871265984852215,51.612278059333377,54,54,54,54,54,54,54,54,54,54,54,54,39.6,34.621392854510155,28.590315042353645,42.791265984852203,54,54,54,54,54,54,54,54,54,54,54,54,54,54,54,54,54,54,54,0,null,0,0,null,null,"nej","nej",2.2749999999999999,0,0,null,0,null,6.666666666666667,0,"falder","---","---","-","-",0,0,0,0,0,0,0.26971433619341562,null,null,null,null,null,null,null,null,null,null,null,null,null,null,11.64527381215651,{"$f":"INDEX(ID!$K$153:$K$176,D3615+1)*INDEX(ID!$K$180:$K$191,$B3615)","v":1},{"$f":"INDEX(ID!$L$153:$L$176,D3615+1)*INDEX(ID!$K$180:$K$191,$B3615)","v":1},26.492997922656059,26.492997922656059,{"$f":"ID!K3823","v":0.15187999999999999},2.1872195753424655,25.470770842171696,{"$f":"ID!I3823","v":1.2},null,null,26.492997922656059,11.64527381215651,3.3538388579010752,{"$f":"IF(elsalgtype=1,HK3615*(GO3615)*Elprissalg,IF(elsalgtype=2,ID!J3823,\"elsalgtype ikke defineret\"))","v":0},null,null,null,231.6,221.6,204.7,181.9,128.19999999999999,231.6,221.6,204.7,181.9,128.19999999999999,246.2,242.4,229.8,209.1,152.69999999999999,231.6,221.6,204.7,181.9,128.19999999999999,231.6,221.6,204.7,181.9,128.19999999999999]
[3719,6,4,22,155,23,0,2.57,13.7,{"$f":"IF(ID!$W$4=2,0,FBR!P3729+FBR!Q3729)","v":26.576983020260847},{"$f":"IF(ID!$W$4=2,0,FBR!R3729+FBR!S3729)","v":0},{"$f":"ID!H3937","v":1},{"$f":"IF(ID!$Y$4=1,J3729+K3729,IF(ID!$Y$4=2,model!L3729,\"error\"))","v":26.576983020260847},null,0,0,0,0,0,0,{"$f":"(1-ID!$AB$64)*O3729*PV1W/1000000","v":0},{"$f":"(1-ID!$AB$65)*P3729*PV2W/1000000","v":0},{"$f":"(1-ID!$AB$66)*Q3729*PV3W/1000000","v":0},{"$f":"(1-ID!$AB$67)*R3729*PV4W/1000000","v":0},{"$f":"(1-ID!$AB$68)*S3729*PV5W/1000000","v":0},{"$f":"(1-ID!$AB$69)*T3729*PV6W/1000000","v":0},null,null,null,null,null,null,null,null,null,{"$f":"ID!L3937","v":0},{"$f":"IF(ID!$K$70=\"ja\",AJ3729,SUM(U3729:Z3729))","v":0},null,6.6667091828712657,0,6.6667091828712657,null,0,26.576983020260847,6.0000382645841395,3.8264584139469093E-5,3.8264584139469087E-6,6.6666670918287121,26.576944755676706,26.576944755676706,0,0,6.6666670918287121,null,null,null,null,0,26.576983020260847,-26.576983020260847,99,72.423055244323294,39.6,39.6,null,39.6,0,6,6,6,6,6,6,6,6,6,6,6,6,6,6,6,6,7.9200000000000008,6,6,6,6,6,6,6,6,6,6,6,6,6,6,6,6,15.840000000000002,6,6,6,6,6,6,6,6,6,6,6,6,6,6,6,6,23.76,6,6,6,6,6,6,6,6,6,6,6,6,6,6,6,6,31.680000000000003,11.769726162610418,6,6,6,6,6,6,6,6,6,6,6,6,6,6,6,39.6,19.68972616261042,6,6,6,6,6,6,6,6,6,6,6,6,6,6,6,6,6,6,6,11.769726162610418,19.68972616261042,1,null,39.6,39.6,null,null,"nej","nej",2.2749999999999999,0,39.6,null,0,null,6.6666670918287121,7.0151737604125708E-7,"falder","---","---",{"$f":"IF(GJ3729=\"cyclus\",ABS((GG3729-GG3724)*100/Maxbatteri),\"-\")","v":"-"},{"$f":"IF(GK3729=\"cyclus\",ABS((GG3729-GG3724)*100/Maxbatteri),\"-\")","v":"-"},0,0,0,0,0,-4.2091042553416005E-5,0,null,null,null,null,null,null,null,null,null,null,null,null,null,null,26.576944755676706,{"$f":"INDEX(ID!$K$153:$K$176,D3729+1)*INDEX(ID!$K$180:$K$191,$B3729)","v":1},{"$f":"INDEX(ID!$L$153:$L$176,D3729+1)*INDEX(ID!$K$180:$K$191,$B3729)","v":1},60.462549319164502,60.462549319164502,{"$f":"ID!K3937","v":0.27995999999999999},2.3152995753424657,61.53358890671845,{"$f":"ID!I3937","v":1.2},null,null,60.462549319164502,26.576944755676706,7.6541600896348916,{"$f":"IF(elsalgtype=1,HK3729*(GO3729)*Elprissalg,IF(elsalgtype=2,ID!J3937,\"elsalgtype ikke defineret\"))","v":0},null,null,null,0,0,0,0,0,0,0,0,0,0,0,0,0,0,0,0,0,0,0,0,0,0,0,0,0]
[3764,6,6,19,157,23,0.23,0.51,20,{"$f":"IF(ID!$W$4=2,0,FBR!P3774+FBR!Q3774)","v":35.435977360347799},{"$f":"IF(ID!$W$4=2,0,FBR!R3774+FBR!S3774)","v":0},{"$f":"ID!H3982","v":1},{"$f":"IF(ID!$Y$4=1,J3774+K3774,IF(ID!$Y$4=2,model!L3774,\"error\"))","v":35.435977360347799},null,10.15,10.15,10.15,11.620000000000001,11.620000000000001,11.620000000000001,{"$f":"(1-ID!$AB$64)*O3774*PV1W/1000000","v":1.34995},{"$f":"(1-ID!$AB$65)*P3774*PV2W/1000000","v":0.61712},{"$f":"(1-ID!$AB$66)*Q3774*PV3W/1000000","v":0},{"$f":"(1-ID!$AB$67)*R3774*PV4W/1000000","v":0},{"$f":"(1-ID!$AB$68)*S3774*PV5W/1000000","v":0},{"$f":"(1-ID!$AB$69)*T3774*PV6W/1000000","v":0},null,null,null,null,null,null,null,null,null,{"$f":"ID!L3982","v":0},{"$f":"IF(ID!$K$70=\"ja\",AJ3774,SUM(U3774:Z3774))","v":1.9670700000000001},null,6.6666666667363126,0,6.6666666667363126,null,1.9670700000000001,33.468907360347799,6.0000000000626814,6.2681415613496938E-11,6.2681415613496923E-12,6.6666666666673633,33.468907360285115,33.468907360285115,0,0,6.6666666666673633,null,null,null,null,1.9670700000000001,35.435977360347799,-33.468907360347799,99,65.531092639714885,39.6,39.6,null,39.6,0,6,6,6,6,6,6,6,6,6,6,6,6,6,6,6,6,7.9200000000000008,6,6,6,6,6,6,6,6,6,6,6,6,6,6,6,6,15.840000000000002,6,6,6,6,6,6,6,6,6,6,6,6,6,6,6,6,23.76,6,6,6,6,6,6,6,6,6,6,6,6,6,6,6,6,31.680000000000003,6,6,6,6,6,6,6,6,6,6,6,6,6,6,6,6,39.6,12.797759306388514,6,6,6,6,6,6,6,6,6,6,6,6,6,6,6,6,6,6,6,6,12.797759306388514,1,null,39.6,39.6,null,null,"nej","nej",2.2749999999999999,0,39.6,null,0,null,6.6666666666673633,1.1501910535116622E-12,"falder","---","---","-","-",0,0,0,0,0,-6.8949557174846634E-11,5.5510533263888891E-2,null,null,null,null,null,null,null,null,null,null,null,null,null,null,33.468907360285115,{"$f":"INDEX(ID!$K$153:$K$176,D3774+1)*INDEX(ID!$K$180:$K$191,$B3774)","v":1},{"$f":"INDEX(ID!$L$153:$L$176,D3774+1)*INDEX(ID!$K$180:$K$191,$B3774)","v":1},76.141764244648641,76.141764244648641,{"$f":"ID!K3982","v":0.28343000000000002},2.3187695753424657,77.606684106984645,{"$f":"ID!I3982","v":1.2},null,null,76.141764244648641,33.468907360285115,9.6390453197621131,{"$f":"IF(elsalgtype=1,HK3774*(GO3774)*Elprissalg,IF(elsalgtype=2,ID!J3982,\"elsalgtype ikke defineret\"))","v":0},null,null,null,116.2,110.8,101.5,89.17,0,116.2,110.8,101.5,89.17,0,116.2,110.8,101.5,89.17,0,116.2,110.8,101.5,89.17,0,116.2,110.8,101.5,89.17,0]
[3825,6,9,8,160,23,0.06,3.6,18.5,{"$f":"IF(ID!$W$4=2,0,FBR!P3835+FBR!Q3835)","v":20.670986793536215},{"$f":"IF(ID!$W$4=2,0,FBR!R3835+FBR!S3835)","v":0},{"$f":"ID!H4043","v":1},{"$f":"IF(ID!$Y$4=1,J3835+K3835,IF(ID!$Y$4=2,model!L3835,\"error\"))","v":20.670986793536215},null,464.7,230.8,188.1,399,399,399,{"$f":"(1-ID!$AB$64)*O3835*PV1W/1000000","v":61.805100000000003},{"$f":"(1-ID!$AB$65)*P3835*PV2W/1000000","v":14.032640000000001},{"$f":"(1-ID!$AB$66)*Q3835*PV3W/1000000","v":0},{"$f":"(1-ID!$AB$67)*R3835*PV4W/1000000","v":0},{"$f":"(1-ID!$AB$68)*S3835*PV5W/1000000","v":0},{"$f":"(1-ID!$AB$69)*T3835*PV6W/1000000","v":0},null,null,null,null,null,null,null,null,null,{"$f":"ID!L4043","v":0},{"$f":"IF(ID!$K$70=\"ja\",AJ3835,SUM(U3835:Z3835))","v":75.837739999999997},null,44.728287797008718,0,44.728287797008718,null,20.670986793536215,0,40.255459017307849,0,0,44.728287797008718,0,0,55.166753206463781,9.2717122029912815,54,null,null,null,null,75.837739999999997,20.670986793536215,55.166753206463781,99,99,39.6,39.6,null,39.6,0,54,54,54,54,54,54,54,54,54,54,54,54,54,54,54,54,7.9200000000000008,54,54,54,54,54,54,54,54,54,54,54,54,54,54,54,54,15.840000000000002,54,54,54,54,54,54,54,54,54,54,54,54,54,54,54,54,23.76,54,54,54,54,54,54,54,54,54,54,54,54,54,54,54,54,31.680000000000003,54,54,54,54,54,54,54,54,54,54,54,54,54,54,54,54,39.6,54,54,54,54,54,54,54,54,54,54,54,54,54,54,54,54,54,54,54,54,54,54,0,null,0,0,null,null,"nej","nej",2.2749999999999999,0,0,null,0,null,54,0,"stiger","---","---","-","-",0,45.8950410034725,0,0,0,9.2717122029912815,3.6688011442063488,null,null,null,null,null,null,null,null,null,null,null,null,null,null,0,{"$f":"INDEX(ID!$K$153:$K$176,D3835+1)*INDEX(ID!$K$180:$K$191,$B3835)","v":1},{"$f":"INDEX(ID!$L$153:$L$176,D3835+1)*INDEX(ID!$K$180:$K$191,$B3835)","v":1},0,0,{"$f":"ID!K4043","v":0.25159999999999999},2.2869395753424655,0,{"$f":"ID!I4043","v":1.2},null,null,0,-45.8950410034725,0,{"$f":"IF(elsalgtype=1,HK3835*(GO3835)*Elprissalg,IF(elsalgtype=2,ID!J4043,\"elsalgtype ikke defineret\"))","v":33.962330342569651},null,null,null,3990,3900,3631,3196,1966,3515,2974,2308,1739,1400,4361,4616,4647,4450,3450,3216,2387,1881,1739,1400,3216,2387,1881,1739,1400]
[3913,6,13,0,164,24,0,5.14,9.6,{"$f":"IF(ID!$W$4=2,0,FBR!P3923+FBR!Q3923)","v":20.670986793536215},{"$f":"IF(ID!$W$4=2,0,FBR!R3923+FBR!S3923)","v":0},{"$f":"ID!H4131","v":1},{"$f":"IF(ID!$Y$4=1,J3923+K3923,IF(ID!$Y$4=2,model!L3923,\"error\"))","v":20.670986793536215},null,0,0,0,0,0,0,{"$f":"(1-ID!$AB$64)*O3923*PV1W/1000000","v":0},{"$f":"(1-ID!$AB$65)*P3923*PV2W/1000000","v":0},{"$f":"(1-ID!$AB$66)*Q3923*PV3W/1000000","v":0},{"$f":"(1-ID!$AB$67)*R3923*PV4W/1000000","v":0},{"$f":"(1-ID!$AB$68)*S3923*PV5W/1000000","v":0},{"$f":"(1-ID!$AB$69)*T3923*PV6W/1000000","v":0},null,null,null,null,null,null,null,null,null,{"$f":"ID!L4131","v":0},{"$f":"IF(ID!$K$70=\"ja\",AJ3923,SUM(U3923:Z3923))","v":0},null,6.666666666666667,0,6.666666666666667,null,0,20.670986793536215,6,0,0,6.666666666666667,20.670986793536215,20.670986793536215,0,0,6.666666666666667,null,null,null,null,0,20.670986793536215,-20.670986793536215,99,78.329013206463785,39.6,39.6,null,39.6,0,6,6,6,6,6,6,6,39.037673338637788,54,54,54,54,54,54,54,54,7.9200000000000008,6,6,6,6,6,6,6,46.957673338637782,54,54,54,54,54,54,54,54,15.840000000000002,6,6,6,6,6,6,7.3863012641566144,54,54,54,54,54,54,54,54,54,23.76,9.7556798731304539,6,6,6,6,6,15.306301264156616,54,54,54,54,54,54,54,54,54,31.680000000000003,17.675679873130456,6,6,6,6,6,23.226301264156618,54,54,54,54,54,54,54,54,54,39.6,25.59567987313045,7.8776911929565507,6,6,6,6,31.146301264156612,54,54,54,54,54,54,54,54,54,54,54,54,54,54,54,0,null,0,0,null,null,"nej","nej",2.2749999999999999,0,0,null,0,null,6.666666666666667,0,"falder","---","---","-","-",0,0,0,0,0,0,0,null,null,null,null,null,null,null,null,null,null,null,null,null,null,20.670986793536215,{"$f":"INDEX(ID!$K$153:$K$176,D3923+1)*INDEX(ID!$K$180:$K$191,$B3923)","v":1},{"$f":"INDEX(ID!$L$153:$L$176,D3923+1)*INDEX(ID!$K$180:$K$191,$B3923)","v":1},47.026494955294886,47.026494955294886,{"$f":"ID!K4131","v":0.19336},2.2286995753424659,46.069419488663883,{"$f":"ID!I4131","v":1.2},null,null,47.026494955294886,20.670986793536215,5.9532441965384297,{"$f":"IF(elsalgtype=1,HK3923*(GO3923)*Elprissalg,IF(elsalgtype=2,ID!J4131,\"elsalgtype ikke defineret\"))","v":0},null,null,null,0,0,0,0,0,0,0,0,0,0,0,0,0,0,0,0,0,0,0,0,0,0,0,0,0]
[3947,6,14,10,165,24,0.45900000000000002,5.14,19.600000000000001,{"$f":"IF(ID!$W$4=2,0,FBR!P3957+FBR!Q3957)","v":23.623984906898531},{"$f":"IF(ID!$W$4=2,0,FBR!R3957+FBR!S3957)","v":0},{"$f":"ID!H4165","v":1},{"$f":"IF(ID!$Y$4=1,J3957+K3957,IF(ID!$Y$4=2,model!L3957,\"error\"))","v":23.623984906898531},null,691.9,476.3,291.60000000000002,641.29999999999995,641.29999999999995,641.29999999999995,{"$f":"(1-ID!$AB$64)*O3957*PV1W/1000000","v":92.0227},{"$f":"(1-ID!$AB$65)*P3957*PV2W/1000000","v":28.959040000000002},{"$f":"(1-ID!$AB$66)*Q3957*PV3W/1000000","v":0},{"$f":"(1-ID!$AB$67)*R3957*PV4W/1000000","v":0},{"$f":"(1-ID!$AB$68)*S3957*PV5W/1000000","v":0},{"$f":"(1-ID!$AB$69)*T3957*PV6W/1000000","v":0},null,null,null,null,null,null,null,null,null,{"$f":"ID!L4165","v":0},{"$f":"IF(ID!$K$70=\"ja\",AJ3957,SUM(U3957:Z3957))","v":120.98174},null,54,0,54,null,23.623984906898531,0,48.6,0,0,54,0,0,97.357755093101474,0,54,null,null,null,null,120.98174,23.623984906898531,97.357755093101474,99,99,39.6,39.6,null,39.6,0,54,54,54,54,54,54,54,54,54,54,54,54,54,54,54,54,7.9200000000000008,54,54,54,54,54,54,54,54,54,54,54,54,54,54,54,54,15.840000000000002,54,54,54,54,54,54,54,54,54,54,54,54,54,54,54,54,23.76,54,54,54,54,54,54,54,54,54,54,54,54,54,54,54,54,31.680000000000003,54,54,54,54,54,54,54,54,54,54,54,54,54,54,54,54,39.6,54,54,54,54,54,54,54,54,54,54,54,54,54,54,54,54,54,54,54,54,54,54,0,null,0,0,null,null,"nej","nej",2.2749999999999999,0,0,null,0,null,54,0,"stiger","---","---","-","-",0,97.357755093101474,0,0,0,0,5.1211402511805559,null,null,null,null,null,null,null,null,null,null,null,null,null,null,0,{"$f":"INDEX(ID!$K$153:$K$176,D3957+1)*INDEX(ID!$K$180:$K$191,$B3957)","v":1},{"$f":"INDEX(ID!$L$153:$L$176,D3957+1)*INDEX(ID!$K$180:$K$191,$B3957)","v":1},0,0,{"$f":"ID!K4165","v":0.20765},2.2429895753424658,0,{"$f":"ID!I4165","v":1.2},null,null,0,-97.357755093101474,0,{"$f":"IF(elsalgtype=1,HK3957*(GO3957)*Elprissalg,IF(elsalgtype=2,ID!J4165,\"elsalgtype ikke defineret\"))","v":72.044738768895087},null,null,null,6413,6572,6386,5855,3853,5833,5446,4763,3809,1334,6609,6947,6919,6522,4683,5196,4181,2916,1411,1280,5196,4181,2916,1411,1280]
[4054,6,18,21,169,25,0,0,13.9,{"$f":"IF(ID!$W$4=2,0,FBR!P4064+FBR!Q4064)","v":29.529981133623163},{"$f":"IF(ID!$W$4=2,0,FBR!R4064+FBR!S4064)","v":0},{"$f":"ID!H4272","v":1},{"$f":"IF(ID!$Y$4=1,J4064+K4064,IF(ID!$Y$4=2,model!L4064,\"error\"))","v":29.529981133623163},null,0,0,0,0,0,0,{"$f":"(1-ID!$AB$64)*O4064*PV1W/1000000","v":0},{"$f":"(1-ID!$AB$65)*P4064*PV2W/1000000","v":0},{"$f":"(1-ID!$AB$66)*Q4064*PV3W/1000000","v":0},{"$f":"(1-ID!$AB$67)*R4064*PV4W/1000000","v":0},{"$f":"(1-ID!$AB$68)*S4064*PV5W/1000000","v":0},{"$f":"(1-ID!$AB$69)*T4064*PV6W/1000000","v":0},null,null,null,null,null,null,null,null,null,{"$f":"ID!L4272","v":0},{"$f":"IF(ID!$K$70=\"ja\",AJ4064,SUM(U4064:Z4064))","v":0},null,6.668056346491265,0,6.668056346491265,null,0,29.529981133623163,6.0012507118421388,1.2507118421387631E-3,1.2507118421387629E-4,6.6666805634649124,29.528730421781024,29.528730421781024,0,0,6.6666805634649124,null,null,null,null,0,29.529981133623163,-29.529981133623163,99,69.47126957821898,39.6,39.6,null,39.6,0,6,6,6,6,6,6,6,6,6,6,6,6,54,54,54,54,7.9200000000000008,6,6,6,6,6,6,6,6,6,6,6,6,54,54,54,54,15.840000000000002,6,6,6,6,6,6,6,6,6,6,6,8.6497371641436409,54,54,54,54,23.76,6,6,6,6,6,6,6,6,6,6,6,16.569737164143643,54,54,54,54,31.680000000000003,8.8180752128681057,6,6,6,6,6,6,6,6,6,6,24.489737164143644,54,54,54,54,39.6,16.7380752128681,6,6,6,6,6,6,6,6,6,6,32.409737164143635,54,54,54,54,54,54,54,54,54,54,0,null,0,0,null,null,"nej","nej",2.2749999999999999,0,0,null,0,null,6.6666805634649124,2.2929717104306729E-5,"falder","---","---","-","-",0,0,0,0,0,-1.3757830263526395E-3,0,null,null,null,null,null,null,null,null,null,null,null,null,null,null,29.528730421781024,{"$f":"INDEX(ID!$K$153:$K$176,D4064+1)*INDEX(ID!$K$180:$K$191,$B4064)","v":1},{"$f":"INDEX(ID!$L$153:$L$176,D4064+1)*INDEX(ID!$K$180:$K$191,$B4064)","v":1},67.17786170955182,67.17786170955182,{"$f":"ID!K4272","v":0.24924000000000002},2.2845795753424656,67.460734407394639,{"$f":"ID!I4272","v":1.2},null,null,67.17786170955182,29.528730421781024,8.5042743614729357,{"$f":"IF(elsalgtype=1,HK4064*(GO4064)*Elprissalg,IF(elsalgtype=2,ID!J4272,\"elsalgtype ikke defineret\"))","v":0},null,null,null,0,0,0,0,0,0,0,0,0,0,0,0,0,0,0,0,0,0,0,0,0,0,0,0,0]
[4107,6,21,2,172,25,0,3.08,9.4,{"$f":"IF(ID!$W$4=2,0,FBR!P4117+FBR!Q4117)","v":16.536789434828972},{"$f":"IF(ID!$W$4=2,0,FBR!R4117+FBR!S4117)","v":0},{"$f":"ID!H4325","v":1},{"$f":"IF(ID!$Y$4=1,J4117+K4117,IF(ID!$Y$4=2,model!L4117,\"error\"))","v":16.536789434828972},null,0,0,0,0,0,0,{"$f":"(1-ID!$AB$64)*O4117*PV1W/1000000","v":0},{"$f":"(1-ID!$AB$65)*P4117*PV2W/1000000","v":0},{"$f":"(1-ID!$AB$66)*Q4117*PV3W/1000000","v":0},{"$f":"(1-ID!$AB$67)*R4117*PV4W/1000000","v":0},{"$f":"(1-ID!$AB$68)*S4117*PV5W/1000000","v":0},{"$f":"(1-ID!$AB$69)*T4117*PV6W/1000000","v":0},null,null,null,null,null,null,null,null,null,{"$f":"ID!L4325","v":0},{"$f":"IF(ID!$K$70=\"ja\",AJ4117,SUM(U4117:Z4117))","v":0},null,6.6666666666669121,0,6.6666666666669121,null,0,16.536789434828972,6.0000000000002212,2.2115642650533118E-13,2.2115642650533114E-14,6.6666666666666687,16.536789434828751,16.536789434828751,0,0,6.6666666666666687,null,null,null,null,0,16.536789434828972,{"$f":"BF4117-BG4117","v":-16.536789434828972},99,82.463210565171252,39.6,39.6,null,39.6,0,6,6,6,6,17.121372737866967,54,54,54,54,54,54,54,54,54,54,54,7.9200000000000008,6,6,6,6,25.041372737866965,54,54,54,54,54,54,54,54,54,54,54,15.840000000000002,6,6,6,6,32.961372737866967,54,54,54,54,54,54,54,54,54,54,54,23.76,13.889877231837943,6,6,6,40.881372737866968,54,54,54,54,54,54,54,54,54,54,54,31.680000000000003,21.809877231837941,6,6,10.06503779536841,48.80137273786697,54,54,54,54,54,54,54,54,54,54,54,39.6,29.729877231837943,13.783687419681433,6,17.985037795368413,54,54,54,54,54,54,54,54,54,54,54,54,54,54,54,54,54,54,0,null,0,0,null,null,"nej","nej",2.2749999999999999,0,0,null,0,null,6.6666666666666687,2.9605947323337509E-15,"falder","---","---","-","-",0,0,0,0,0,-2.4327206915586428E-13,0,null,null,null,null,null,null,null,null,null,null,null,null,null,null,16.536789434828751,{"$f":"INDEX(ID!$K$153:$K$176,D4117+1)*INDEX(ID!$K$180:$K$191,$B4117)","v":1},{"$f":"INDEX(ID!$L$153:$L$176,D4117+1)*INDEX(ID!$K$180:$K$191,$B4117)","v":1},37.621195964235405,37.621195964235405,{"$f":"ID!K4325","v":0.15008000000000002},2.1854195753424657,36.139823344191221,{"$f":"ID!I4325","v":1.2},null,null,37.621195964235405,16.536789434828751,4.7625953572306807,{"$f":"IF(elsalgtype=1,HK4117*(GO4117)*Elprissalg,IF(elsalgtype=2,ID!J4325,\"elsalgtype ikke defineret\"))","v":0},null,null,null,0,0,0,0,0,0,0,0,0,0,0,0,0,0,0,0,0,0,0,0,0,0,0,0,0]
[4141,6,22,12,173,25,0.32600000000000001,2.57,14.8,{"$f":"IF(ID!$W$4=2,0,FBR!P4151+FBR!Q4151)","v":25.395783774915923},{"$f":"IF(ID!$W$4=2,0,FBR!R4151+FBR!S4151)","v":0},{"$f":"ID!H4359","v":1},{"$f":"IF(ID!$Y$4=1,J4151+K4151,IF(ID!$Y$4=2,model!L4151,\"error\"))","v":25.395783774915923},null,573.9,609.9,480.8,639.79999999999995,639.79999999999995,639.79999999999995,{"$f":"(1-ID!$AB$64)*O4151*PV1W/1000000","v":76.328699999999984},{"$f":"(1-ID!$AB$65)*P4151*PV2W/1000000","v":37.081919999999997},{"$f":"(1-ID!$AB$66)*Q4151*PV3W/1000000","v":0},{"$f":"(1-ID!$AB$67)*R4151*PV4W/1000000","v":0},{"$f":"(1-ID!$AB$68)*S4151*PV5W/1000000","v":0},{"$f":"(1-ID!$AB$69)*T4151*PV6W/1000000","v":0},null,null,null,null,null,null,null,null,null,{"$f":"ID!L4359","v":0},{"$f":"IF(ID!$K$70=\"ja\",AJ4151,SUM(U4151:Z4151))","v":113.41061999999998},null,54,0,54,null,25.395783774915923,0,48.6,0,0,54,0,0,88.014836225084053,0,54,null,null,null,null,113.41061999999998,25.395783774915923,88.014836225084053,99,99,39.6,39.6,null,39.6,0,54,54,54,54,54,54,54,54,54,54,54,54,54,54,54,54,7.9200000000000008,54,54,54,54,54,54,54,54,54,54,54,54,54,54,54,54,15.840000000000002,54,54,54,54,54,54,54,54,54,54,54,54,54,54,54,54,23.76,54,54,54,54,54,54,54,54,54,54,54,54,54,54,54,54,31.680000000000003,54,54,54,54,54,54,54,54,54,54,54,54,54,54,54,54,39.6,54,54,54,54,54,54,54,54,54,54,54,54,54,54,54,54,54,54,54,54,54,54,0,null,0,0,null,null,"nej","nej",2.2749999999999999,0,0,null,0,null,54,0,"stiger","---","---","-","-",0,88.014836225084053,0,0,0,0,4.4657263191860457,null,null,null,null,null,null,null,null,null,null,null,null,null,null,0,{"$f":"INDEX(ID!$K$153:$K$176,D4151+1)*INDEX(ID!$K$180:$K$191,$B4151)","v":1},{"$f":"INDEX(ID!$L$153:$L$176,D4151+1)*INDEX(ID!$K$180:$K$191,$B4151)","v":1},0,0,{"$f":"ID!K4359","v":0.18086000000000002},2.2161995753424657,0,{"$f":"ID!I4359","v":1.2},null,null,0,-88.014836225084053,0,{"$f":"IF(elsalgtype=1,HK4151*(GO4151)*Elprissalg,IF(elsalgtype=2,ID!J4359,\"elsalgtype ikke defineret\"))","v":65.130978806562197},null,null,null,6398,6600,6463,5985,4067,6265,6346,6099,5524,3486,6135,6096,5739,5069,2914,5807,5455,4808,3887,1332,5807,5455,4808,3887,1332]
[4213,6,25,12,176,26,9.0999999999999998E-2,3.6,18,{"$f":"IF(ID!$W$4=2,0,FBR!P4223+FBR!Q4223)","v":25.395783774915923},{"$f":"IF(ID!$W$4=2,0,FBR!R4223+FBR!S4223)","v":0},{"$f":"ID!H4431","v":1},{"$f":"IF(ID!$Y$4=1,J4223+K4223,IF(ID!$Y$4=2,model!L4223,\"error\"))","v":25.395783774915923},null,434.7,449.3,395.8,484.3,484.3,484.3,{"$f":"(1-ID!$AB$64)*O4223*PV1W/1000000","v":57.815100000000001},{"$f":"(1-ID!$AB$65)*P4223*PV2W/1000000","v":27.317440000000001},{"$f":"(1-ID!$AB$66)*Q4223*PV3W/1000000","v":0},{"$f":"(1-ID!$AB$67)*R4223*PV4W/1000000","v":0},{"$f":"(1-ID!$AB$68)*S4223*PV5W/1000000","v":0},{"$f":"(1-ID!$AB$69)*T4223*PV6W/1000000","v":0},null,null,null,null,null,null,null,null,null,{"$f":"ID!L4431","v":0},{"$f":"IF(ID!$K$70=\"ja\",AJ4223,SUM(U4223:Z4223))","v":85.132540000000006},null,54,0,54,null,25.395783774915923,0,48.6,0,0,54,0,0,59.736756225084079,0,54,null,null,null,null,85.132540000000006,25.395783774915923,59.736756225084079,99,99,39.6,39.6,null,39.6,0,54,54,54,54,54,54,54,54,54,54,54,35.051628924452459,14.380642130916243,6,6,6,7.9200000000000008,54,54,54,54,54,54,54,54,54,54,54,42.97162892445246,22.300642130916245,6,6,6,15.840000000000002,54,54,54,54,54,54,54,54,54,54,54,50.891628924452448,30.220642130916232,12.502653450742329,6,6,23.76,54,54,54,54,54,54,54,54,54,54,54,54,38.140642130916248,20.422653450742345,6,6,31.680000000000003,54,54,54,54,54,54,54,54,54,54,54,54,46.060642130916264,28.342653450742361,11.805864015913386,6,39.6,54,54,54,54,54,54,54,54,54,54,54,54,53.980642130916223,36.26265345074232,19.725864015913345,6,54,54,54,54,54,54,0,null,0,0,null,null,"nej","nej",2.2749999999999999,0,0,null,0,null,54,0,"stiger","---","---","-","-",0,59.736756225084079,0,0,0,0,3.3522312504521965,null,null,null,null,null,null,null,null,null,null,null,null,null,null,0,{"$f":"INDEX(ID!$K$153:$K$176,D4223+1)*INDEX(ID!$K$180:$K$191,$B4223)","v":1},{"$f":"INDEX(ID!$L$153:$L$176,D4223+1)*INDEX(ID!$K$180:$K$191,$B4223)","v":1},0,0,{"$f":"ID!K4431","v":0.31477999999999995},2.3501195753424655,0,{"$f":"ID!I4431","v":1.2},null,null,0,-59.736756225084079,0,{"$f":"IF(elsalgtype=1,HK4223*(GO4223)*Elprissalg,IF(elsalgtype=2,ID!J4431,\"elsalgtype ikke defineret\"))","v":44.205199606562218},null,null,null,4843,4849,4651,4257,2997,4785,4738,4493,4060,2761,4733,4636,4347,3878,2543,4593,4364,3958,3393,1928,4593,4364,3958,3393,1928]
[4301,6,29,4,180,26,0.01,4.1100000000000003,9.6,{"$f":"IF(ID!$W$4=2,0,FBR!P4311+FBR!Q4311)","v":15.94618981215651},{"$f":"IF(ID!$W$4=2,0,FBR!R4311+FBR!S4311)","v":0},{"$f":"ID!H4519","v":1},{"$f":"IF(ID!$Y$4=1,J4311+K4311,IF(ID!$Y$4=2,model!L4311,\"error\"))","v":15.94618981215651},null,24.490000000000002,22.35,22.35,25.27,25.27,25.27,{"$f":"(1-ID!$AB$64)*O4311*PV1W/1000000","v":3.2571699999999999},{"$f":"(1-ID!$AB$65)*P4311*PV2W/1000000","v":1.3588800000000001},{"$f":"(1-ID!$AB$66)*Q4311*PV3W/1000000","v":0},{"$f":"(1-ID!$AB$67)*R4311*PV4W/1000000","v":0},{"$f":"(1-ID!$AB$68)*S4311*PV5W/1000000","v":0},{"$f":"(1-ID!$AB$69)*T4311*PV6W/1000000","v":0},null,null,null,null,null,null,null,null,null,{"$f":"ID!L4519","v":0},{"$f":"IF(ID!$K$70=\"ja\",AJ4311,SUM(U4311:Z4311))","v":4.6160499999999995},null,6.666666666666667,0,6.666666666666667,null,4.6160499999999995,11.33013981215651,6,0,0,6.666666666666667,11.33013981215651,11.33013981215651,0,0,6.666666666666667,null,null,null,null,4.6160499999999995,15.94618981215651,-11.33013981215651,99,87.669860187843483,39.6,39.6,null,39.6,0,6,6,36.629403984852196,54,54,54,54,54,54,54,54,54,54,54,54,54,7.9200000000000008,6,8.9367450423536461,44.549403984852198,54,54,54,54,54,54,54,54,54,54,54,54,54,15.840000000000002,11.176526854510158,16.856745042353644,52.4694039848522,54,54,54,54,54,54,54,54,54,54,54,54,54,23.76,19.096526854510159,24.776745042353646,54,54,54,54,54,54,54,54,54,54,54,54,54,54,31.680000000000003,27.016526854510161,32.696745042353648,54,54,54,54,54,54,54,54,54,54,54,54,54,54,39.6,34.936526854510156,40.616745042353642,54,54,54,54,54,54,54,54,54,54,54,54,54,54,54,54,54,54,54,54,0,null,0,0,null,null,"nej","nej",2.2749999999999999,0,0,null,0,null,6.666666666666667,9.4670303130724793,"falder","---","---","-","-",0,0,0,0,0,0,0.28947667463991766,null,null,null,null,null,null,null,null,null,null,null,null,null,null,11.33013981215651,{"$f":"INDEX(ID!$K$153:$K$176,D4311+1)*INDEX(ID!$K$180:$K$191,$B4311)","v":1},{"$f":"INDEX(ID!$L$153:$L$176,D4311+1)*INDEX(ID!$K$180:$K$191,$B4311)","v":1},25.776068072656059,25.776068072656059,{"$f":"ID!K4519","v":0.16938},2.2047195753424655,24.979781035228463,{"$f":"ID!I4519","v":1.2},null,null,25.776068072656059,11.33013981215651,3.2630802659010749,{"$f":"IF(elsalgtype=1,HK4311*(GO4311)*Elprissalg,IF(elsalgtype=2,ID!J4519,\"elsalgtype ikke defineret\"))","v":0},null,null,null,252.7,241.9,223.5,198.8,140.4,252.7,241.9,223.5,198.8,140.4,266.3,260.2,244.9,221.3,159.5,252.7,241.9,223.5,198.8,140.4,252.7,241.9,223.5,198.8,140.4]
[4404,7,3,11,184,27,0.70499999999999996,5.14,18,{"$f":"IF(ID!$W$4=2,0,FBR!P4414+FBR!Q4414)","v":24.805184152243459},{"$f":"IF(ID!$W$4=2,0,FBR!R4414+FBR!S4414)","v":0},{"$f":"ID!H4622","v":1},{"$f":"IF(ID!$Y$4=1,J4414+K4414,IF(ID!$Y$4=2,model!L4414,\"error\"))","v":24.805184152243459},null,713.5,604.1,407.3,711.6,711.6,711.6,{"$f":"(1-ID!$AB$64)*O4414*PV1W/1000000","v":94.895499999999984},{"$f":"(1-ID!$AB$65)*P4414*PV2W/1000000","v":36.729280000000003},{"$f":"(1-ID!$AB$66)*Q4414*PV3W/1000000","v":0},{"$f":"(1-ID!$AB$67)*R4414*PV4W/1000000","v":0},{"$f":"(1-ID!$AB$68)*S4414*PV5W/1000000","v":0},{"$f":"(1-ID!$AB$69)*T4414*PV6W/1000000","v":0},null,null,null,null,null,null,null,null,null,{"$f":"ID!L4622","v":0},{"$f":"IF(ID!$K$70=\"ja\",AJ4414,SUM(U4414:Z4414))","v":131.62477999999999},null,54,0,54,null,24.805184152243459,0,48.6,0,0,54,0,0,106.81959584775653,0,54,null,null,null,null,131.62477999999999,24.805184152243459,106.81959584775653,99,99,39.6,39.6,null,39.6,0,54,54,54,54,54,54,54,54,54,54,54,54,54,54,54,54,7.9200000000000008,54,54,54,54,54,54,54,54,54,54,54,54,54,54,54,54,15.840000000000002,54,54,54,54,54,54,54,54,54,54,54,54,54,54,54,54,23.76,54,54,54,54,54,54,54,54,54,54,54,54,54,54,54,54,31.680000000000003,54,54,54,54,54,54,54,54,54,54,54,54,54,54,54,54,39.6,54,54,54,54,54,54,54,54,54,54,54,54,54,54,54,54,54,54,54,54,54,54,0,null,0,0,null,null,"nej","nej",2.2749999999999999,0,0,null,0,null,54,0,"stiger","---","---","-","-",0,99,7.8195958477565313,0,0,0,4.9911011904761899,null,null,null,null,null,null,null,null,null,null,null,null,null,null,0,{"$f":"INDEX(ID!$K$153:$K$176,D4414+1)*INDEX(ID!$K$180:$K$191,$B4414)","v":1},{"$f":"INDEX(ID!$L$153:$L$176,D4414+1)*INDEX(ID!$K$180:$K$191,$B4414)","v":1},0,0,{"$f":"ID!K4622","v":0.23283999999999999},2.2681795753424656,0,{"$f":"ID!I4622","v":1.2},null,null,0,-99,0,{"$f":"IF(elsalgtype=1,HK4414*(GO4414)*Elprissalg,IF(elsalgtype=2,ID!J4622,\"elsalgtype ikke defineret\"))","v":73.260000000000005},null,null,null,7116,7379,7250,6724,4534,6679,6539,6041,5192,2598,7073,7299,7135,6579,4349,6000,5196,4073,2685,1134,6000,5196,4073,2685,1134]
[4442,7,5,1,{"$f":"E4428+1","v":186},27,0,4.1100000000000003,14.6,{"$f":"IF(ID!$W$4=2,0,FBR!P4452+FBR!Q4452)","v":17.717988680173899},{"$f":"IF(ID!$W$4=2,0,FBR!R4452+FBR!S4452)","v":0},{"$f":"ID!H4660","v":1},{"$f":"IF(ID!$Y$4=1,J4452+K4452,IF(ID!$Y$4=2,model!L4452,\"error\"))","v":17.717988680173899},null,0,0,0,0,0,0,{"$f":"(1-ID!$AB$64)*O4452*PV1W/1000000","v":0},{"$f":"(1-ID!$AB$65)*P4452*PV2W/1000000","v":0},{"$f":"(1-ID!$AB$66)*Q4452*PV3W/1000000","v":0},{"$f":"(1-ID!$AB$67)*R4452*PV4W/1000000","v":0},{"$f":"(1-ID!$AB$68)*S4452*PV5W/1000000","v":0},{"$f":"(1-ID!$AB$69)*T4452*PV6W/1000000","v":0},null,null,null,null,null,null,null,null,null,{"$f":"ID!L4660","v":0},{"$f":"IF(ID!$K$70=\"ja\",AJ4452,SUM(U4452:Z4452))","v":0},null,6.6666666666902756,0,6.6666666666902756,null,0,17.717988680173899,6.0000000000212479,2.1247892334486096E-11,2.1247892334486089E-12,6.6666666666669032,17.717988680152651,17.717988680152651,0,0,6.6666666666669032,null,null,null,null,0,17.717988680173899,-17.717988680173899,99,81.282011319847356,39.6,39.6,null,39.6,0,6,6,6,6,6,6,6,54,54,54,54,54,54,54,54,54,7.9200000000000008,6,6,6,6,6,6,6,54,54,54,54,54,54,54,54,54,15.840000000000002,6,6,6,6,6,6,12.66166213219762,54,54,54,54,54,54,54,54,54,23.76,12.708677986516378,6,6,6,6,6,20.581662132197618,54,54,54,54,54,54,54,54,54,31.680000000000003,20.628677986516383,6,6,6,6,6.8343300577164499,28.501662132197623,54,54,54,54,54,54,54,54,54,39.6,28.548677986516378,12.011888551687406,6,6,6,14.754330057716444,36.421662132197618,54,54,54,54,54,54,54,54,54,54,54,54,54,54,54,0,null,0,0,null,null,"nej","nej",2.2749999999999999,0,0,null,0,null,6.6666666666669032,3.9079850466805515E-13,"falder","---","---","-","-",0,0,0,0,0,-2.3372681567934705E-11,0,null,null,null,null,null,null,null,null,null,null,null,null,null,null,17.717988680152651,{"$f":"INDEX(ID!$K$153:$K$176,D4452+1)*INDEX(ID!$K$180:$K$191,$B4452)","v":1},{"$f":"INDEX(ID!$L$153:$L$176,D4452+1)*INDEX(ID!$K$180:$K$191,$B4452)","v":1},40.308424247347276,40.308424247347276,{"$f":"ID!K4660","v":0.18938999999999998},2.2247295753424656,39.41773343231862,{"$f":"ID!I4660","v":1.2},null,null,40.308424247347276,17.717988680152651,5.1027807398839631,{"$f":"IF(elsalgtype=1,HK4452*(GO4452)*Elprissalg,IF(elsalgtype=2,ID!J4660,\"elsalgtype ikke defineret\"))","v":0},null,null,null,0,0,0,0,0,0,0,0,0,0,0,0,0,0,0,0,0,0,0,0,0,0,0,0,0]
[4484,7,6,19,187,27,6.6000000000000003E-2,3.6,20.399999999999999,{"$f":"IF(ID!$W$4=2,0,FBR!P4494+FBR!Q4494)","v":35.435977360347799},{"$f":"IF(ID!$W$4=2,0,FBR!R4494+FBR!S4494)","v":0},{"$f":"ID!H4702","v":1},{"$f":"IF(ID!$Y$4=1,J4494+K4494,IF(ID!$Y$4=2,model!L4494,\"error\"))","v":35.435977360347799},null,44.1,84.69,146.6,49.910000000000004,49.910000000000004,49.910000000000004,{"$f":"(1-ID!$AB$64)*O4494*PV1W/1000000","v":5.8652999999999986},{"$f":"(1-ID!$AB$65)*P4494*PV2W/1000000","v":5.149152},{"$f":"(1-ID!$AB$66)*Q4494*PV3W/1000000","v":0},{"$f":"(1-ID!$AB$67)*R4494*PV4W/1000000","v":0},{"$f":"(1-ID!$AB$68)*S4494*PV5W/1000000","v":0},{"$f":"(1-ID!$AB$69)*T4494*PV6W/1000000","v":0},null,null,null,null,null,null,null,null,null,{"$f":"ID!L4702","v":0},{"$f":"IF(ID!$K$70=\"ja\",AJ4494,SUM(U4494:Z4494))","v":11.014451999999999},null,29.352792712656882,0,29.352792712656882,null,11.014451999999999,24.4215253603478,26.417513441391193,20.417513441391193,2.0417513441391191,6.8935279271265699,4.004011918956607,4.004011918956607,0,0,6.8935279271265699,null,null,null,null,11.014451999999999,35.435977360347799,-24.4215253603478,99,94.995988081043393,39.6,39.6,null,39.6,0,6,6,6,6,6,6,6,6,6,6,6,6,6,6,6,6,7.9200000000000008,12.85126735230908,6,6,6,6,6,6,6,6,6,6,6,6,6,6,6,15.840000000000002,20.771267352309081,6,6,6,6,6,6,6,6,6,6,6,6,6,6,6,23.76,28.691267352309083,6,6,6,6,6,6,6,6,6,6,6,6,6,6,6,31.680000000000003,36.611267352309085,6,6,6,6,6,6,6,6,6,6,6,6,6,6,6,39.6,44.531267352309087,13.908623350668531,6,6,6,6,6,6,6,6,6,6,6,6,6,6,6,12.85126735230908,20.771267352309081,28.691267352309083,36.611267352309085,44.531267352309087,1,null,39.6,39.6,null,null,"nej","nej",2.2749999999999999,0,39.6,null,0,null,6.8935279271265699,0.37432107975883999,"falder","---","---","-","-",0,0,0,0,0,-22.459264785530312,0.3108268155833333,null,null,null,null,null,null,null,null,null,null,null,null,null,null,4.004011918956607,{"$f":"INDEX(ID!$K$153:$K$176,D4494+1)*INDEX(ID!$K$180:$K$191,$B4494)","v":1},{"$f":"INDEX(ID!$L$153:$L$176,D4494+1)*INDEX(ID!$K$180:$K$191,$B4494)","v":1},9.109127115626281,9.109127115626281,{"$f":"ID!K4702","v":0.22803999999999999},2.2633795753424657,9.0625987967941768,{"$f":"ID!I4702","v":1.2},null,null,9.109127115626281,4.004011918956607,1.1531554326595028,{"$f":"IF(elsalgtype=1,HK4494*(GO4494)*Elprissalg,IF(elsalgtype=2,ID!J4702,\"elsalgtype ikke defineret\"))","v":0},null,null,null,499.1,472.1,441,399,299.7,762.2,825.2,846.9,825.5,667.8,490.4,472.1,441,399,299.7,987.8,1262,1466,1583,1541,987.8,1262,1466,1583,1541]
[4598,7,11,13,192,28,0.77600000000000002,4.63,22.7,{"$f":"IF(ID!$W$4=2,0,FBR!P4608+FBR!Q4608)","v":25.986383397588384},{"$f":"IF(ID!$W$4=2,0,FBR!R4608+FBR!S4608)","v":0},{"$f":"ID!H4816","v":1},{"$f":"IF(ID!$Y$4=1,J4608+K4608,IF(ID!$Y$4=2,model!L4608,\"error\"))","v":25.986383397588384},null,524.6,695.5,585.9,660.8,660.8,660.8,{"$f":"(1-ID!$AB$64)*O4608*PV1W/1000000","v":69.771799999999999},{"$f":"(1-ID!$AB$65)*P4608*PV2W/1000000","v":42.2864},{"$f":"(1-ID!$AB$66)*Q4608*PV3W/1000000","v":0},{"$f":"(1-ID!$AB$67)*R4608*PV4W/1000000","v":0},{"$f":"(1-ID!$AB$68)*S4608*PV5W/1000000","v":0},{"$f":"(1-ID!$AB$69)*T4608*PV6W/1000000","v":0},null,null,null,null,null,null,null,null,null,{"$f":"ID!L4816","v":0},{"$f":"IF(ID!$K$70=\"ja\",AJ4608,SUM(U4608:Z4608))","v":112.0582},null,54,0,54,null,25.986383397588384,0,48.6,0,0,54,0,0,86.071816602411616,0,54,null,null,null,null,112.0582,25.986383397588384,86.071816602411616,99,99,39.6,39.6,null,39.6,0,54,54,54,54,54,54,54,54,54,54,54,54,54,54,40.653119978672791,26.382331166516281,7.9200000000000008,54,54,54,54,54,54,54,54,54,54,54,54,54,54,48.573119978672807,34.302331166516296,15.840000000000002,54,54,54,54,54,54,54,54,54,54,54,54,54,54,54,42.222331166516284,23.76,54,54,54,54,54,54,54,54,54,54,54,54,54,54,54,50.142331166516271,31.680000000000003,54,54,54,54,54,54,54,54,54,54,54,54,54,54,54,54,39.6,54,54,54,54,54,54,54,54,54,54,54,54,54,54,54,54,54,54,54,54,54,54,0,null,0,0,null,null,"nej","nej",2.2749999999999999,0,0,null,0,null,54,0,"stiger","---","---","-","-",0,86.071816602411616,0,0,0,0,4.3121891294191919,null,null,null,null,null,null,null,null,null,null,null,null,null,null,0,{"$f":"INDEX(ID!$K$153:$K$176,D4608+1)*INDEX(ID!$K$180:$K$191,$B4608)","v":1},{"$f":"INDEX(ID!$L$153:$L$176,D4608+1)*INDEX(ID!$K$180:$K$191,$B4608)","v":1},0,0,{"$f":"ID!K4816","v":0.23977999999999999},2.2751195753424658,0,{"$f":"ID!I4816","v":1.2},null,null,0,-86.071816602411616,0,{"$f":"IF(elsalgtype=1,HK4608*(GO4608)*Elprissalg,IF(elsalgtype=2,ID!J4816,\"elsalgtype ikke defineret\"))","v":63.693144285784598},null,null,null,6608,6845,6718,6225,4201,6696,7012,6955,6523,4579,6080,5823,5246,4362,1873,6297,6247,5859,5140,2840,6297,6247,5859,5140,2840]
[4671,7,14,14,195,28,0.85399999999999998,7.71,18.3,{"$f":"IF(ID!$W$4=2,0,FBR!P4681+FBR!Q4681)","v":27.758182265605775},{"$f":"IF(ID!$W$4=2,0,FBR!R4681+FBR!S4681)","v":0},{"$f":"ID!H4889","v":1},{"$f":"IF(ID!$Y$4=1,J4681+K4681,IF(ID!$Y$4=2,model!L4681,\"error\"))","v":27.758182265605775},null,291.3,348.1,336.3,354.3,354.3,354.3,{"$f":"(1-ID!$AB$64)*O4681*PV1W/1000000","v":38.742899999999999},{"$f":"(1-ID!$AB$65)*P4681*PV2W/1000000","v":21.164480000000001},{"$f":"(1-ID!$AB$66)*Q4681*PV3W/1000000","v":0},{"$f":"(1-ID!$AB$67)*R4681*PV4W/1000000","v":0},{"$f":"(1-ID!$AB$68)*S4681*PV5W/1000000","v":0},{"$f":"(1-ID!$AB$69)*T4681*PV6W/1000000","v":0},null,null,null,null,null,null,null,null,null,{"$f":"ID!L4889","v":0},{"$f":"IF(ID!$K$70=\"ja\",AJ4681,SUM(U4681:Z4681))","v":59.907380000000003},null,54,0,54,null,27.758182265605775,0,48.6,0,0,54,0,0,32.149197734394228,0,54,null,null,null,null,59.907380000000003,27.758182265605775,32.149197734394228,99,99,39.6,39.6,null,39.6,0,54,54,54,54,54,54,35.821287157739299,6.2913060241161389,6,6,6,6,6,6,6,6,7.9200000000000008,54,54,54,54,54,54,43.741287157739315,14.211306024116155,6,6,6,6,6,6,6,6,15.840000000000002,54,54,54,54,54,54,51.661287157739302,22.131306024116142,6,6,6,6,6,6,6,6,23.76,54,54,54,54,54,54,54,30.051306024116158,6,6,6,6,6,6,6,6,31.680000000000003,54,54,54,54,54,54,54,37.971306024116146,11.394323003855305,6,6,6,6,6,6,6,39.6,54,54,54,54,54,54,54,45.891306024116133,19.314323003855293,6,6,6,6,6,6,6,54,54,54,54,54,54,0,null,0,0,null,null,"nej","nej",2.2749999999999999,0,0,null,0,null,54,0,"stiger","---","---","-","-",0,32.149197734394228,0,0,0,0,2.1581881488770684,null,null,null,null,null,null,null,null,null,null,null,null,null,null,0,{"$f":"INDEX(ID!$K$153:$K$176,D4681+1)*INDEX(ID!$K$180:$K$191,$B4681)","v":1},{"$f":"INDEX(ID!$L$153:$L$176,D4681+1)*INDEX(ID!$K$180:$K$191,$B4681)","v":1},0,0,{"$f":"ID!K4889","v":0.22319999999999998},2.2585395753424655,0,{"$f":"ID!I4889","v":1.2},null,null,0,-32.149197734394228,0,{"$f":"IF(elsalgtype=1,HK4681*(GO4681)*Elprissalg,IF(elsalgtype=2,ID!J4889,\"elsalgtype ikke defineret\"))","v":23.79040632345173},null,null,null,3543,3484,3295,2987,2117,3610,3614,3481,3216,2386,3405,3215,2913,2514,1674,3568,3532,3363,3071,2216,3568,3532,3363,3071,2216]
[4747,7,17,18,198,29,0.19500000000000001,10.28,15.9,{"$f":"IF(ID!$W$4=2,0,FBR!P4757+FBR!Q4757)","v":38.388975473710111},{"$f":"IF(ID!$W$4=2,0,FBR!R4757+FBR!S4757)","v":0},{"$f":"ID!H4965","v":1},{"$f":"IF(ID!$Y$4=1,J4757+K4757,IF(ID!$Y$4=2,model!L4757,\"error\"))","v":38.388975473710111},null,84.820000000000007,156.9,203.5,117.1,117.1,117.1,{"$f":"(1-ID!$AB$64)*O4757*PV1W/1000000","v":11.281060000000002},{"$f":"(1-ID!$AB$65)*P4757*PV2W/1000000","v":9.5395199999999996},{"$f":"(1-ID!$AB$66)*Q4757*PV3W/1000000","v":0},{"$f":"(1-ID!$AB$67)*R4757*PV4W/1000000","v":0},{"$f":"(1-ID!$AB$68)*S4757*PV5W/1000000","v":0},{"$f":"(1-ID!$AB$69)*T4757*PV6W/1000000","v":0},null,null,null,null,null,null,null,null,null,{"$f":"ID!L4965","v":0},{"$f":"IF(ID!$K$70=\"ja\",AJ4757,SUM(U4757:Z4757))","v":20.82058},null,45.16260373193338,0,45.16260373193338,null,20.82058,17.568395473710112,40.64634335874004,17.568395473710112,1.7568395473710108,25.837368710852257,0,0,0,0,25.837368710852257,null,null,null,null,20.82058,38.388975473710111,{"$f":"BF4757-BG4757","v":-17.568395473710112},99,99,39.6,39.6,null,39.6,0,27.594208258223269,6,6,6,6,6,6,6,6,6,6,6,6,6,6,6,7.9200000000000008,35.51420825822327,6.5550268978754715,6,6,6,6,6,6,6,6,6,6,6,6,6,6,15.840000000000002,43.434208258223272,14.475026897875473,6,6,6,6,6,6,6,6,6,6,6,6,6,6,23.76,51.354208258223267,22.395026897875468,6,6,6,6,6,6,6,6,6,6,6,6,6,11.912146052333668,31.680000000000003,54,30.31502689787547,6,6,6,6,6,6,6,6,6,6,6,6,6,19.83214605233367,39.6,54,38.235026897875471,6.9332468962349196,6,6,6,6,6,6,6,6,6,6,6,6,27.752146052333671,27.594208258223269,35.51420825822327,43.434208258223272,51.354208258223267,54,54,0.6,null,23.76,23.76,null,null,"nej","nej",2.2749999999999999,0,23.76,null,0,null,25.837368710852257,31.631658372906223,"falder","---","---","-","-",0,0,0,0,0,-19.325235021081124,0.54235831363247866,null,null,null,null,null,null,null,null,null,null,null,null,null,null,0,{"$f":"INDEX(ID!$K$153:$K$176,D4757+1)*INDEX(ID!$K$180:$K$191,$B4757)","v":1},{"$f":"INDEX(ID!$L$153:$L$176,D4757+1)*INDEX(ID!$K$180:$K$191,$B4757)","v":1},0,0,{"$f":"ID!K4965","v":0.31589999999999996},2.3512395753424657,0,{"$f":"ID!I4965","v":1.2},null,null,0,0,0,{"$f":"IF(elsalgtype=1,HK4757*(GO4757)*Elprissalg,IF(elsalgtype=2,ID!J4965,\"elsalgtype ikke defineret\"))","v":0},null,null,null,1171,1008,852,769.7,583.29999999999995,1448,1544,1569,1519,1227,955,906.3,848.2,769.7,583.29999999999995,1619,1874,2035,2090,1886,1619,1874,2035,2090,1886]
[4792,7,19,15,200,29,1.2E-2,5.14,15.2,{"$f":"IF(ID!$W$4=2,0,FBR!P4802+FBR!Q4802)","v":29.529981133623163},{"$f":"IF(ID!$W$4=2,0,FBR!R4802+FBR!S4802)","v":0},{"$f":"ID!H5010","v":1},{"$f":"IF(ID!$Y$4=1,J4802+K4802,IF(ID!$Y$4=2,model!L4802,\"error\"))","v":29.529981133623163},null,246.3,551,547.4,451.3,451.3,451.3,{"$f":"(1-ID!$AB$64)*O4802*PV1W/1000000","v":32.757900000000006},{"$f":"(1-ID!$AB$65)*P4802*PV2W/1000000","v":33.500799999999998},{"$f":"(1-ID!$AB$66)*Q4802*PV3W/1000000","v":0},{"$f":"(1-ID!$AB$67)*R4802*PV4W/1000000","v":0},{"$f":"(1-ID!$AB$68)*S4802*PV5W/1000000","v":0},{"$f":"(1-ID!$AB$69)*T4802*PV6W/1000000","v":0},null,null,null,null,null,null,null,null,null,{"$f":"ID!L5010","v":0},{"$f":"IF(ID!$K$70=\"ja\",AJ4802,SUM(U4802:Z4802))","v":66.258700000000005},null,54,0,54,null,29.529981133623163,0,48.6,0,0,54,0,0,36.728718866376838,0,54,null,null,null,null,66.258700000000005,29.529981133623163,36.728718866376838,99,99,39.6,39.6,null,39.6,0,54,54,54,54,54,30.749749423345079,6,6,6,6,6,6,6,6,6,6,7.9200000000000008,54,54,54,54,54,38.669749423345081,9.1397682897219141,6,6,6,6,6,6,6,6,6,15.840000000000002,54,54,54,54,54,46.589749423345083,17.059768289721916,6,6,6,6,6,6,6,6,6,23.76,54,54,54,54,54,54,24.979768289721918,6,6,6,6,6,6,6,6,6,31.680000000000003,54,54,54,54,54,54,32.899768289721919,6.3227852694610789,6,6,6,6,6,6,6,6,39.6,54,54,54,54,54,54,40.819768289721921,14.242785269461081,6,6,6,6,6,6,6,6,54,54,54,54,54,54,0,null,0,0,null,null,"nej","nej",2.2749999999999999,0,0,null,0,null,54,0,"stiger","---","---","-","-",0,36.728718866376838,0,0,0,0,2.2437772547222226,null,null,null,null,null,null,null,null,null,null,null,null,null,null,0,{"$f":"INDEX(ID!$K$153:$K$176,D4802+1)*INDEX(ID!$K$180:$K$191,$B4802)","v":1},{"$f":"INDEX(ID!$L$153:$L$176,D4802+1)*INDEX(ID!$K$180:$K$191,$B4802)","v":1},0,0,{"$f":"ID!K5010","v":0.19822999999999999},2.2335695753424658,0,{"$f":"ID!I5010","v":1.2},null,null,0,-36.728718866376838,0,{"$f":"IF(elsalgtype=1,HK4802*(GO4802)*Elprissalg,IF(elsalgtype=2,ID!J5010,\"elsalgtype ikke defineret\"))","v":27.179251961118858},null,null,null,4513,4524,4302,3854,2406,4958,5377,5510,5351,4208,3857,3244,2463,1564,1168,4945,5352,5474,5307,4155,4945,5352,5474,5307,4155]
[4830,7,21,5,202,29,0.39600000000000002,2.57,11,{"$f":"IF(ID!$W$4=2,0,FBR!P4840+FBR!Q4840)","v":15.94618981215651},{"$f":"IF(ID!$W$4=2,0,FBR!R4840+FBR!S4840)","v":0},{"$f":"ID!H5048","v":1},{"$f":"IF(ID!$Y$4=1,J4840+K4840,IF(ID!$Y$4=2,model!L4840,\"error\"))","v":15.94618981215651},null,137.69999999999999,53.92,53.92,70.28,70.28,70.28,{"$f":"(1-ID!$AB$64)*O4840*PV1W/1000000","v":18.314099999999996},{"$f":"(1-ID!$AB$65)*P4840*PV2W/1000000","v":3.2783359999999999},{"$f":"(1-ID!$AB$66)*Q4840*PV3W/1000000","v":0},{"$f":"(1-ID!$AB$67)*R4840*PV4W/1000000","v":0},{"$f":"(1-ID!$AB$68)*S4840*PV5W/1000000","v":0},{"$f":"(1-ID!$AB$69)*T4840*PV6W/1000000","v":0},null,null,null,null,null,null,null,null,null,{"$f":"ID!L5048","v":0},{"$f":"IF(ID!$K$70=\"ja\",AJ4840,SUM(U4840:Z4840))","v":21.592435999999996},null,6.6666666666666661,0,6.6666666666666661,null,15.94618981215651,0,6,0,0,6.6666666666666661,0,0,5.6462461878434862,5.6462461878434862,12.312912854510152,null,null,null,null,21.592435999999996,15.94618981215651,5.6462461878434862,99,99,39.6,39.6,null,39.6,0,12.312912854510152,38.582663797008721,54,54,54,54,54,54,54,54,54,54,54,54,54,54,7.9200000000000008,20.232912854510154,46.502663797008722,54,54,54,54,54,54,54,54,54,54,54,54,54,54,15.840000000000002,28.152912854510156,54,54,54,54,54,54,54,54,54,54,54,54,54,54,54,23.76,36.072912854510157,54,54,54,54,54,54,54,54,54,54,54,54,54,54,54,31.680000000000003,43.992912854510159,54,54,54,54,54,54,54,54,54,54,54,54,54,54,54,39.6,51.912912854510154,54,54,54,54,54,54,54,54,54,54,54,54,54,54,54,54,54,54,54,54,54,0,null,0,0,null,null,"nej","nej",2.2749999999999999,0,0,null,0,null,12.312912854510152,40,"stiger","---","cyclus","-",9.4104103123436609,0,0,0,0,0,5.6462461878434862,1.3540812102674893,null,null,null,null,null,null,null,null,null,null,null,null,null,null,0,{"$f":"INDEX(ID!$K$153:$K$176,D4840+1)*INDEX(ID!$K$180:$K$191,$B4840)","v":1},{"$f":"INDEX(ID!$L$153:$L$176,D4840+1)*INDEX(ID!$K$180:$K$191,$B4840)","v":1},0,0,{"$f":"ID!K5048","v":0.18280000000000002},2.2181395753424655,0,{"$f":"ID!I5048","v":1.2},null,null,0,0,0,{"$f":"IF(elsalgtype=1,HK4840*(GO4840)*Elprissalg,IF(elsalgtype=2,ID!J5048,\"elsalgtype ikke defineret\"))","v":0},null,null,null,702.8,574.6,539.20000000000005,491.4,378.4,595.29999999999995,574.6,539.20000000000005,491.4,378.4,1140,1293,1377,1384,1179,595.29999999999995,574.6,539.20000000000005,491.4,378.4,595.29999999999995,574.6,539.20000000000005,491.4,378.4]
[4941,7,25,20,206,30,0,1.03,15.6,{"$f":"IF(ID!$W$4=2,0,FBR!P4951+FBR!Q4951)","v":31.301780001640555},{"$f":"IF(ID!$W$4=2,0,FBR!R4951+FBR!S4951)","v":0},{"$f":"ID!H5159","v":1},{"$f":"IF(ID!$Y$4=1,J4951+K4951,IF(ID!$Y$4=2,model!L4951,\"error\"))","v":31.301780001640555},null,0,0,0,0,0,0,{"$f":"(1-ID!$AB$64)*O4951*PV1W/1000000","v":0},{"$f":"(1-ID!$AB$65)*P4951*PV2W/1000000","v":0},{"$f":"(1-ID!$AB$66)*Q4951*PV3W/1000000","v":0},{"$f":"(1-ID!$AB$67)*R4951*PV4W/1000000","v":0},{"$f":"(1-ID!$AB$68)*S4951*PV5W/1000000","v":0},{"$f":"(1-ID!$AB$69)*T4951*PV6W/1000000","v":0},null,null,null,null,null,null,null,null,null,{"$f":"ID!L5159","v":0},{"$f":"IF(ID!$K$70=\"ja\",AJ4951,SUM(U4951:Z4951))","v":0},null,6.9145825497891895,0,6.9145825497891895,null,0,31.301780001640555,6.2231242948102707,0.22312429481027074,2.2312429481027071E-2,6.6691458254978917,31.078655706830283,31.078655706830283,0,0,6.6691458254978917,null,null,null,null,0,31.301780001640555,-31.301780001640555,99,67.92134429316971,39.6,39.6,null,39.6,0,6,6,6,6,6,6,6,6,6,6,6,6,6,6,6,6,7.9200000000000008,6,6,6,6,6,6,6,6,6,6,6,6,6,6,6,6,15.840000000000002,6,6,6,6,6,6,6,6,6,6,6,6,6,6,6,6,23.76,6,6,6,6,6,6,6,6,6,6,6,6,6,6,6,6,31.680000000000003,7.2928025481486394,6,6,6,6,6,6,6,6,6,6,6,6,6,6,6,39.6,15.212802548148634,6,6,6,6,6,6,6,6,6,6,6,6,6,6,6,6,6,6,6,7.2928025481486394,15.212802548148634,1,null,39.6,39.6,null,null,"nej","nej",2.2749999999999999,0,39.6,null,0,null,6.6691458254978917,4.0906120715211713E-3,"falder","---","---","-","-",0,0,0,0,0,-0.24543672429129781,0,null,null,null,null,null,null,null,null,null,null,null,null,null,null,31.078655706830283,{"$f":"INDEX(ID!$K$153:$K$176,D4951+1)*INDEX(ID!$K$180:$K$191,$B4951)","v":1},{"$f":"INDEX(ID!$L$153:$L$176,D4951+1)*INDEX(ID!$K$180:$K$191,$B4951)","v":1},70.703941733038889,70.703941733038889,{"$f":"ID!K5159","v":0.26935000000000003},2.3046895753424659,71.626653823189386,{"$f":"ID!I5159","v":1.2},null,null,70.703941733038889,31.078655706830283,8.95065284356712,{"$f":"IF(elsalgtype=1,HK4951*(GO4951)*Elprissalg,IF(elsalgtype=2,ID!J5159,\"elsalgtype ikke defineret\"))","v":0},null,null,null,0,0,0,0,0,0,0,0,0,0,0,0,0,0,0,0,0,0,0,0,0,0,0,0,0]
[4986,7,27,17,208,30,0.25700000000000001,4.1100000000000003,16.3,{"$f":"IF(ID!$W$4=2,0,FBR!P4996+FBR!Q4996)","v":36.617176605692727},{"$f":"IF(ID!$W$4=2,0,FBR!R4996+FBR!S4996)","v":0},{"$f":"ID!H5204","v":1},{"$f":"IF(ID!$Y$4=1,J4996+K4996,IF(ID!$Y$4=2,model!L4996,\"error\"))","v":36.617176605692727},null,28.98,567.70000000000005,713.2,288.39999999999998,288.39999999999998,288.39999999999998,{"$f":"(1-ID!$AB$64)*O4996*PV1W/1000000","v":3.8543400000000001},{"$f":"(1-ID!$AB$65)*P4996*PV2W/1000000","v":34.516159999999999},{"$f":"(1-ID!$AB$66)*Q4996*PV3W/1000000","v":0},{"$f":"(1-ID!$AB$67)*R4996*PV4W/1000000","v":0},{"$f":"(1-ID!$AB$68)*S4996*PV5W/1000000","v":0},{"$f":"(1-ID!$AB$69)*T4996*PV6W/1000000","v":0},null,null,null,null,null,null,null,null,null,{"$f":"ID!L5204","v":0},{"$f":"IF(ID!$K$70=\"ja\",AJ4996,SUM(U4996:Z4996))","v":38.3705},null,54,0,54,null,36.617176605692727,0,48.6,0,0,54,0,0,1.753323394307273,0,54,null,null,null,null,38.3705,36.617176605692727,1.753323394307273,99,99,39.6,39.6,null,39.6,0,54,40.927957920597159,14.520856560249356,6,6,6,6,6,6,6,6,6,6,6,6,6,7.9200000000000008,54,48.84795792059716,22.440856560249358,6,6,6,6,6,6,6,6,6,6,6,6,6,15.840000000000002,54,54,30.36085656024936,6,6,6,6,6,6,6,6,6,6,6,6,10.078825376261108,23.76,54,54,38.280856560249362,6.9790765586088099,6,6,6,6,6,6,6,6,6,6,6,17.998825376261109,31.680000000000003,54,54,46.200856560249363,14.899076558608812,6,6,6,6,6,6,6,6,6,6,6,25.918825376261111,39.6,54,54,54,22.819076558608799,6,6,6,6,6,6,6,6,6,6,6,33.838825376261099,54,54,54,54,54,54,0,null,0,0,null,null,"nej","nej",2.2749999999999999,0,0,null,0,null,54,27.179836701801879,"stiger","---","---","-","-",0,1.753323394307273,0,0,0,0,1.0478825392025088,null,null,null,null,null,null,null,null,null,null,null,null,null,null,0,{"$f":"INDEX(ID!$K$153:$K$176,D4996+1)*INDEX(ID!$K$180:$K$191,$B4996)","v":1},{"$f":"INDEX(ID!$L$153:$L$176,D4996+1)*INDEX(ID!$K$180:$K$191,$B4996)","v":1},0,0,{"$f":"ID!K5204","v":0.23097000000000001},2.2663095753424658,0,{"$f":"ID!I5204","v":1.2},null,null,0,-1.753323394307273,0,{"$f":"IF(elsalgtype=1,HK4996*(GO4996)*Elprissalg,IF(elsalgtype=2,ID!J5204,\"elsalgtype ikke defineret\"))","v":1.2974593117873821},null,null,null,2884,2527,1999,1332,410.8,4247,5135,5677,5860,5148,1510,263.7,289.8,323.89999999999998,410.8,4830,6205,7132,7606,7227,4830,6205,7132,7606,7227]
[5105,8,1,16,213,31,0.53700000000000003,6.17,29.3,{"$f":"IF(ID!$W$4=2,0,FBR!P5115+FBR!Q5115)","v":31.301780001640555},{"$f":"IF(ID!$W$4=2,0,FBR!R5115+FBR!S5115)","v":0},{"$f":"ID!H5323","v":1},{"$f":"IF(ID!$Y$4=1,J5115+K5115,IF(ID!$Y$4=2,model!L5115,\"error\"))","v":31.301780001640555},null,119.9,389,416.9,290.39999999999998,290.39999999999998,290.39999999999998,{"$f":"(1-ID!$AB$64)*O5115*PV1W/1000000","v":15.9467},{"$f":"(1-ID!$AB$65)*P5115*PV2W/1000000","v":23.651199999999996},{"$f":"(1-ID!$AB$66)*Q5115*PV3W/1000000","v":0},{"$f":"(1-ID!$AB$67)*R5115*PV4W/1000000","v":0},{"$f":"(1-ID!$AB$68)*S5115*PV5W/1000000","v":0},{"$f":"(1-ID!$AB$69)*T5115*PV6W/1000000","v":0},null,null,null,null,null,null,null,null,null,{"$f":"ID!L5323","v":0},{"$f":"IF(ID!$K$70=\"ja\",AJ5115,SUM(U5115:Z5115))","v":39.597899999999996},null,54,0,54,null,31.301780001640555,0,48.6,0,0,54,0,0,8.2961199983594405,0,54,null,null,null,null,39.597899999999996,31.301780001640555,8.2961199983594405,99,99,39.6,39.6,null,39.6,0,54,51.747703392666715,31.693347918956604,6,6,6,6,6,6,6,6,6,6,6,6,6,7.9200000000000008,54,54,39.613347918956606,11.165190558608806,6,6,6,6,6,6,6,6,6,6,6,6,15.840000000000002,54,54,47.533347918956608,19.085190558608808,6,6,6,6,6,6,6,6,6,6,6,6,23.76,54,54,54,27.00519055860881,6,6,6,6,6,6,6,6,6,6,6,6,31.680000000000003,54,54,54,34.925190558608811,6,6,6,6,6,6,6,6,6,6,6,6,39.6,54,54,54,42.845190558608799,11.54341055696824,6,6,6,6,6,6,6,6,6,6,6,54,54,54,54,54,54,0,null,0,0,null,null,"nej","nej",2.2749999999999999,0,0,null,0,null,54,19.338763777103338,"stiger","---","---","-","-",0,8.2961199983594405,0,0,0,0,1.2650366847484276,null,null,null,null,null,null,null,null,null,null,null,null,null,null,0,{"$f":"INDEX(ID!$K$153:$K$176,D5115+1)*INDEX(ID!$K$180:$K$191,$B5115)","v":1},{"$f":"INDEX(ID!$L$153:$L$176,D5115+1)*INDEX(ID!$K$180:$K$191,$B5115)","v":1},0,0,{"$f":"ID!K5323","v":0.23166999999999999},2.2670095753424655,0,{"$f":"ID!I5323","v":1.2},null,null,0,-8.2961199983594405,0,{"$f":"IF(elsalgtype=1,HK5115*(GO5115)*Elprissalg,IF(elsalgtype=2,ID!J5323,\"elsalgtype ikke defineret\"))","v":6.1391287987859862},null,null,null,2904,2843,2642,2309,1358,3362,3725,3890,3845,3165,2353,1772,1199,1105,906.8,3466,3924,4169,4188,3568,3466,3924,4169,4188,3568]
[5135,8,2,22,214,31,0,0,16.7,{"$f":"IF(ID!$W$4=2,0,FBR!P5145+FBR!Q5145)","v":26.576983020260847},{"$f":"IF(ID!$W$4=2,0,FBR!R5145+FBR!S5145)","v":0},{"$f":"ID!H5353","v":1},{"$f":"IF(ID!$Y$4=1,J5145+K5145,IF(ID!$Y$4=2,model!L5145,\"error\"))","v":26.576983020260847},null,0,0,0,0,0,0,{"$f":"(1-ID!$AB$64)*O5145*PV1W/1000000","v":0},{"$f":"(1-ID!$AB$65)*P5145*PV2W/1000000","v":0},{"$f":"(1-ID!$AB$66)*Q5145*PV3W/1000000","v":0},{"$f":"(1-ID!$AB$67)*R5145*PV4W/1000000","v":0},{"$f":"(1-ID!$AB$68)*S5145*PV5W/1000000","v":0},{"$f":"(1-ID!$AB$69)*T5145*PV6W/1000000","v":0},null,null,null,null,null,null,null,null,null,{"$f":"ID!L5353","v":0},{"$f":"IF(ID!$K$70=\"ja\",AJ5145,SUM(U5145:Z5145))","v":0},null,6.6666761890217341,0,6.6666761890217341,null,0,26.576983020260847,6.0000085701195607,8.5701195606802116E-6,8.5701195606802095E-7,6.6666667618902178,26.576974450141286,26.576974450141286,0,0,6.6666667618902178,null,null,null,null,0,26.576983020260847,-26.576983020260847,99,72.423025549858721,39.6,39.6,null,39.6,0,6,6,6,6,6,6,6,6,6,6,53.233174140297237,54,54,54,54,54,7.9200000000000008,6,6,6,6,6,6,6,6,6,6,54,54,54,54,54,54,15.840000000000002,6,6,6,6,6,6,6,6,6,6,54,54,54,54,54,54,23.76,6,6,6,6,6,6,6,6,6,6,54,54,54,54,54,54,31.680000000000003,11.769693168760888,6,6,6,6,6,6,6,6,6,54,54,54,54,54,54,39.6,19.68969316876089,6,6,6,6,6,6,6,6,9.62318093383346,54,54,54,54,54,54,54,54,54,54,54,54,0,null,0,0,null,null,"nej","nej",2.2749999999999999,0,0,null,0,null,6.6666667618902178,1.5711886014457832E-7,"falder","---","---","-","-",0,0,0,0,0,-9.4271315167482328E-6,0,null,null,null,null,null,null,null,null,null,null,null,null,null,null,26.576974450141286,{"$f":"INDEX(ID!$K$153:$K$176,D5145+1)*INDEX(ID!$K$180:$K$191,$B5145)","v":1},{"$f":"INDEX(ID!$L$153:$L$176,D5145+1)*INDEX(ID!$K$180:$K$191,$B5145)","v":1},60.462616874071422,60.462616874071422,{"$f":"ID!K5353","v":0.21821000000000002},2.2535495753424657,59.892529486003454,{"$f":"ID!I5353","v":1.2},null,null,60.462616874071422,26.576974450141286,7.6541686416406902,{"$f":"IF(elsalgtype=1,HK5145*(GO5145)*Elprissalg,IF(elsalgtype=2,ID!J5353,\"elsalgtype ikke defineret\"))","v":0},null,null,null,0,0,0,0,0,0,0,0,0,0,0,0,0,0,0,0,0,0,0,0,0,0,0,0,0]
[5180,8,4,19,216,31,0,3.08,17.600000000000001,{"$f":"IF(ID!$W$4=2,0,FBR!P5190+FBR!Q5190)","v":35.435977360347799},{"$f":"IF(ID!$W$4=2,0,FBR!R5190+FBR!S5190)","v":0},{"$f":"ID!H5398","v":1},{"$f":"IF(ID!$Y$4=1,J5190+K5190,IF(ID!$Y$4=2,model!L5190,\"error\"))","v":35.435977360347799},null,15.84,23.69,35.989999999999995,17.919999999999998,17.919999999999998,17.919999999999998,{"$f":"(1-ID!$AB$64)*O5190*PV1W/1000000","v":2.1067200000000001},{"$f":"(1-ID!$AB$65)*P5190*PV2W/1000000","v":1.4403520000000001},{"$f":"(1-ID!$AB$66)*Q5190*PV3W/1000000","v":0},{"$f":"(1-ID!$AB$67)*R5190*PV4W/1000000","v":0},{"$f":"(1-ID!$AB$68)*S5190*PV5W/1000000","v":0},{"$f":"(1-ID!$AB$69)*T5190*PV6W/1000000","v":0},null,null,null,null,null,null,null,null,null,{"$f":"ID!L5398","v":0},{"$f":"IF(ID!$K$70=\"ja\",AJ5190,SUM(U5190:Z5190))","v":3.547072},null,8.8379357108522729,0,8.8379357108522729,null,3.547072,31.888905360347799,7.954142139767046,1.954142139767046,0.19541421397670455,6.6883793571085226,29.934763220580756,29.934763220580756,0,0,6.6883793571085226,null,null,null,null,3.547072,35.435977360347799,-31.888905360347799,99,69.065236779419251,39.6,39.6,null,39.6,0,6,6,6,6,6,6,6,6,6,6,6,6,6,6,6,6,7.9200000000000008,6,6,6,6,6,6,6,6,6,6,6,6,6,6,6,6,15.840000000000002,6,6,6,6,6,6,6,6,6,6,6,6,6,6,6,6,23.76,6,6,6,6,6,6,6,6,6,6,6,6,6,6,6,6,31.680000000000003,8.629030350504479,6,6,6,6,6,6,6,6,6,6,6,6,6,6,6,39.6,16.549030350504474,6,6,6,6,6,6,6,6,6,6,6,6,6,6,6,6,6,6,6,8.629030350504479,16.549030350504474,1,null,39.6,39.6,null,null,"nej","nej",2.2749999999999999,0,39.6,null,0,null,6.6883793571085226,3.582593922906311E-2,"falder","---","---","-","-",0,0,0,0,0,-2.1495563537437503,0.1000980434074074,null,null,null,null,null,null,null,null,null,null,null,null,null,null,29.934763220580756,{"$f":"INDEX(ID!$K$153:$K$176,D5190+1)*INDEX(ID!$K$180:$K$191,$B5190)","v":1},{"$f":"INDEX(ID!$L$153:$L$176,D5190+1)*INDEX(ID!$K$180:$K$191,$B5190)","v":1},68.10158632682122,68.10158632682122,{"$f":"ID!K5398","v":0.28556999999999999},2.3209095753424656,69.475878594255335,{"$f":"ID!I5398","v":1.2},null,null,68.10158632682122,29.934763220580756,8.6212118075272581,{"$f":"IF(elsalgtype=1,HK5190*(GO5190)*Elprissalg,IF(elsalgtype=2,ID!J5398,\"elsalgtype ikke defineret\"))","v":0},null,null,null,179.2,171.5,158.4,140.80000000000001,99.42,216.9,232.1,236.9,230.7,190,179.2,171.5,158.4,140.80000000000001,99.42,261.3,318.7,359.9,381.5,362.9,261.3,318.7,359.9,381.5,362.9]
[5264,8,8,7,220,32,0.104,2.06,15,{"$f":"IF(ID!$W$4=2,0,FBR!P5274+FBR!Q5274)","v":18.899187925518824},{"$f":"IF(ID!$W$4=2,0,FBR!R5274+FBR!S5274)","v":0},{"$f":"ID!H5482","v":1},{"$f":"IF(ID!$Y$4=1,J5274+K5274,IF(ID!$Y$4=2,model!L5274,\"error\"))","v":18.899187925518824},null,506.8,55.429999999999993,55.429999999999993,287.2,287.2,287.2,{"$f":"(1-ID!$AB$64)*O5274*PV1W/1000000","v":67.404399999999995},{"$f":"(1-ID!$AB$65)*P5274*PV2W/1000000","v":3.3701439999999994},{"$f":"(1-ID!$AB$66)*Q5274*PV3W/1000000","v":0},{"$f":"(1-ID!$AB$67)*R5274*PV4W/1000000","v":0},{"$f":"(1-ID!$AB$68)*S5274*PV5W/1000000","v":0},{"$f":"(1-ID!$AB$69)*T5274*PV6W/1000000","v":0},null,null,null,null,null,null,null,null,null,{"$f":"ID!L5482","v":0},{"$f":"IF(ID!$K$70=\"ja\",AJ5274,SUM(U5274:Z5274))","v":70.774543999999992},null,25.553473609165231,0,25.553473609165231,null,18.899187925518824,0,22.99812624824871,0,0,25.553473609165231,0,0,51.875356074481168,24,49.553473609165231,null,null,null,null,70.774543999999992,18.899187925518824,51.875356074481168,99,99,39.6,39.6,null,39.6,0,54,54,54,54,54,54,54,54,54,54,54,54,54,54,54,54,7.9200000000000008,54,54,54,54,54,54,54,54,54,54,54,54,54,54,54,54,15.840000000000002,54,54,54,54,54,54,54,54,54,54,54,54,54,54,54,54,23.76,54,54,54,54,54,54,54,54,54,54,54,54,54,54,54,54,31.680000000000003,54,54,54,54,54,54,54,54,54,54,54,54,54,54,54,54,39.6,54,54,54,54,54,54,54,54,54,54,54,54,54,54,54,54,54,54,54,54,54,54,0,null,0,0,null,null,"nej","nej",2.2749999999999999,0,0,null,0,null,49.553473609165231,7.4108773180579481,"stiger","---","---","-","-",0,27.875356074481168,0,0,0,24,3.7448457721527775,null,null,null,null,null,null,null,null,null,null,null,null,null,null,0,{"$f":"INDEX(ID!$K$153:$K$176,D5274+1)*INDEX(ID!$K$180:$K$191,$B5274)","v":1},{"$f":"INDEX(ID!$L$153:$L$176,D5274+1)*INDEX(ID!$K$180:$K$191,$B5274)","v":1},0,0,{"$f":"ID!K5482","v":0.33606999999999998},2.3714095753424655,0,{"$f":"ID!I5482","v":1.2},null,null,0,-27.875356074481168,0,{"$f":"IF(elsalgtype=1,HK5274*(GO5274)*Elprissalg,IF(elsalgtype=2,ID!J5482,\"elsalgtype ikke defineret\"))","v":20.627763495116064},null,null,null,2872,2758,2476,2042,850.1,1803,614.6,554.29999999999995,549.79999999999995,542.5,3833,4597,5068,5225,4602,1270,556.79999999999995,554.29999999999995,549.79999999999995,542.5,1270,556.79999999999995,554.29999999999995,549.79999999999995,542.5]
[5329,8,11,0,223,32,0,0,13.2,{"$f":"IF(ID!$W$4=2,0,FBR!P5339+FBR!Q5339)","v":20.670986793536215},{"$f":"IF(ID!$W$4=2,0,FBR!R5339+FBR!S5339)","v":0},{"$f":"ID!H5547","v":1},{"$f":"IF(ID!$Y$4=1,J5339+K5339,IF(ID!$Y$4=2,model!L5339,\"error\"))","v":20.670986793536215},null,0,0,0,0,0,0,{"$f":"(1-ID!$AB$64)*O5339*PV1W/1000000","v":0},{"$f":"(1-ID!$AB$65)*P5339*PV2W/1000000","v":0},{"$f":"(1-ID!$AB$66)*Q5339*PV3W/1000000","v":0},{"$f":"(1-ID!$AB$67)*R5339*PV4W/1000000","v":0},{"$f":"(1-ID!$AB$68)*S5339*PV5W/1000000","v":0},{"$f":"(1-ID!$AB$69)*T5339*PV6W/1000000","v":0},null,null,null,null,null,null,null,null,null,{"$f":"ID!L5547","v":0},{"$f":"IF(ID!$K$70=\"ja\",AJ5339,SUM(U5339:Z5339))","v":0},null,6.6666666673834847,0,6.6666666673834847,null,0,20.670986793536215,6.0000000006451364,6.4513638875496326E-10,6.4513638875496308E-11,6.6666666666738346,20.670986792891078,20.670986792891078,0,0,6.6666666666738346,null,null,null,null,0,20.670986793536215,-20.670986793536215,99,78.329013207108915,39.6,39.6,null,39.6,0,6,6,6,6,6,6,6,6,21.210530545818397,54,54,54,54,54,54,54,7.9200000000000008,6,6,6,6,6,6,6,6,29.130530545818399,54,54,54,54,54,54,54,15.840000000000002,6,6,6,6,6,6,6,6,37.050530545818397,54,54,54,54,54,54,54,23.76,9.7556798738472708,6,6,6,6,6,6,6,44.970530545818399,54,54,54,54,54,54,54,31.680000000000003,17.675679873847272,6,6,6,6,6,6,6,52.8905305458184,54,54,54,54,54,54,54,39.6,25.595679873847274,7.8776911936733747,6,6,6,6,6,6,54,54,54,54,54,54,54,54,54,54,54,54,54,54,0,null,0,0,null,null,"nej","nej",2.2749999999999999,0,0,null,0,null,6.6666666666738346,1.1826095658307167E-11,"falder","---","---","-","-",0,0,0,0,0,-7.0965002763045961E-10,0,null,null,null,null,null,null,null,null,null,null,null,null,null,null,20.670986792891078,{"$f":"INDEX(ID!$K$153:$K$176,D5339+1)*INDEX(ID!$K$180:$K$191,$B5339)","v":1},{"$f":"INDEX(ID!$L$153:$L$176,D5339+1)*INDEX(ID!$K$180:$K$191,$B5339)","v":1},47.026494953827203,47.026494953827203,{"$f":"ID!K5547","v":7.3650000000000007E-2},2.1089895753424659,43.594895658249079,{"$f":"ID!I5547","v":1.2},null,null,47.026494953827203,20.670986792891078,5.9532441963526308,{"$f":"IF(elsalgtype=1,HK5339*(GO5339)*Elprissalg,IF(elsalgtype=2,ID!J5547,\"elsalgtype ikke defineret\"))","v":0},null,null,null,0,0,0,0,0,0,0,0,0,0,0,0,0,0,0,0,0,0,0,0,0,0,0,0,0]
[5432,8,15,7,227,33,0,2.57,16,{"$f":"IF(ID!$W$4=2,0,FBR!P5442+FBR!Q5442)","v":18.899187925518824},{"$f":"IF(ID!$W$4=2,0,FBR!R5442+FBR!S5442)","v":0},{"$f":"ID!H5650","v":1},{"$f":"IF(ID!$Y$4=1,J5442+K5442,IF(ID!$Y$4=2,model!L5442,\"error\"))","v":18.899187925518824},null,195.4,118.2,118.2,168.2,168.2,168.2,{"$f":"(1-ID!$AB$64)*O5442*PV1W/1000000","v":25.988199999999999},{"$f":"(1-ID!$AB$65)*P5442*PV2W/1000000","v":7.1865599999999992},{"$f":"(1-ID!$AB$66)*Q5442*PV3W/1000000","v":0},{"$f":"(1-ID!$AB$67)*R5442*PV4W/1000000","v":0},{"$f":"(1-ID!$AB$68)*S5442*PV5W/1000000","v":0},{"$f":"(1-ID!$AB$69)*T5442*PV6W/1000000","v":0},null,null,null,null,null,null,null,null,null,{"$f":"ID!L5650","v":0},{"$f":"IF(ID!$K$70=\"ja\",AJ5442,SUM(U5442:Z5442))","v":33.174759999999999},null,6.666666666666667,0,6.666666666666667,null,18.899187925518824,0,6,0,0,6.666666666666667,0,0,14.275572074481175,14.275572074481175,20.942238741147843,null,null,null,null,33.174759999999999,18.899187925518824,14.275572074481175,99,99,39.6,39.6,null,39.6,0,20.942238741147843,54,54,54,54,54,54,54,54,54,54,54,54,54,54,54,7.9200000000000008,28.862238741147841,54,54,54,54,54,54,54,54,54,54,54,54,54,54,54,15.840000000000002,36.782238741147843,54,54,54,54,54,54,54,54,54,54,54,54,54,54,54,23.76,44.702238741147845,54,54,54,54,54,54,54,54,54,54,54,54,54,54,54,31.680000000000003,52.622238741147846,54,54,54,54,54,54,54,54,54,54,54,54,54,54,54,39.6,54,54,54,54,54,54,54,54,54,54,54,54,54,54,54,54,54,54,54,54,54,54,0,null,0,0,null,null,"nej","nej",2.2749999999999999,0,0,null,0,null,20.942238741147843,40.000000000000007,"stiger","---","cyclus","-",23.79262012413529,0,0,0,0,0,14.275572074481175,1.7553537289930556,null,null,null,null,null,null,null,null,null,null,null,null,null,null,0,{"$f":"INDEX(ID!$K$153:$K$176,D5442+1)*INDEX(ID!$K$180:$K$191,$B5442)","v":1},{"$f":"INDEX(ID!$L$153:$L$176,D5442+1)*INDEX(ID!$K$180:$K$191,$B5442)","v":1},0,0,{"$f":"ID!K5650","v":0.27635999999999999},2.3116995753424656,0,{"$f":"ID!I5650","v":1.2},null,null,0,0,0,{"$f":"IF(elsalgtype=1,HK5442*(GO5442)*Elprissalg,IF(elsalgtype=2,ID!J5650,\"elsalgtype ikke defineret\"))","v":0},null,null,null,1682,1625,1505,1332,887.9,1500,1274,1182,1071,806.9,1846,1941,1954,1882,1522,1406,1264,1182,1071,806.9,1406,1264,1182,1071,806.9]
[5477,8,17,4,229,33,0,0,12,{"$f":"IF(ID!$W$4=2,0,FBR!P5487+FBR!Q5487)","v":15.94618981215651},{"$f":"IF(ID!$W$4=2,0,FBR!R5487+FBR!S5487)","v":0},{"$f":"ID!H5695","v":1},{"$f":"IF(ID!$Y$4=1,J5487+K5487,IF(ID!$Y$4=2,model!L5487,\"error\"))","v":15.94618981215651},null,0,0,0,0,0,0,{"$f":"(1-ID!$AB$64)*O5487*PV1W/1000000","v":0},{"$f":"(1-ID!$AB$65)*P5487*PV2W/1000000","v":0},{"$f":"(1-ID!$AB$66)*Q5487*PV3W/1000000","v":0},{"$f":"(1-ID!$AB$67)*R5487*PV4W/1000000","v":0},{"$f":"(1-ID!$AB$68)*S5487*PV5W/1000000","v":0},{"$f":"(1-ID!$AB$69)*T5487*PV6W/1000000","v":0},null,null,null,null,null,null,null,null,null,{"$f":"ID!L5695","v":0},{"$f":"IF(ID!$K$70=\"ja\",AJ5487,SUM(U5487:Z5487))","v":0},null,6.666666666666667,0,6.666666666666667,null,0,15.94618981215651,6,0,0,6.666666666666667,15.94618981215651,15.94618981215651,0,0,6.666666666666667,null,null,null,null,0,15.94618981215651,-15.94618981215651,99,83.053810187843496,39.6,39.6,null,39.6,0,6,6,6,35.125818059333383,54,54,54,54,54,54,54,54,54,54,54,54,7.9200000000000008,6,6,11.367005984852211,43.045818059333385,54,54,54,54,54,54,54,54,54,54,54,54,15.840000000000002,6.5604768545101582,7.955587042353649,19.287005984852211,50.96581805933338,54,54,54,54,54,54,54,54,54,54,54,54,23.76,14.48047685451016,15.875587042353651,27.207005984852213,54,54,54,54,54,54,54,54,54,54,54,54,54,31.680000000000003,22.40047685451016,23.795587042353652,35.127005984852211,54,54,54,54,54,54,54,54,54,54,54,54,54,39.6,30.320476854510154,31.715587042353647,43.047005984852206,54,54,54,54,54,54,54,54,54,54,54,54,54,54,54,54,54,54,54,0,null,0,0,null,null,"nej","nej",2.2749999999999999,0,0,null,0,null,6.666666666666667,2.3251836464058164,"falder","---","---","-","-",0,0,0,0,0,0,0,null,null,null,null,null,null,null,null,null,null,null,null,null,null,15.94618981215651,{"$f":"INDEX(ID!$K$153:$K$176,D5487+1)*INDEX(ID!$K$180:$K$191,$B5487)","v":1},{"$f":"INDEX(ID!$L$153:$L$176,D5487+1)*INDEX(ID!$K$180:$K$191,$B5487)","v":1},36.27758182265606,36.27758182265606,{"$f":"ID!K5695","v":0.19681000000000001},2.2321495753424658,35.594280817535505,{"$f":"ID!I5695","v":1.2},null,null,36.27758182265606,15.94618981215651,4.5925026659010744,{"$f":"IF(elsalgtype=1,HK5487*(GO5487)*Elprissalg,IF(elsalgtype=2,ID!J5695,\"elsalgtype ikke defineret\"))","v":0},null,null,null,0,0,0,0,0,0,0,0,0,0,0,0,0,0,0,0,0,0,0,0,0,0,0,0,0]
[5577,8,21,8,233,34,0.40799999999999997,5.14,18.7,{"$f":"IF(ID!$W$4=2,0,FBR!P5587+FBR!Q5587)","v":20.670986793536215},{"$f":"IF(ID!$W$4=2,0,FBR!R5587+FBR!S5587)","v":0},{"$f":"ID!H5795","v":1},{"$f":"IF(ID!$Y$4=1,J5587+K5587,IF(ID!$Y$4=2,model!L5587,\"error\"))","v":20.670986793536215},null,134,123.1,122.3,143.5,143.5,143.5,{"$f":"(1-ID!$AB$64)*O5587*PV1W/1000000","v":17.821999999999999},{"$f":"(1-ID!$AB$65)*P5587*PV2W/1000000","v":7.4844799999999996},{"$f":"(1-ID!$AB$66)*Q5587*PV3W/1000000","v":0},{"$f":"(1-ID!$AB$67)*R5587*PV4W/1000000","v":0},{"$f":"(1-ID!$AB$68)*S5587*PV5W/1000000","v":0},{"$f":"(1-ID!$AB$69)*T5587*PV6W/1000000","v":0},null,null,null,null,null,null,null,null,null,{"$f":"ID!L5795","v":0},{"$f":"IF(ID!$K$70=\"ja\",AJ5587,SUM(U5587:Z5587))","v":25.306480000000001},null,8.6509107411478432,0,8.6509107411478432,null,20.670986793536215,0,7.7858196670330591,0,0,8.6509107411478432,0,0,4.635493206463785,4.635493206463785,13.286403947611628,null,null,null,null,25.306480000000001,20.670986793536215,4.635493206463785,99,99,39.6,39.6,null,39.6,0,13.286403947611628,54,54,54,54,54,54,54,54,54,54,54,54,54,54,46.447340151368422,7.9200000000000008,21.20640394761163,54,54,54,54,54,54,54,54,54,54,54,54,54,54,54,15.840000000000002,29.126403947611628,54,54,54,54,54,54,54,54,54,54,54,54,54,54,54,23.76,37.04640394761163,54,54,54,54,54,54,54,54,54,54,54,54,54,54,54,31.680000000000003,44.966403947611632,54,54,54,54,54,54,54,54,54,54,54,54,54,54,54,39.6,52.886403947611633,54,54,54,54,54,54,54,54,54,54,54,54,54,54,54,54,54,54,54,54,54,0,null,0,0,null,null,"nej","nej",2.2749999999999999,0,0,null,0,null,13.286403947611628,40.000000000000007,"stiger","---","---","-","-",0,0,0,0,0,4.635493206463785,1.2242511812698413,null,null,null,null,null,null,null,null,null,null,null,null,null,null,0,{"$f":"INDEX(ID!$K$153:$K$176,D5587+1)*INDEX(ID!$K$180:$K$191,$B5587)","v":1},{"$f":"INDEX(ID!$L$153:$L$176,D5587+1)*INDEX(ID!$K$180:$K$191,$B5587)","v":1},0,0,{"$f":"ID!K5795","v":0.28739999999999999},2.3227395753424656,0,{"$f":"ID!I5795","v":1.2},null,null,0,0,0,{"$f":"IF(elsalgtype=1,HK5587*(GO5587)*Elprissalg,IF(elsalgtype=2,ID!J5795,\"elsalgtype ikke defineret\"))","v":0},null,null,null,1435,1386,1295,1166,848.2,1412,1341,1231,1101,809.6,1451,1418,1340,1221,911.7,1395,1313,1223,1101,809.6,1395,1313,1223,1101,809.6]
[5626,8,23,9,235,34,0.45900000000000002,7.71,17.3,{"$f":"IF(ID!$W$4=2,0,FBR!P5636+FBR!Q5636)","v":22.442785661553604},{"$f":"IF(ID!$W$4=2,0,FBR!R5636+FBR!S5636)","v":0},{"$f":"ID!H5844","v":1},{"$f":"IF(ID!$Y$4=1,J5636+K5636,IF(ID!$Y$4=2,model!L5636,\"error\"))","v":22.442785661553604},null,631.4,275.89999999999998,96.75,478.8,478.8,478.8,{"$f":"(1-ID!$AB$64)*O5636*PV1W/1000000","v":83.976199999999992},{"$f":"(1-ID!$AB$65)*P5636*PV2W/1000000","v":16.774719999999999},{"$f":"(1-ID!$AB$66)*Q5636*PV3W/1000000","v":0},{"$f":"(1-ID!$AB$67)*R5636*PV4W/1000000","v":0},{"$f":"(1-ID!$AB$68)*S5636*PV5W/1000000","v":0},{"$f":"(1-ID!$AB$69)*T5636*PV6W/1000000","v":0},null,null,null,null,null,null,null,null,null,{"$f":"ID!L5844","v":0},{"$f":"IF(ID!$K$70=\"ja\",AJ5636,SUM(U5636:Z5636))","v":100.75091999999999},null,54,0,54,null,22.442785661553604,0,48.6,0,0,54,0,0,78.308134338446393,0,54,null,null,null,null,100.75091999999999,22.442785661553604,78.308134338446393,99,99,39.6,39.6,null,39.6,0,54,54,54,54,54,54,54,54,54,54,54,54,54,54,54,54,7.9200000000000008,54,54,54,54,54,54,54,54,54,54,54,54,54,54,54,54,15.840000000000002,54,54,54,54,54,54,54,54,54,54,54,54,54,54,54,54,23.76,54,54,54,54,54,54,54,54,54,54,54,54,54,54,54,54,31.680000000000003,54,54,54,54,54,54,54,54,54,54,54,54,54,54,54,54,39.6,54,54,54,54,54,54,54,54,54,54,54,54,54,54,54,54,54,54,54,54,54,54,0,null,0,0,null,null,"nej","nej",2.2749999999999999,0,0,null,0,null,54,0,"stiger","---","---","-","-",0,78.308134338446393,0,0,0,0,4.4892341583333337,null,null,null,null,null,null,null,null,null,null,null,null,null,null,0,{"$f":"INDEX(ID!$K$153:$K$176,D5636+1)*INDEX(ID!$K$180:$K$191,$B5636)","v":1},{"$f":"INDEX(ID!$L$153:$L$176,D5636+1)*INDEX(ID!$K$180:$K$191,$B5636)","v":1},0,0,{"$f":"ID!K5844","v":0.25183},2.2871695753424657,0,{"$f":"ID!I5844","v":1.2},null,null,0,-78.308134338446393,0,{"$f":"IF(elsalgtype=1,HK5636*(GO5636)*Elprissalg,IF(elsalgtype=2,ID!J5844,\"elsalgtype ikke defineret\"))","v":57.948019410450328},null,null,null,4788,5116,5155,4899,3575,3921,3438,2759,1923,893.6,5224,5943,6314,6326,5293,3122,1862,967.5,944.2,893.6,3122,1862,967.5,944.2,893.6]
[5671,8,25,6,237,34,0.219,9.77,13.5,{"$f":"IF(ID!$W$4=2,0,FBR!P5681+FBR!Q5681)","v":17.127389057501436},{"$f":"IF(ID!$W$4=2,0,FBR!R5681+FBR!S5681)","v":0},{"$f":"ID!H5889","v":1},{"$f":"IF(ID!$Y$4=1,J5681+K5681,IF(ID!$Y$4=2,model!L5681,\"error\"))","v":17.127389057501436},null,87.13,56.379999999999995,56.379999999999995,70.650000000000006,70.650000000000006,70.650000000000006,{"$f":"(1-ID!$AB$64)*O5681*PV1W/1000000","v":11.588290000000001},{"$f":"(1-ID!$AB$65)*P5681*PV2W/1000000","v":3.4279039999999994},{"$f":"(1-ID!$AB$66)*Q5681*PV3W/1000000","v":0},{"$f":"(1-ID!$AB$67)*R5681*PV4W/1000000","v":0},{"$f":"(1-ID!$AB$68)*S5681*PV5W/1000000","v":0},{"$f":"(1-ID!$AB$69)*T5681*PV6W/1000000","v":0},null,null,null,null,null,null,null,null,null,{"$f":"ID!L5889","v":0},{"$f":"IF(ID!$K$70=\"ja\",AJ5681,SUM(U5681:Z5681))","v":15.016194},null,6.666666666666667,0,6.666666666666667,null,15.016194,2.1111950575014351,6,0,0,6.666666666666667,2.1111950575014351,2.1111950575014351,0,0,6.666666666666667,null,null,null,null,15.016194,17.127389057501436,-2.1111950575014351,99,96.888804942498567,39.6,39.6,null,39.6,0,6,15.465763683646408,27.07729689011019,54,54,54,54,54,54,54,54,54,54,54,54,54,7.9200000000000008,12.475471609165233,23.38576368364641,34.997296890110192,54,54,54,54,54,54,54,54,54,54,54,54,54,15.840000000000002,20.395471609165234,31.305763683646411,42.917296890110194,54,54,54,54,54,54,54,54,54,54,54,54,54,23.76,28.315471609165236,39.225763683646413,50.837296890110196,54,54,54,54,54,54,54,54,54,54,54,54,54,31.680000000000003,36.235471609165238,47.145763683646415,54,54,54,54,54,54,54,54,54,54,54,54,54,54,39.6,44.155471609165232,54,54,54,54,54,54,54,54,54,54,54,54,54,54,54,54,54,54,54,54,54,0,null,0,0,null,null,"nej","nej",2.2749999999999999,0,0,null,0,null,6.666666666666667,18.183820124135295,"falder","---","---","-","-",0,0,0,0,0,0,0.87673573301724139,null,null,null,null,null,null,null,null,null,null,null,null,null,null,2.1111950575014351,{"$f":"INDEX(ID!$K$153:$K$176,D5681+1)*INDEX(ID!$K$180:$K$191,$B5681)","v":1},{"$f":"INDEX(ID!$L$153:$L$176,D5681+1)*INDEX(ID!$K$180:$K$191,$B5681)","v":1},4.8029687558157645,4.8029687558157645,{"$f":"ID!K5889","v":0.2581},2.2934395753424655,4.8418982961412036,{"$f":"ID!I5889","v":1.2},null,null,4.8029687558157645,2.1111950575014351,0.6080241765604133,{"$f":"IF(elsalgtype=1,HK5681*(GO5681)*Elprissalg,IF(elsalgtype=2,ID!J5889,\"elsalgtype ikke defineret\"))","v":0},null,null,null,706.5,664.9,600.5,513.4,372.4,631,606,563.79999999999995,507.1,372.4,805.6,856.5,871.3,848.5,705.2,630.70000000000005,606,563.79999999999995,507.1,372.4,630.70000000000005,606,563.79999999999995,507.1,372.4]
[5736,8,27,23,239,35,0,1.54,11.3,{"$f":"IF(ID!$W$4=2,0,FBR!P5746+FBR!Q5746)","v":23.623984906898531},{"$f":"IF(ID!$W$4=2,0,FBR!R5746+FBR!S5746)","v":0},{"$f":"ID!H5954","v":1},{"$f":"IF(ID!$Y$4=1,J5746+K5746,IF(ID!$Y$4=2,model!L5746,\"error\"))","v":23.623984906898531},null,0,0,0,0,0,0,{"$f":"(1-ID!$AB$64)*O5746*PV1W/1000000","v":0},{"$f":"(1-ID!$AB$65)*P5746*PV2W/1000000","v":0},{"$f":"(1-ID!$AB$66)*Q5746*PV3W/1000000","v":0},{"$f":"(1-ID!$AB$67)*R5746*PV4W/1000000","v":0},{"$f":"(1-ID!$AB$68)*S5746*PV5W/1000000","v":0},{"$f":"(1-ID!$AB$69)*T5746*PV6W/1000000","v":0},null,null,null,null,null,null,null,null,null,{"$f":"ID!L5954","v":0},{"$f":"IF(ID!$K$70=\"ja\",AJ5746,SUM(U5746:Z5746))","v":0},null,6.6666667102358668,0,6.6666667102358668,null,0,23.623984906898531,6.0000000392122805,3.9212280533718058E-8,3.9212280533718048E-9,6.6666666671023584,23.62398486768625,23.62398486768625,0,0,6.6666666671023584,null,null,null,null,0,23.623984906898531,-23.623984906898531,99,75.376015132313753,39.6,39.6,null,39.6,0,6,6,6,6,6,6,6,6,6,6,24.207194020218633,54,54,54,54,54,7.9200000000000008,6,6,6,6,6,6,6,6,6,6,32.127194020218639,54,54,54,54,54,15.840000000000002,6,6,6,6,6,6,6,6,6,6,40.04719402021864,54,54,54,54,54,23.76,6.802681803337336,6,6,6,6,6,6,6,6,6,47.967194020218635,54,54,54,54,54,31.680000000000003,14.722681803337341,6,6,6,6,6,6,6,6,6,54,54,54,54,54,54,39.6,22.642681803337336,6,6,6,6,6,6,6,6,12.270439681772235,54,54,54,54,54,54,54,54,54,54,54,54,0,null,0,0,null,null,"nej","nej",2.2749999999999999,0,0,null,0,null,6.6666666671023584,7.1889161290528136E-10,"falder","---","---","-","-",0,0,0,0,0,-4.3133508587089861E-8,0,null,null,null,null,null,null,null,null,null,null,null,null,null,null,23.62398486768625,{"$f":"INDEX(ID!$K$153:$K$176,D5746+1)*INDEX(ID!$K$180:$K$191,$B5746)","v":1},{"$f":"INDEX(ID!$L$153:$L$176,D5746+1)*INDEX(ID!$K$180:$K$191,$B5746)","v":1},53.744565573986215,53.744565573986215,{"$f":"ID!K5954","v":0.24609},2.2814295753424658,53.89645776458228,{"$f":"ID!I5954","v":1.2},null,null,53.744565573986215,23.62398486768625,6.8037076418936406,{"$f":"IF(elsalgtype=1,HK5746*(GO5746)*Elprissalg,IF(elsalgtype=2,ID!J5954,\"elsalgtype ikke defineret\"))","v":0},null,null,null,0,0,0,0,0,0,0,0,0,0,0,0,0,0,0,0,0,0,0,0,0,0,0,0,0]
[5820,8,31,11,243,35,0.65600000000000003,4.1100000000000003,14.6,{"$f":"IF(ID!$W$4=2,0,FBR!P5830+FBR!Q5830)","v":24.805184152243459},{"$f":"IF(ID!$W$4=2,0,FBR!R5830+FBR!S5830)","v":0},{"$f":"ID!H6038","v":1},{"$f":"IF(ID!$Y$4=1,J5830+K5830,IF(ID!$Y$4=2,model!L5830,\"error\"))","v":24.805184152243459},null,628.6,528.20000000000005,287.39999999999998,579.29999999999995,579.29999999999995,579.29999999999995,{"$f":"(1-ID!$AB$64)*O5830*PV1W/1000000","v":83.603800000000007},{"$f":"(1-ID!$AB$65)*P5830*PV2W/1000000","v":32.114559999999997},{"$f":"(1-ID!$AB$66)*Q5830*PV3W/1000000","v":0},{"$f":"(1-ID!$AB$67)*R5830*PV4W/1000000","v":0},{"$f":"(1-ID!$AB$68)*S5830*PV5W/1000000","v":0},{"$f":"(1-ID!$AB$69)*T5830*PV6W/1000000","v":0},null,null,null,null,null,null,null,null,null,{"$f":"ID!L6038","v":0},{"$f":"IF(ID!$K$70=\"ja\",AJ5830,SUM(U5830:Z5830))","v":115.71836},null,54,0,54,null,24.805184152243459,0,48.6,0,0,54,0,0,90.913175847756548,0,54,null,null,null,null,115.71836,24.805184152243459,90.913175847756548,99,99,39.6,39.6,null,39.6,0,54,54,54,54,54,54,54,54,54,54,54,54,54,42.491369978672793,24.77338129849889,8.2365918636699291,7.9200000000000008,54,54,54,54,54,54,54,54,54,54,54,54,54,50.411369978672781,32.693381298498878,16.156591863669917,15.840000000000002,54,54,54,54,54,54,54,54,54,54,54,54,54,54,40.613381298498894,24.076591863669933,23.76,54,54,54,54,54,54,54,54,54,54,54,54,54,54,48.533381298498909,31.996591863669948,31.680000000000003,54,54,54,54,54,54,54,54,54,54,54,54,54,54,54,39.916591863669936,39.6,54,54,54,54,54,54,54,54,54,54,54,54,54,54,54,47.836591863669923,54,54,54,54,54,54,0,null,0,0,null,null,"nej","nej",2.2749999999999999,0,0,null,0,null,54,0,"stiger","---","---","-","-",0,90.913175847756548,0,0,0,0,4.6650877207671959,null,null,null,null,null,null,null,null,null,null,null,null,null,null,0,{"$f":"INDEX(ID!$K$153:$K$176,D5830+1)*INDEX(ID!$K$180:$K$191,$B5830)","v":1},{"$f":"INDEX(ID!$L$153:$L$176,D5830+1)*INDEX(ID!$K$180:$K$191,$B5830)","v":1},0,0,{"$f":"ID!K6038","v":0.26014999999999999},2.2954895753424656,0,{"$f":"ID!I6038","v":1.2},null,null,0,-90.913175847756548,0,{"$f":"IF(elsalgtype=1,HK5830*(GO5830)*Elprissalg,IF(elsalgtype=2,ID!J6038,\"elsalgtype ikke defineret\"))","v":67.275750127339847},null,null,null,5793,6385,6612,6473,5114,5296,5442,5282,4818,3072,5669,6152,6286,6069,4614,4441,3772,2874,1796,876.6,4441,3772,2874,1796,876.6]
[5934,9,5,5,248,36,0,2.06,14.3,{"$f":"IF(ID!$W$4=2,0,FBR!P5944+FBR!Q5944)","v":15.94618981215651},{"$f":"IF(ID!$W$4=2,0,FBR!R5944+FBR!S5944)","v":0},{"$f":"ID!H6152","v":1},{"$f":"IF(ID!$Y$4=1,J5944+K5944,IF(ID!$Y$4=2,model!L5944,\"error\"))","v":15.94618981215651},null,0,0,0,0,0,0,{"$f":"(1-ID!$AB$64)*O5944*PV1W/1000000","v":0},{"$f":"(1-ID!$AB$65)*P5944*PV2W/1000000","v":0},{"$f":"(1-ID!$AB$66)*Q5944*PV3W/1000000","v":0},{"$f":"(1-ID!$AB$67)*R5944*PV4W/1000000","v":0},{"$f":"(1-ID!$AB$68)*S5944*PV5W/1000000","v":0},{"$f":"(1-ID!$AB$69)*T5944*PV6W/1000000","v":0},null,null,null,null,null,null,null,null,null,{"$f":"ID!L6152","v":0},{"$f":"IF(ID!$K$70=\"ja\",AJ5944,SUM(U5944:Z5944))","v":0},null,6.666666666666667,0,6.666666666666667,null,0,15.94618981215651,6,0,0,6.666666666666667,15.94618981215651,15.94618981215651,0,0,6.666666666666667,null,null,null,null,0,15.94618981215651,-15.94618981215651,99,83.053810187843496,39.6,39.6,null,39.6,0,6,6,19.835247871489898,54,54,54,54,54,54,54,54,54,54,54,54,54,7.9200000000000008,6,6,27.7552478714899,54,54,54,54,54,54,54,54,54,54,54,54,54,15.840000000000002,6.5604768545101582,11.46123179700872,35.675247871489901,54,54,54,54,54,54,54,54,54,54,54,54,54,23.76,14.48047685451016,19.381231797008724,43.595247871489903,54,54,54,54,54,54,54,54,54,54,54,54,54,31.680000000000003,22.40047685451016,27.301231797008722,51.515247871489905,54,54,54,54,54,54,54,54,54,54,54,54,54,39.6,30.320476854510154,35.221231797008713,54,54,54,54,54,54,54,54,54,54,54,54,54,54,54,54,54,54,54,54,0,null,0,0,null,null,"nej","nej",2.2749999999999999,0,0,null,0,null,6.666666666666667,8.1679249041642716,"falder","---","---","-","-",0,0,0,0,0,0,0,null,null,null,null,null,null,null,null,null,null,null,null,null,null,15.94618981215651,{"$f":"INDEX(ID!$K$153:$K$176,D5944+1)*INDEX(ID!$K$180:$K$191,$B5944)","v":1},{"$f":"INDEX(ID!$L$153:$L$176,D5944+1)*INDEX(ID!$K$180:$K$191,$B5944)","v":1},36.27758182265606,36.27758182265606,{"$f":"ID!K6152","v":0.24977000000000002},2.2851095753424655,36.438791029987314,{"$f":"ID!I6152","v":1.2},null,null,36.27758182265606,15.94618981215651,4.5925026659010744,{"$f":"IF(elsalgtype=1,HK5944*(GO5944)*Elprissalg,IF(elsalgtype=2,ID!J6152,\"elsalgtype ikke defineret\"))","v":0},null,null,null,0,0,0,0,0,0,0,0,0,0,0,0,0,0,0,0,0,0,0,0,0,0,0,0,0]
[5941,9,5,12,248,36,9.8000000000000004E-2,4.63,17.3,{"$f":"IF(ID!$W$4=2,0,FBR!P5951+FBR!Q5951)","v":25.395783774915923},{"$f":"IF(ID!$W$4=2,0,FBR!R5951+FBR!S5951)","v":0},{"$f":"ID!H6159","v":1},{"$f":"IF(ID!$Y$4=1,J5951+K5951,IF(ID!$Y$4=2,model!L5951,\"error\"))","v":25.395783774915923},null,471.9,508,360.3,494.5,494.5,494.5,{"$f":"(1-ID!$AB$64)*O5951*PV1W/1000000","v":62.762699999999995},{"$f":"(1-ID!$AB$65)*P5951*PV2W/1000000","v":30.886399999999995},{"$f":"(1-ID!$AB$66)*Q5951*PV3W/1000000","v":0},{"$f":"(1-ID!$AB$67)*R5951*PV4W/1000000","v":0},{"$f":"(1-ID!$AB$68)*S5951*PV5W/1000000","v":0},{"$f":"(1-ID!$AB$69)*T5951*PV6W/1000000","v":0},null,null,null,null,null,null,null,null,null,{"$f":"ID!L6159","v":0},{"$f":"IF(ID!$K$70=\"ja\",AJ5951,SUM(U5951:Z5951))","v":93.64909999999999},null,54,0,54,null,25.395783774915923,0,48.6,0,0,54,0,0,68.253316225084063,0,54,null,null,null,null,93.64909999999999,25.395783774915923,68.253316225084063,99,99,39.6,39.6,null,39.6,0,54,54,54,54,54,54,54,54,54,54,54,54,54,42.332630450742329,25.795841015913354,9.8496512037568493,7.9200000000000008,54,54,54,54,54,54,54,54,54,54,54,54,54,50.252630450742345,33.715841015913369,17.769651203756865,15.840000000000002,54,54,54,54,54,54,54,54,54,54,54,54,54,54,41.635841015913357,25.689651203756853,23.76,54,54,54,54,54,54,54,54,54,54,54,54,54,54,49.555841015913344,33.60965120375684,31.680000000000003,54,54,54,54,54,54,54,54,54,54,54,54,54,54,54,41.529651203756856,39.6,54,54,54,54,54,54,54,54,54,54,54,54,54,54,54,49.449651203756844,54,54,54,54,54,54,0,null,0,0,null,null,"nej","nej",2.2749999999999999,0,0,null,0,null,54,0,"stiger","---","---","-","-",0,68.253316225084063,0,0,0,0,3.6875845545865626,null,null,null,null,null,null,null,null,null,null,null,null,null,null,0,{"$f":"INDEX(ID!$K$153:$K$176,D5951+1)*INDEX(ID!$K$180:$K$191,$B5951)","v":1},{"$f":"INDEX(ID!$L$153:$L$176,D5951+1)*INDEX(ID!$K$180:$K$191,$B5951)","v":1},0,0,{"$f":"ID!K6159","v":0.27822000000000002},2.3135595753424658,0,{"$f":"ID!I6159","v":1.2},null,null,0,-68.253316225084063,0,{"$f":"IF(elsalgtype=1,HK5951*(GO5951)*Elprissalg,IF(elsalgtype=2,ID!J6159,\"elsalgtype ikke defineret\"))","v":50.507454006562206},null,null,null,4945,5376,5522,5376,4256,4781,5062,5080,4829,3598,4648,4808,4719,4383,3061,4244,4026,3603,2996,1402,4244,4026,3603,2996,1402]
[6014,9,8,13,251,36,0.57799999999999996,8.2200000000000006,15.2,{"$f":"IF(ID!$W$4=2,0,FBR!P6024+FBR!Q6024)","v":25.986383397588384},{"$f":"IF(ID!$W$4=2,0,FBR!R6024+FBR!S6024)","v":0},{"$f":"ID!H6232","v":1},{"$f":"IF(ID!$Y$4=1,J6024+K6024,IF(ID!$Y$4=2,model!L6024,\"error\"))","v":25.986383397588384},null,176.2,183.3,177.5,198.3,198.3,198.3,{"$f":"(1-ID!$AB$64)*O6024*PV1W/1000000","v":23.434599999999996},{"$f":"(1-ID!$AB$65)*P6024*PV2W/1000000","v":11.144640000000001},{"$f":"(1-ID!$AB$66)*Q6024*PV3W/1000000","v":0},{"$f":"(1-ID!$AB$67)*R6024*PV4W/1000000","v":0},{"$f":"(1-ID!$AB$68)*S6024*PV5W/1000000","v":0},{"$f":"(1-ID!$AB$69)*T6024*PV6W/1000000","v":0},null,null,null,null,null,null,null,null,null,{"$f":"ID!L6232","v":0},{"$f":"IF(ID!$K$70=\"ja\",AJ6024,SUM(U6024:Z6024))","v":34.579239999999999},null,54,0,54,null,25.986383397588384,0,48.6,0,0,54,0,0,8.5928566024116151,0,54,null,null,null,null,34.579239999999999,25.986383397588384,8.5928566024116151,99,99,39.6,39.6,null,39.6,0,54,54,54,54,54,54,19.738636761791483,6,6,6,6,6,6,6,6,6,7.9200000000000008,54,54,54,54,54,54,27.658636761791485,6,6,6,6,6,6,6,6,6,15.840000000000002,54,54,54,54,54,54,35.578636761791486,6,6,6,6,6,6,6,6,6,23.76,54,54,54,54,54,54,43.498636761791488,12.196856760150936,6,6,6,6,6,6,6,6,31.680000000000003,54,54,54,54,54,54,51.41863676179149,20.116856760150938,6,6,6,6,6,6,6,6,39.6,54,54,54,54,54,54,54,28.036856760150926,6,6,6,6,6,6,6,6,54,54,54,54,54,54,0,null,0,0,null,null,"nej","nej",2.2749999999999999,0,0,null,0,null,54,0,"stiger","---","---","-","-",0,8.5928566024116151,0,0,0,0,1.330667660479798,null,null,null,null,null,null,null,null,null,null,null,null,null,null,0,{"$f":"INDEX(ID!$K$153:$K$176,D6024+1)*INDEX(ID!$K$180:$K$191,$B6024)","v":1},{"$f":"INDEX(ID!$L$153:$L$176,D6024+1)*INDEX(ID!$K$180:$K$191,$B6024)","v":1},0,0,{"$f":"ID!K6232","v":0.28797},2.3233095753424657,0,{"$f":"ID!I6232","v":1.2},null,null,0,-8.5928566024116151,0,{"$f":"IF(elsalgtype=1,HK6024*(GO6024)*Elprissalg,IF(elsalgtype=2,ID!J6232,\"elsalgtype ikke defineret\"))","v":6.3587138857845948},null,null,null,1983,1936,1828,1665,1236,1985,1940,1833,1671,1244,1959,1890,1762,1584,1143,1963,1899,1775,1600,1161,1963,1899,1775,1600,1161]
[6128,9,13,7,256,37,0.48799999999999999,8.2200000000000006,12.9,{"$f":"IF(ID!$W$4=2,0,FBR!P6138+FBR!Q6138)","v":18.899187925518824},{"$f":"IF(ID!$W$4=2,0,FBR!R6138+FBR!S6138)","v":0},{"$f":"ID!H6346","v":1},{"$f":"IF(ID!$Y$4=1,J6138+K6138,IF(ID!$Y$4=2,model!L6138,\"error\"))","v":18.899187925518824},null,266.7,74.22999999999999,74.22999999999999,153.80000000000001,153.80000000000001,153.80000000000001,{"$f":"(1-ID!$AB$64)*O6138*PV1W/1000000","v":35.4711},{"$f":"(1-ID!$AB$65)*P6138*PV2W/1000000","v":4.513183999999999},{"$f":"(1-ID!$AB$66)*Q6138*PV3W/1000000","v":0},{"$f":"(1-ID!$AB$67)*R6138*PV4W/1000000","v":0},{"$f":"(1-ID!$AB$68)*S6138*PV5W/1000000","v":0},{"$f":"(1-ID!$AB$69)*T6138*PV6W/1000000","v":0},null,null,null,null,null,null,null,null,null,{"$f":"ID!L6346","v":0},{"$f":"IF(ID!$K$70=\"ja\",AJ6138,SUM(U6138:Z6138))","v":39.984284000000002},null,8.5688416091652329,0,8.5688416091652329,null,18.899187925518824,0,7.7119574482487101,0,0,8.5688416091652329,0,0,21.085096074481179,21.085096074481179,29.653937683646411,null,null,null,null,39.984284000000002,18.899187925518824,21.085096074481179,99,99,39.6,39.6,null,39.6,0,29.653937683646411,54,54,54,54,54,54,54,54,54,54,54,54,54,54,54,7.9200000000000008,37.573937683646413,54,54,54,54,54,54,54,54,54,54,54,54,54,54,54,15.840000000000002,45.493937683646415,54,54,54,54,54,54,54,54,54,54,54,54,54,54,54,23.76,53.413937683646417,54,54,54,54,54,54,54,54,54,54,54,54,54,54,54,31.680000000000003,54,54,54,54,54,54,54,54,54,54,54,54,54,54,54,54,39.6,54,54,54,54,54,54,54,54,54,54,54,54,54,54,54,54,54,54,54,54,54,54,0,null,0,0,null,null,"nej","nej",2.2749999999999999,0,0,null,0,null,29.653937683646411,40,"stiger","---","---","-","-",0,0,0,0,0,21.085096074481179,2.1156614854340279,null,null,null,null,null,null,null,null,null,null,null,null,null,null,0,{"$f":"INDEX(ID!$K$153:$K$176,D6138+1)*INDEX(ID!$K$180:$K$191,$B6138)","v":1},{"$f":"INDEX(ID!$L$153:$L$176,D6138+1)*INDEX(ID!$K$180:$K$191,$B6138)","v":1},0,0,{"$f":"ID!K6346","v":0.26124999999999998},2.2965895753424657,0,{"$f":"ID!I6346","v":1.2},null,null,0,0,0,{"$f":"IF(elsalgtype=1,HK6138*(GO6138)*Elprissalg,IF(elsalgtype=2,ID!J6346,\"elsalgtype ikke defineret\"))","v":0},null,null,null,1538,1605,1590,1493,1096,1040,788.2,742.3,680.1,532.9,1934,2368,2667,2812,2622,818.8,788.2,742.3,680.1,532.9,818.8,788.2,742.3,680.1,532.9]
[6170,9,15,1,{"$f":"E6156+1","v":258},37,0,4.63,11.6,{"$f":"IF(ID!$W$4=2,0,FBR!P6180+FBR!Q6180)","v":17.717988680173899},{"$f":"IF(ID!$W$4=2,0,FBR!R6180+FBR!S6180)","v":0},{"$f":"ID!H6388","v":1},{"$f":"IF(ID!$Y$4=1,J6180+K6180,IF(ID!$Y$4=2,model!L6180,\"error\"))","v":17.717988680173899},null,0,0,0,0,0,0,{"$f":"(1-ID!$AB$64)*O6180*PV1W/1000000","v":0},{"$f":"(1-ID!$AB$65)*P6180*PV2W/1000000","v":0},{"$f":"(1-ID!$AB$66)*Q6180*PV3W/1000000","v":0},{"$f":"(1-ID!$AB$67)*R6180*PV4W/1000000","v":0},{"$f":"(1-ID!$AB$68)*S6180*PV5W/1000000","v":0},{"$f":"(1-ID!$AB$69)*T6180*PV6W/1000000","v":0},null,null,null,null,null,null,null,null,null,{"$f":"ID!L6388","v":0},{"$f":"IF(ID!$K$70=\"ja\",AJ6180,SUM(U6180:Z6180))","v":0},null,6.6666666666668526,0,6.6666666666668526,null,0,17.717988680173899,6.0000000000001679,1.6786572132332367E-13,1.6786572132332362E-14,6.6666666666666679,17.717988680173733,17.717988680173733,0,0,6.6666666666666679,null,null,null,null,0,17.717988680173899,-17.717988680173899,99,81.282011319826267,39.6,39.6,null,39.6,0,6,6,6,6,6,6,21.570606132174198,54,54,54,54,54,54,54,54,54,7.9200000000000008,6,6,6,6,6,6,29.4906061321742,54,54,54,54,54,54,54,54,54,15.840000000000002,6,6,6,6,6,6,37.410606132174195,54,54,54,54,54,54,54,54,54,23.76,12.708677986492955,6,6,6,6,6,45.330606132174196,54,54,54,54,54,54,54,54,54,31.680000000000003,20.628677986492956,6,6,6,6,6,53.250606132174198,54,54,54,54,54,54,54,54,54,39.6,28.548677986492951,12.011888551663979,6,6,6,6,54,54,54,54,54,54,54,54,54,54,54,54,54,54,54,54,0,null,0,0,null,null,"nej","nej",2.2749999999999999,0,0,null,0,null,6.6666666666666679,1.4802973661668755E-15,"falder","---","---","-","-",0,0,0,0,0,-1.8465229345565604E-13,0,null,null,null,null,null,null,null,null,null,null,null,null,null,null,17.717988680173733,{"$f":"INDEX(ID!$K$153:$K$176,D6180+1)*INDEX(ID!$K$180:$K$191,$B6180)","v":1},{"$f":"INDEX(ID!$L$153:$L$176,D6180+1)*INDEX(ID!$K$180:$K$191,$B6180)","v":1},40.308424247395237,40.308424247395237,{"$f":"ID!K6388","v":0.24212},2.2774595753424656,40.352002975471081,{"$f":"ID!I6388","v":1.2},null,null,40.308424247395237,17.717988680173733,5.1027807398900347,{"$f":"IF(elsalgtype=1,HK6180*(GO6180)*Elprissalg,IF(elsalgtype=2,ID!J6388,\"elsalgtype ikke defineret\"))","v":0},null,null,null,0,0,0,0,0,0,0,0,0,0,0,0,0,0,0,0,0,0,0,0,0,0,0,0,0]
[6277,9,19,12,262,38,0.13200000000000001,11.31,14.7,{"$f":"IF(ID!$W$4=2,0,FBR!P6287+FBR!Q6287)","v":25.395783774915923},{"$f":"IF(ID!$W$4=2,0,FBR!R6287+FBR!S6287)","v":0},{"$f":"ID!H6495","v":1},{"$f":"IF(ID!$Y$4=1,J6287+K6287,IF(ID!$Y$4=2,model!L6287,\"error\"))","v":25.395783774915923},null,540.9,606,375.9,548,548,548,{"$f":"(1-ID!$AB$64)*O6287*PV1W/1000000","v":71.939699999999988},{"$f":"(1-ID!$AB$65)*P6287*PV2W/1000000","v":36.844799999999992},{"$f":"(1-ID!$AB$66)*Q6287*PV3W/1000000","v":0},{"$f":"(1-ID!$AB$67)*R6287*PV4W/1000000","v":0},{"$f":"(1-ID!$AB$68)*S6287*PV5W/1000000","v":0},{"$f":"(1-ID!$AB$69)*T6287*PV6W/1000000","v":0},null,null,null,null,null,null,null,null,null,{"$f":"ID!L6495","v":0},{"$f":"IF(ID!$K$70=\"ja\",AJ6287,SUM(U6287:Z6287))","v":108.78449999999998},null,54,0,54,null,25.395783774915923,0,48.6,0,0,54,0,0,83.388716225084053,0,54,null,null,null,null,108.78449999999998,25.395783774915923,83.388716225084053,99,99,39.6,39.6,null,39.6,0,54,54,54,54,54,54,54,54,54,54,54,48.290790924452438,27.619804130916222,9.9018154507423191,6,6,7.9200000000000008,54,54,54,54,54,54,54,54,54,54,54,54,35.53980413091621,17.821815450742307,6,6,15.840000000000002,54,54,54,54,54,54,54,54,54,54,54,54,43.459804130916197,25.741815450742294,9.2050260159133188,6,23.76,54,54,54,54,54,54,54,54,54,54,54,54,51.379804130916213,33.66181545074231,17.125026015913335,6,31.680000000000003,54,54,54,54,54,54,54,54,54,54,54,54,54,41.581815450742326,25.045026015913351,9.0988362037568322,39.6,54,54,54,54,54,54,54,54,54,54,54,54,54,49.501815450742285,32.96502601591331,17.018836203756791,54,54,54,54,54,54,0,null,0,0,null,null,"nej","nej",2.2749999999999999,0,0,null,0,null,54,0,"stiger","---","---","-","-",0,83.388716225084053,0,0,0,0,4.2835653730620145,null,null,null,null,null,null,null,null,null,null,null,null,null,null,0,{"$f":"INDEX(ID!$K$153:$K$176,D6287+1)*INDEX(ID!$K$180:$K$191,$B6287)","v":1},{"$f":"INDEX(ID!$L$153:$L$176,D6287+1)*INDEX(ID!$K$180:$K$191,$B6287)","v":1},0,0,{"$f":"ID!K6495","v":0.32136000000000003},2.3566995753424655,0,{"$f":"ID!I6495","v":1.2},null,null,0,-83.388716225084053,0,{"$f":"IF(elsalgtype=1,HK6287*(GO6287)*Elprissalg,IF(elsalgtype=2,ID!J6495,\"elsalgtype ikke defineret\"))","v":61.707650006562197},null,null,null,5480,6273,6691,6727,5669,5238,5819,6060,5953,4726,4993,5356,5409,5149,3749,4391,4197,3759,3095,1272,4391,4197,3759,3095,1272]
[6322,9,21,9,264,38,5.8999999999999997E-2,3.08,12.9,{"$f":"IF(ID!$W$4=2,0,FBR!P6332+FBR!Q6332)","v":22.442785661553604},{"$f":"IF(ID!$W$4=2,0,FBR!R6332+FBR!S6332)","v":0},{"$f":"ID!H6540","v":1},{"$f":"IF(ID!$Y$4=1,J6332+K6332,IF(ID!$Y$4=2,model!L6332,\"error\"))","v":22.442785661553604},null,414.4,217.6,122.4,315.89999999999998,315.89999999999998,315.89999999999998,{"$f":"(1-ID!$AB$64)*O6332*PV1W/1000000","v":55.115199999999994},{"$f":"(1-ID!$AB$65)*P6332*PV2W/1000000","v":13.230079999999999},{"$f":"(1-ID!$AB$66)*Q6332*PV3W/1000000","v":0},{"$f":"(1-ID!$AB$67)*R6332*PV4W/1000000","v":0},{"$f":"(1-ID!$AB$68)*S6332*PV5W/1000000","v":0},{"$f":"(1-ID!$AB$69)*T6332*PV6W/1000000","v":0},null,null,null,null,null,null,null,null,null,{"$f":"ID!L6540","v":0},{"$f":"IF(ID!$K$70=\"ja\",AJ6332,SUM(U6332:Z6332))","v":68.345279999999988},null,51.090779873130444,0,51.090779873130444,null,22.442785661553604,0,45.981701885817401,0,0,51.090779873130444,0,0,45.902494338446388,2.9092201268695561,54,null,null,null,null,68.345279999999988,22.442785661553604,45.902494338446388,99,99,39.6,39.6,null,39.6,0,54,54,54,54,54,54,54,54,54,54,54,54,54,54,54,54,7.9200000000000008,54,54,54,54,54,54,54,54,54,54,54,54,54,54,54,54,15.840000000000002,54,54,54,54,54,54,54,54,54,54,54,54,54,54,54,54,23.76,54,54,54,54,54,54,54,54,54,54,54,54,54,54,54,54,31.680000000000003,54,54,54,54,54,54,54,54,54,54,54,54,54,54,54,54,39.6,54,54,54,54,54,54,54,54,54,54,54,54,54,54,54,54,54,54,54,54,54,54,0,null,0,0,null,null,"nej","nej",2.2749999999999999,0,0,null,0,null,54,0,"stiger","---","---","-","-",0,42.993274211576832,0,0,0,2.9092201268695561,3.0453117999999995,null,null,null,null,null,null,null,null,null,null,null,null,null,null,0,{"$f":"INDEX(ID!$K$153:$K$176,D6332+1)*INDEX(ID!$K$180:$K$191,$B6332)","v":1},{"$f":"INDEX(ID!$L$153:$L$176,D6332+1)*INDEX(ID!$K$180:$K$191,$B6332)","v":1},0,0,{"$f":"ID!K6540","v":0.26262000000000002},2.2979595753424658,0,{"$f":"ID!I6540","v":1.2},null,null,0,-42.993274211576832,0,{"$f":"IF(elsalgtype=1,HK6332*(GO6332)*Elprissalg,IF(elsalgtype=2,ID!J6540,\"elsalgtype ikke defineret\"))","v":31.815022916566857},null,null,null,3159,3465,3589,3523,2861,2643,2468,2176,1784,924.5,3366,3860,4144,4203,3660,2115,1440,1224,1133,916.9,2115,1440,1224,1133,916.9]
[6399,9,24,14,267,39,0,4.1100000000000003,14,{"$f":"IF(ID!$W$4=2,0,FBR!P6409+FBR!Q6409)","v":27.758182265605775},{"$f":"IF(ID!$W$4=2,0,FBR!R6409+FBR!S6409)","v":0},{"$f":"ID!H6617","v":1},{"$f":"IF(ID!$Y$4=1,J6409+K6409,IF(ID!$Y$4=2,model!L6409,\"error\"))","v":27.758182265605775},null,274.10000000000002,659.9,532.20000000000005,444,444,444,{"$f":"(1-ID!$AB$64)*O6409*PV1W/1000000","v":36.455300000000001},{"$f":"(1-ID!$AB$65)*P6409*PV2W/1000000","v":40.121920000000003},{"$f":"(1-ID!$AB$66)*Q6409*PV3W/1000000","v":0},{"$f":"(1-ID!$AB$67)*R6409*PV4W/1000000","v":0},{"$f":"(1-ID!$AB$68)*S6409*PV5W/1000000","v":0},{"$f":"(1-ID!$AB$69)*T6409*PV6W/1000000","v":0},null,null,null,null,null,null,null,null,null,{"$f":"ID!L6617","v":0},{"$f":"IF(ID!$K$70=\"ja\",AJ6409,SUM(U6409:Z6409))","v":76.577220000000011},null,54,0,54,null,27.758182265605775,0,48.6,0,0,54,0,0,48.819037734394236,0,54,null,null,null,null,76.577220000000011,27.758182265605775,48.819037734394236,99,99,39.6,39.6,null,39.6,0,54,54,54,52.613447993437795,14.224472519727684,6,6,6,6,6,6,6,6,6,6,6,7.9200000000000008,54,54,54,54,22.144472519727671,6,6,6,6,6,6,6,6,6,6,6,15.840000000000002,54,54,54,54,30.064472519727687,6,6,6,6,6,6,6,6,6,6,6,23.76,54,54,54,54,37.984472519727674,6,6,6,6,6,6,6,6,6,6,6,31.680000000000003,54,54,54,54,45.90447251972769,10.468495159379898,6,6,6,6,6,6,6,6,6,6,39.6,54,54,54,54,53.824472519727678,18.388495159379886,6,6,6,6,6,6,6,6,6,6,54,54,54,54,54,54,0,null,0,0,null,null,"nej","nej",2.2749999999999999,0,0,null,0,null,54,2.3223220783091372,"stiger","---","---","-","-",0,48.819037734394236,0,0,0,0,2.7587260313829791,null,null,null,null,null,null,null,null,null,null,null,null,null,null,0,{"$f":"INDEX(ID!$K$153:$K$176,D6409+1)*INDEX(ID!$K$180:$K$191,$B6409)","v":1},{"$f":"INDEX(ID!$L$153:$L$176,D6409+1)*INDEX(ID!$K$180:$K$191,$B6409)","v":1},0,0,{"$f":"ID!K6617","v":0.26089000000000001},2.2962295753424655,0,{"$f":"ID!I6617","v":1.2},null,null,0,-48.819037734394236,0,{"$f":"IF(elsalgtype=1,HK6409*(GO6409)*Elprissalg,IF(elsalgtype=2,ID!J6617,\"elsalgtype ikke defineret\"))","v":36.126087923451735},null,null,null,4440,5186,5607,5687,4839,4824,5904,6599,6891,6273,3382,3157,2741,2156,668.7,4332,4981,5322,5339,4424,4332,4981,5322,5339,4424]
[6471,9,27,14,270,39,0.34499999999999997,8.2200000000000006,9.6,{"$f":"IF(ID!$W$4=2,0,FBR!P6481+FBR!Q6481)","v":27.758182265605775},{"$f":"IF(ID!$W$4=2,0,FBR!R6481+FBR!S6481)","v":0},{"$f":"ID!H6689","v":1},{"$f":"IF(ID!$Y$4=1,J6481+K6481,IF(ID!$Y$4=2,model!L6481,\"error\"))","v":27.758182265605775},null,168.9,228.9,208,209,209,209,{"$f":"(1-ID!$AB$64)*O6481*PV1W/1000000","v":22.463699999999996},{"$f":"(1-ID!$AB$65)*P6481*PV2W/1000000","v":13.917119999999999},{"$f":"(1-ID!$AB$66)*Q6481*PV3W/1000000","v":0},{"$f":"(1-ID!$AB$67)*R6481*PV4W/1000000","v":0},{"$f":"(1-ID!$AB$68)*S6481*PV5W/1000000","v":0},{"$f":"(1-ID!$AB$69)*T6481*PV6W/1000000","v":0},null,null,null,null,null,null,null,null,null,{"$f":"ID!L6689","v":0},{"$f":"IF(ID!$K$70=\"ja\",AJ6481,SUM(U6481:Z6481))","v":36.380819999999993},null,54,0,54,null,27.758182265605775,0,48.6,0,0,54,0,0,8.6226377343942175,0,54,null,null,null,null,36.380819999999993,27.758182265605775,8.6226377343942175,99,99,39.6,39.6,null,39.6,0,54,54,36.108562599130494,6,6,6,6,6,6,6,6,6,6,6,6,6,7.9200000000000008,54,54,44.028562599130495,10.249719993437765,6,6,6,6,6,6,6,6,6,6,6,6,15.840000000000002,54,54,51.948562599130497,18.169719993437766,6,6,6,6,6,6,6,6,6,6,6,6,23.76,54,54,54,26.089719993437768,6,6,6,6,6,6,6,6,6,6,6,6,31.680000000000003,54,54,54,34.00971999343777,6,6,6,6,6,6,6,6,6,6,6,6,39.6,54,54,54,41.929719993437757,6,6,6,6,6,6,6,6,6,6,6,6,54,54,54,54,54,54,0,null,0,0,null,null,"nej","nej",2.2749999999999999,0,0,null,0,null,54,4.8331087449758083,"stiger","---","---",{"$f":"IF(GJ6481=\"cyclus\",ABS((GG6481-GG6476)*100/Maxbatteri),\"-\")","v":"-"},{"$f":"IF(GK6481=\"cyclus\",ABS((GG6481-GG6476)*100/Maxbatteri),\"-\")","v":"-"},0,8.6226377343942175,0,0,0,0,1.3106340916666663,null,null,null,null,null,null,null,null,null,null,null,null,null,null,0,{"$f":"INDEX(ID!$K$153:$K$176,D6481+1)*INDEX(ID!$K$180:$K$191,$B6481)","v":1},{"$f":"INDEX(ID!$L$153:$L$176,D6481+1)*INDEX(ID!$K$180:$K$191,$B6481)","v":1},0,0,{"$f":"ID!K6689","v":0.19127000000000002},2.2266095753424655,0,{"$f":"ID!I6689","v":1.2},null,null,0,-8.6226377343942175,0,{"$f":"IF(elsalgtype=1,HK6481*(GO6481)*Elprissalg,IF(elsalgtype=2,ID!J6689,\"elsalgtype ikke defineret\"))","v":6.3807519234517205},null,null,null,2090,2153,2129,2017,1583,2149,2267,2289,2215,1812,1929,1843,1689,1479,958.9,2072,2118,2080,1957,1513,2072,2118,2080,1957,1513]
[6505,9,29,0,272,39,0,1.03,4.2,{"$f":"IF(ID!$W$4=2,0,FBR!P6515+FBR!Q6515)","v":20.670986793536215},{"$f":"IF(ID!$W$4=2,0,FBR!R6515+FBR!S6515)","v":0},{"$f":"ID!H6723","v":1},{"$f":"IF(ID!$Y$4=1,J6515+K6515,IF(ID!$Y$4=2,model!L6515,\"error\"))","v":20.670986793536215},null,0,0,0,0,0,0,{"$f":"(1-ID!$AB$64)*O6515*PV1W/1000000","v":0},{"$f":"(1-ID!$AB$65)*P6515*PV2W/1000000","v":0},{"$f":"(1-ID!$AB$66)*Q6515*PV3W/1000000","v":0},{"$f":"(1-ID!$AB$67)*R6515*PV4W/1000000","v":0},{"$f":"(1-ID!$AB$68)*S6515*PV5W/1000000","v":0},{"$f":"(1-ID!$AB$69)*T6515*PV6W/1000000","v":0},null,null,null,null,null,null,null,null,null,{"$f":"ID!L6723","v":0},{"$f":"IF(ID!$K$70=\"ja\",AJ6515,SUM(U6515:Z6515))","v":0},null,6.6666666666666679,0,6.6666666666666679,null,0,20.670986793536215,6.0000000000000009,8.8817841970012523E-16,8.8817841970012504E-17,6.666666666666667,20.670986793536215,20.670986793536215,0,0,6.666666666666667,null,null,null,null,0,20.670986793536215,-20.670986793536215,99,78.329013206463785,39.6,39.6,null,39.6,0,6,6,6,6,6,6,6,6,6,6,6,6,6,6,6,6,7.9200000000000008,6,6,6,6,6,6,6,6,6,6,6,6,6,6,6,6,15.840000000000002,6,6,6,6,6,6,6,6,6,6,6,6,6,6,6,6,23.76,9.7556798731304539,6,6,6,6,6,6,6,6,6,6,6,6,6,6,6,31.680000000000003,17.675679873130456,6,6,6,6,6,6,6,6,6,6,6,6,6,6,6,39.6,25.59567987313045,7.8776911929565507,6,6,6,6,6,6,6,6,6,6,6,6,6,6,6,6,6,9.7556798731304539,17.675679873130456,25.59567987313045,1,null,39.6,39.6,null,null,"nej","nej",2.2749999999999999,0,39.6,null,0,null,6.666666666666667,0,"falder","---","---","-","-",0,0,0,0,0,-9.7699626167013783E-16,0,null,null,null,null,null,null,null,null,null,null,null,null,null,null,20.670986793536215,{"$f":"INDEX(ID!$K$153:$K$176,D6515+1)*INDEX(ID!$K$180:$K$191,$B6515)","v":1},{"$f":"INDEX(ID!$L$153:$L$176,D6515+1)*INDEX(ID!$K$180:$K$191,$B6515)","v":1},47.026494955294886,47.026494955294886,{"$f":"ID!K6723","v":0.19097999999999998},2.2263195753424658,46.020222540095268,{"$f":"ID!I6723","v":1.2},null,null,47.026494955294886,20.670986793536215,5.9532441965384297,{"$f":"IF(elsalgtype=1,HK6515*(GO6515)*Elprissalg,IF(elsalgtype=2,ID!J6723,\"elsalgtype ikke defineret\"))","v":0},null,null,null,0,0,0,0,0,0,0,0,0,0,0,0,0,0,0,0,0,0,0,0,0,0,0,0,0]
[6628,10,4,3,277,40,0,4.63,3.8,{"$f":"IF(ID!$W$4=2,0,FBR!P6638+FBR!Q6638)","v":15.94618981215651},{"$f":"IF(ID!$W$4=2,0,FBR!R6638+FBR!S6638)","v":0},{"$f":"ID!H6846","v":1},{"$f":"IF(ID!$Y$4=1,J6638+K6638,IF(ID!$Y$4=2,model!L6638,\"error\"))","v":15.94618981215651},null,0,0,0,0,0,0,{"$f":"(1-ID!$AB$64)*O6638*PV1W/1000000","v":0},{"$f":"(1-ID!$AB$65)*P6638*PV2W/1000000","v":0},{"$f":"(1-ID!$AB$66)*Q6638*PV3W/1000000","v":0},{"$f":"(1-ID!$AB$67)*R6638*PV4W/1000000","v":0},{"$f":"(1-ID!$AB$68)*S6638*PV5W/1000000","v":0},{"$f":"(1-ID!$AB$69)*T6638*PV6W/1000000","v":0},null,null,null,null,null,null,null,null,null,{"$f":"ID!L6846","v":0},{"$f":"IF(ID!$K$70=\"ja\",AJ6638,SUM(U6638:Z6638))","v":0},null,6.666666666666667,0,6.666666666666667,null,0,15.94618981215651,6,0,0,6.666666666666667,15.94618981215651,15.94618981215651,0,0,6.666666666666667,null,null,null,null,0,15.94618981215651,-15.94618981215651,99,83.053810187843496,39.6,39.6,null,39.6,0,6,6,6,6,6,6,6,6,6,6,6,7.2018552948349779,6,6,6,6,7.9200000000000008,6,6,6,6,6,6,6,6,6,6,6,15.12185529483498,10.086104161211811,6,6,6,15.840000000000002,6.5604768545101582,6,6,6,6,6,6,6,6,6,8.7594975604407548,23.041855294834981,18.006104161211809,6,6,6,23.76,14.48047685451016,6,6,6,6,6,6.5356677920870592,6,6,7.3369009580291387,16.679497560440758,30.961855294834983,25.926104161211811,10.966414159571256,6,6,31.680000000000003,22.40047685451016,6.4542870423536502,6,6,6,6,14.455667792087059,12.775162885188525,6,15.256900958029139,24.599497560440756,38.881855294834978,33.846104161211812,18.886414159571256,6,6,39.6,30.320476854510154,14.374287042353645,6,6,6,6,22.375667792087054,20.69516288518852,11.400324732945059,23.176900958029133,32.519497560440755,46.801855294834979,41.766104161211807,26.806414159571251,6,6,7.2018552948349779,15.12185529483498,23.041855294834981,30.961855294834983,38.881855294834978,46.801855294834979,1,null,39.6,39.6,null,null,"nej","nej",2.2749999999999999,0,39.6,null,0,null,6.666666666666667,0,"falder","---","---","-","-",0,0,0,0,0,0,0,null,null,null,null,null,null,null,null,null,null,null,null,null,null,15.94618981215651,{"$f":"INDEX(ID!$K$153:$K$176,D6638+1)*INDEX(ID!$K$180:$K$191,$B6638)","v":1},{"$f":"INDEX(ID!$L$153:$L$176,D6638+1)*INDEX(ID!$K$180:$K$191,$B6638)","v":1},36.27758182265606,36.27758182265606,{"$f":"ID!K6846","v":0.22359999999999999},2.2589395753424655,36.021479242603178,{"$f":"ID!I6846","v":1.2},null,null,36.27758182265606,15.94618981215651,4.5925026659010744,{"$f":"IF(elsalgtype=1,HK6638*(GO6638)*Elprissalg,IF(elsalgtype=2,ID!J6846,\"elsalgtype ikke defineret\"))","v":0},null,null,null,0,0,0,0,0,0,0,0,0,0,0,0,0,0,0,0,0,0,0,0,0,0,0,0,0]
[6665,10,5,16,278,40,0.28000000000000003,4.1100000000000003,9.4,{"$f":"IF(ID!$W$4=2,0,FBR!P6675+FBR!Q6675)","v":31.301780001640555},{"$f":"IF(ID!$W$4=2,0,FBR!R6675+FBR!S6675)","v":0},{"$f":"ID!H6883","v":1},{"$f":"IF(ID!$Y$4=1,J6675+K6675,IF(ID!$Y$4=2,model!L6675,\"error\"))","v":31.301780001640555},null,7.0519999999999996,7.0709999999999997,7.0720000000000001,8.1329999999999991,8.1329999999999991,8.1329999999999991,{"$f":"(1-ID!$AB$64)*O6675*PV1W/1000000","v":0.93791599999999986},{"$f":"(1-ID!$AB$65)*P6675*PV2W/1000000","v":0.42991679999999999},{"$f":"(1-ID!$AB$66)*Q6675*PV3W/1000000","v":0},{"$f":"(1-ID!$AB$67)*R6675*PV4W/1000000","v":0},{"$f":"(1-ID!$AB$68)*S6675*PV5W/1000000","v":0},{"$f":"(1-ID!$AB$69)*T6675*PV6W/1000000","v":0},null,null,null,null,null,null,null,null,null,{"$f":"ID!L6883","v":0},{"$f":"IF(ID!$K$70=\"ja\",AJ6675,SUM(U6675:Z6675))","v":1.3678328},null,6.666666666666667,0,6.666666666666667,null,1.3678328,29.933947201640557,6,0,0,6.666666666666667,29.933947201640557,29.933947201640557,0,0,6.666666666666667,null,null,null,null,1.3678328,31.301780001640555,-29.933947201640557,99,69.066052798359436,39.6,39.6,null,39.6,0,6,6,6,6,6,6,6,6,6,6,6,6,6,6,6,6,7.9200000000000008,6,6,6,6,6,6,6,6,6,6,6,6,6,6,6,6,15.840000000000002,6,6,6,6,6,6,6,6,6,6,6,6,6,6,6,6,23.76,6,6,6,6,6,6,6,6,6,6,6,6,6,6,6,6,31.680000000000003,8.4127194650261146,6,6,6,6,6,6,6,6,6,6,6,6,6,6,6,39.6,16.332719465026109,6,6,6,6,6,6,6,6,6,6,6,6,6,6,6,6,6,6,6,8.4127194650261146,16.332719465026109,1,null,39.6,39.6,null,null,"nej","nej",2.2749999999999999,0,39.6,null,0,null,6.666666666666667,0,"falder","---","---","-","-",0,0,0,0,0,0,4.3698243356394127E-2,null,null,null,null,null,null,null,null,null,null,null,null,null,null,29.933947201640557,{"$f":"INDEX(ID!$K$153:$K$176,D6675+1)*INDEX(ID!$K$180:$K$191,$B6675)","v":1},{"$f":"INDEX(ID!$L$153:$L$176,D6675+1)*INDEX(ID!$K$180:$K$191,$B6675)","v":1},68.099729883732266,68.099729883732266,{"$f":"ID!K6883","v":0.24423},2.2795695753424656,68.236515310767544,{"$f":"ID!I6883","v":1.2},null,null,68.099729883732266,29.933947201640557,8.6209767940724795,{"$f":"IF(elsalgtype=1,HK6675*(GO6675)*Elprissalg,IF(elsalgtype=2,ID!J6883,\"elsalgtype ikke defineret\"))","v":0},null,null,null,81.33,77.36,70.61,0,0,81.37,77.44,70.709999999999994,0,0,81.27,77.290000000000006,70.52,0,0,81.37,77.44,70.72,0,0,81.37,77.44,70.72,0,0]
[6768,10,9,23,282,41,0,2.57,11.3,{"$f":"IF(ID!$W$4=2,0,FBR!P6778+FBR!Q6778)","v":23.623984906898531},{"$f":"IF(ID!$W$4=2,0,FBR!R6778+FBR!S6778)","v":0},{"$f":"ID!H6986","v":1},{"$f":"IF(ID!$Y$4=1,J6778+K6778,IF(ID!$Y$4=2,model!L6778,\"error\"))","v":23.623984906898531},null,0,0,0,0,0,0,{"$f":"(1-ID!$AB$64)*O6778*PV1W/1000000","v":0},{"$f":"(1-ID!$AB$65)*P6778*PV2W/1000000","v":0},{"$f":"(1-ID!$AB$66)*Q6778*PV3W/1000000","v":0},{"$f":"(1-ID!$AB$67)*R6778*PV4W/1000000","v":0},{"$f":"(1-ID!$AB$68)*S6778*PV5W/1000000","v":0},{"$f":"(1-ID!$AB$69)*T6778*PV6W/1000000","v":0},null,null,null,null,null,null,null,null,null,{"$f":"ID!L6986","v":0},{"$f":"IF(ID!$K$70=\"ja\",AJ6778,SUM(U6778:Z6778))","v":0},null,6.6666666666875996,0,6.6666666666875996,null,0,23.623984906898531,6.00000000001884,1.8840040638679056E-11,1.8840040638679051E-12,6.6666666666668757,23.623984906879691,23.623984906879691,0,0,6.6666666666668757,null,null,null,null,0,23.623984906898531,-23.623984906898531,99,75.376015093120316,39.6,39.6,null,39.6,0,6,6,6,6,6,6,6,6,6,6,6,38.172429069771873,54,54,54,54,7.9200000000000008,6,6,6,6,6,6,6,6,6,6,6,46.092429069771875,54,54,54,54,15.840000000000002,6,6,6,6,6,6,6,6,6,6,6,54,54,54,54,54,23.76,6.8026817597890705,6,6,6,6,6,6,6,6,6,10.017733976670403,54,54,54,54,54,31.680000000000003,14.722681759789072,6,6,6,6,6,6,6,6,6,17.937733976670405,54,54,54,54,54,39.6,22.642681759789067,6,6,6,6,6,6,6,6,6,25.857733976670399,54,54,54,54,54,54,54,54,54,54,54,0,null,0,0,null,null,"nej","nej",2.2749999999999999,0,0,null,0,null,6.6666666666668757,3.4490928631688195E-13,"falder","---","---","-","-",0,0,0,0,0,-2.0724044702546963E-11,0,null,null,null,null,null,null,null,null,null,null,null,null,null,null,23.623984906879691,{"$f":"INDEX(ID!$K$153:$K$176,D6778+1)*INDEX(ID!$K$180:$K$191,$B6778)","v":1},{"$f":"INDEX(ID!$L$153:$L$176,D6778+1)*INDEX(ID!$K$180:$K$191,$B6778)","v":1},53.744565663151299,53.744565663151299,{"$f":"ID!K6986","v":0.23009000000000002},2.2654295753424658,53.518474095489282,{"$f":"ID!I6986","v":1.2},null,null,53.744565663151299,23.623984906879691,6.803707653181351,{"$f":"IF(elsalgtype=1,HK6778*(GO6778)*Elprissalg,IF(elsalgtype=2,ID!J6986,\"elsalgtype ikke defineret\"))","v":0},null,null,null,0,0,0,0,0,0,0,0,0,0,0,0,0,0,0,0,0,0,0,0,0,0,0,0,0]
[6787,10,10,18,283,41,0,1.54,12.1,{"$f":"IF(ID!$W$4=2,0,FBR!P6797+FBR!Q6797)","v":38.388975473710111},{"$f":"IF(ID!$W$4=2,0,FBR!R6797+FBR!S6797)","v":0},{"$f":"ID!H7005","v":1},{"$f":"IF(ID!$Y$4=1,J6797+K6797,IF(ID!$Y$4=2,model!L6797,\"error\"))","v":38.388975473710111},null,0,0,0,0,0,0,{"$f":"(1-ID!$AB$64)*O6797*PV1W/1000000","v":0},{"$f":"(1-ID!$AB$65)*P6797*PV2W/1000000","v":0},{"$f":"(1-ID!$AB$66)*Q6797*PV3W/1000000","v":0},{"$f":"(1-ID!$AB$67)*R6797*PV4W/1000000","v":0},{"$f":"(1-ID!$AB$68)*S6797*PV5W/1000000","v":0},{"$f":"(1-ID!$AB$69)*T6797*PV6W/1000000","v":0},null,null,null,null,null,null,null,null,null,{"$f":"ID!L7005","v":0},{"$f":"IF(ID!$K$70=\"ja\",AJ6797,SUM(U6797:Z6797))","v":0},null,6.7332238375301454,0,6.7332238375301454,null,0,38.388975473710111,6.0599014537771314,5.9901453777131408E-2,5.9901453777131391E-3,6.6673322383753009,38.329074019932982,38.329074019932982,0,0,6.6673322383753009,null,null,null,null,0,38.388975473710111,-38.388975473710111,99,60.670925980067018,39.6,39.6,null,39.6,0,6,6,6,6,6,6,6,6,6,6,6,6,6,6,6,6,7.9200000000000008,6,6,6,6,6,6,6,6,6,6,6,6,6,6,6,6,15.840000000000002,6,6,6,6,6,6,6,6,6,6,6,6,6,6,6,6,23.76,6,6,6,6,6,6,6,6,6,6,6,6,6,6,6,6,31.680000000000003,6,6,6,6,6,6,6,6,6,6,6,6,6,6,6,6,39.6,7.9442483638200372,6,6,6,6,6,6,6,6,6,6,6,6,6,6,6,6,6,6,6,6,7.9442483638200372,1,null,39.6,39.6,null,null,"nej","nej",2.2749999999999999,{"$f":"IF(AND(FY6797=\"ja\",FZ6797=\"ja\"),FV6797,0)","v":0},{"$f":"FV6797","v":39.6},null,0,null,6.6673322383753009,1.0981933192466542E-3,"falder","---","---","-","-",0,0,0,0,0,-6.5891599154844549E-2,0,null,null,null,null,null,null,null,null,null,null,null,null,null,null,38.329074019932982,{"$f":"INDEX(ID!$K$153:$K$176,D6797+1)*INDEX(ID!$K$180:$K$191,$B6797)","v":1},{"$f":"INDEX(ID!$L$153:$L$176,D6797+1)*INDEX(ID!$K$180:$K$191,$B6797)","v":1},87.198643395347531,87.198643395347531,{"$f":"ID!K7005","v":0.25992000000000004},2.2952595753424658,87.975174158261311,{"$f":"ID!I7005","v":1.2},null,null,87.198643395347531,38.329074019932982,11.038773317740699,{"$f":"IF(elsalgtype=1,HK6797*(GO6797)*Elprissalg,IF(elsalgtype=2,ID!J7005,\"elsalgtype ikke defineret\"))","v":0},null,null,null,0,0,0,0,0,0,0,0,0,0,0,0,0,0,0,0,0,0,0,0,0,0,0,0,0]
[6848,10,13,7,286,41,0.23599999999999999,4.1100000000000003,8,{"$f":"IF(ID!$W$4=2,0,FBR!P6858+FBR!Q6858)","v":18.899187925518824},{"$f":"IF(ID!$W$4=2,0,FBR!R6858+FBR!S6858)","v":0},{"$f":"ID!H7066","v":1},{"$f":"IF(ID!$Y$4=1,J6858+K6858,IF(ID!$Y$4=2,model!L6858,\"error\"))","v":18.899187925518824},null,193.8,30.98,30.98,74.349999999999994,74.349999999999994,74.349999999999994,{"$f":"(1-ID!$AB$64)*O6858*PV1W/1000000","v":25.775400000000005},{"$f":"(1-ID!$AB$65)*P6858*PV2W/1000000","v":1.8835839999999997},{"$f":"(1-ID!$AB$66)*Q6858*PV3W/1000000","v":0},{"$f":"(1-ID!$AB$67)*R6858*PV4W/1000000","v":0},{"$f":"(1-ID!$AB$68)*S6858*PV5W/1000000","v":0},{"$f":"(1-ID!$AB$69)*T6858*PV6W/1000000","v":0},null,null,null,null,null,null,null,null,null,{"$f":"ID!L7066","v":0},{"$f":"IF(ID!$K$70=\"ja\",AJ6858,SUM(U6858:Z6858))","v":27.658984000000004},null,6.666666666666667,0,6.666666666666667,null,18.899187925518824,0,6,0,0,6.666666666666667,0,0,8.75979607448118,8.75979607448118,15.426462741147848,null,null,null,null,27.658984000000004,18.899187925518824,8.75979607448118,99,99,39.6,39.6,null,39.6,0,15.426462741147848,15.335971947611633,19.679386286058026,54,54,54,54,54,54,54,54,54,54,36.039059212151038,6.5090780785278746,6,7.9200000000000008,23.346462741147846,23.255971947611631,27.599386286058024,54,54,54,54,54,54,54,54,54,54,43.959059212151033,14.429078078527873,6,15.840000000000002,31.266462741147848,31.175971947611632,35.519386286058023,54,54,54,54,54,54,54,54,54,54,51.879059212151034,22.349078078527874,6,23.76,39.186462741147849,39.095971947611631,43.439386286058024,54,54,54,54,54,54,54,54,54,54,54,30.269078078527876,6,31.680000000000003,47.106462741147851,47.015971947611632,51.359386286058026,54,54,54,54,54,54,54,54,54,54,54,38.189078078527878,11.61209505826703,39.6,54,54,54,54,54,54,54,54,54,54,54,54,54,54,46.109078078527872,19.532095058267025,54,54,54,54,54,54,0,null,0,0,null,null,"nej","nej",2.2749999999999999,0,0,null,0,null,15.426462741147848,0.16589978814972817,"stiger","---","cyclus","-",14.599660124135301,0,0,0,0,0,8.75979607448118,1.4635011889930558,null,null,null,null,null,null,null,null,null,null,null,null,null,null,0,{"$f":"INDEX(ID!$K$153:$K$176,D6858+1)*INDEX(ID!$K$180:$K$191,$B6858)","v":1},{"$f":"INDEX(ID!$L$153:$L$176,D6858+1)*INDEX(ID!$K$180:$K$191,$B6858)","v":1},0,0,{"$f":"ID!K7066","v":0.30480000000000002},2.3401395753424659,0,{"$f":"ID!I7066","v":1.2},null,null,0,0,0,{"$f":"IF(elsalgtype=1,HK6858*(GO6858)*Elprissalg,IF(elsalgtype=2,ID!J7066,\"elsalgtype ikke defineret\"))","v":0},null,null,null,743.5,931.1,1063,1128,1052,350,330.7,309.8,281.60000000000002,214.9,1063,1550,1938,2199,2286,343,330.7,309.8,281.60000000000002,214.9,343,330.7,309.8,281.60000000000002,214.9]
[6962,10,18,1,291,42,0,0,0.1,{"$f":"IF(ID!$W$4=2,0,FBR!P6972+FBR!Q6972)","v":17.717988680173899},{"$f":"IF(ID!$W$4=2,0,FBR!R6972+FBR!S6972)","v":0},{"$f":"ID!H7180","v":1},{"$f":"IF(ID!$Y$4=1,J6972+K6972,IF(ID!$Y$4=2,model!L6972,\"error\"))","v":17.717988680173899},null,0,0,0,0,0,0,{"$f":"(1-ID!$AB$64)*O6972*PV1W/1000000","v":0},{"$f":"(1-ID!$AB$65)*P6972*PV2W/1000000","v":0},{"$f":"(1-ID!$AB$66)*Q6972*PV3W/1000000","v":0},{"$f":"(1-ID!$AB$67)*R6972*PV4W/1000000","v":0},{"$f":"(1-ID!$AB$68)*S6972*PV5W/1000000","v":0},{"$f":"(1-ID!$AB$69)*T6972*PV6W/1000000","v":0},null,null,null,null,null,null,null,null,null,{"$f":"ID!L7180","v":0},{"$f":"IF(ID!$K$70=\"ja\",AJ6972,SUM(U6972:Z6972))","v":0},null,6.666666666666667,0,6.666666666666667,null,0,17.717988680173899,6,0,0,6.666666666666667,17.717988680173899,17.717988680173899,0,0,6.666666666666667,null,null,null,null,0,17.717988680173899,-17.717988680173899,99,81.282011319826097,39.6,39.6,null,39.6,0,6,6,6,6,6,6,6,6,6,6,6,6,6,6,6,6,7.9200000000000008,6,6,6,6,6,6,6,6,6,6,6,6,6,6,6,6,15.840000000000002,6,6,6,6,6,6,6,6,6,6,6,6,6,6,6,6,23.76,12.70867798649277,6,6,6,6,6,6,6,6,6,6,6,6,6,6,6,31.680000000000003,20.628677986492772,6,6,6,6,6,6,6,6,6,6,6,6,6,6,6,39.6,28.548677986492766,12.011888551663795,6,6,6,6,6,6,6,6,6,6,6,6,6,6,6,6,6,12.70867798649277,20.628677986492772,28.548677986492766,1,null,39.6,39.6,null,null,"nej","nej",2.2749999999999999,0,39.6,null,0,null,6.666666666666667,0,"falder","---","---","-","-",0,0,0,0,0,0,0,null,null,null,null,null,null,null,null,null,null,null,null,null,null,17.717988680173899,{"$f":"INDEX(ID!$K$153:$K$176,D6972+1)*INDEX(ID!$K$180:$K$191,$B6972)","v":1},{"$f":"INDEX(ID!$L$153:$L$176,D6972+1)*INDEX(ID!$K$180:$K$191,$B6972)","v":1},40.308424247395621,40.308424247395621,{"$f":"ID!K7180","v":0.22932},2.2646595753424656,40.125212720365234,{"$f":"ID!I7180","v":1.2},null,null,40.308424247395621,17.717988680173899,5.1027807398900835,{"$f":"IF(elsalgtype=1,HK6972*(GO6972)*Elprissalg,IF(elsalgtype=2,ID!J7180,\"elsalgtype ikke defineret\"))","v":0},null,null,null,0,0,0,0,0,0,0,0,0,0,0,0,0,0,0,0,0,0,0,0,0,0,0,0,0]
[7016,10,20,7,293,42,0.2,5.65,6.2,{"$f":"IF(ID!$W$4=2,0,FBR!P7026+FBR!Q7026)","v":18.899187925518824},{"$f":"IF(ID!$W$4=2,0,FBR!R7026+FBR!S7026)","v":0},{"$f":"ID!H7234","v":1},{"$f":"IF(ID!$Y$4=1,J7026+K7026,IF(ID!$Y$4=2,model!L7026,\"error\"))","v":18.899187925518824},null,26.54,15.669999999999998,15.669999999999998,20.09,20.09,20.09,{"$f":"(1-ID!$AB$64)*O7026*PV1W/1000000","v":3.5298199999999995},{"$f":"(1-ID!$AB$65)*P7026*PV2W/1000000","v":0.95273599999999992},{"$f":"(1-ID!$AB$66)*Q7026*PV3W/1000000","v":0},{"$f":"(1-ID!$AB$67)*R7026*PV4W/1000000","v":0},{"$f":"(1-ID!$AB$68)*S7026*PV5W/1000000","v":0},{"$f":"(1-ID!$AB$69)*T7026*PV6W/1000000","v":0},null,null,null,null,null,null,null,null,null,{"$f":"ID!L7234","v":0},{"$f":"IF(ID!$K$70=\"ja\",AJ7026,SUM(U7026:Z7026))","v":4.4825559999999998},null,6.666666666666667,0,6.666666666666667,null,4.4825559999999998,14.416631925518825,6,0,0,6.666666666666667,14.416631925518825,14.416631925518825,0,0,6.666666666666667,null,null,null,null,4.4825559999999998,18.899187925518824,-14.416631925518825,99,84.583368074481172,39.6,39.6,null,39.6,0,6,6,6,6,54,54,54,54,54,54,54,54,54,49.08734721215103,19.557366078527867,6,7.9200000000000008,6,6,6,6,54,54,54,54,54,54,54,54,54,54,27.477366078527865,6,15.840000000000002,8.0900347411478428,6,6,6.8683813791594854,54,54,54,54,54,54,54,54,54,54,35.397366078527867,8.8203830582670193,23.76,16.010034741147845,6,6,14.788381379159487,54,54,54,54,54,54,54,54,54,54,43.317366078527868,16.740383058267021,31.680000000000003,23.930034741147846,10.085291947611632,13.150006286058025,22.708381379159491,54,54,54,54,54,54,54,54,54,54,51.23736607852787,24.660383058267023,39.6,31.850034741147841,18.005291947611624,21.070006286058018,30.628381379159485,54,54,54,54,54,54,54,54,54,54,54,32.580383058267017,54,54,54,54,54,54,0,null,0,0,null,null,"nej","nej",2.2749999999999999,0,0,null,0,null,6.666666666666667,0,"falder","---","---","-","-",0,0,0,0,0,0,0.23718246612847224,null,null,null,null,null,null,null,null,null,null,null,null,null,null,14.416631925518825,{"$f":"INDEX(ID!$K$153:$K$176,D7026+1)*INDEX(ID!$K$180:$K$191,$B7026)","v":1},{"$f":"INDEX(ID!$L$153:$L$176,D7026+1)*INDEX(ID!$K$180:$K$191,$B7026)","v":1},32.797837630555328,32.797837630555328,{"$f":"ID!K7234","v":0.24700999999999998},2.2823495753424656,32.903793753076521,{"$f":"ID!I7234","v":1.2},null,null,32.797837630555328,14.416631925518825,4.1519899945494219,{"$f":"IF(elsalgtype=1,HK7026*(GO7026)*Elprissalg,IF(elsalgtype=2,ID!J7234,\"elsalgtype ikke defineret\"))","v":0},null,null,null,200.9,208.3,207,197.1,156.80000000000001,177.9,170,156.69999999999999,138.9,96.76,222.2,249.5,265.39999999999998,268.60000000000002,238.4,177.9,170,156.69999999999999,138.9,96.76,177.9,170,156.69999999999999,138.9,96.76]
[7111,10,24,6,297,43,0,7.2,4.7,{"$f":"IF(ID!$W$4=2,0,FBR!P7121+FBR!Q7121)","v":17.127389057501436},{"$f":"IF(ID!$W$4=2,0,FBR!R7121+FBR!S7121)","v":0},{"$f":"ID!H7329","v":1},{"$f":"IF(ID!$Y$4=1,J7121+K7121,IF(ID!$Y$4=2,model!L7121,\"error\"))","v":17.127389057501436},null,0,0,0,0,0,0,{"$f":"(1-ID!$AB$64)*O7121*PV1W/1000000","v":0},{"$f":"(1-ID!$AB$65)*P7121*PV2W/1000000","v":0},{"$f":"(1-ID!$AB$66)*Q7121*PV3W/1000000","v":0},{"$f":"(1-ID!$AB$67)*R7121*PV4W/1000000","v":0},{"$f":"(1-ID!$AB$68)*S7121*PV5W/1000000","v":0},{"$f":"(1-ID!$AB$69)*T7121*PV6W/1000000","v":0},null,null,null,null,null,null,null,null,null,{"$f":"ID!L7329","v":0},{"$f":"IF(ID!$K$70=\"ja\",AJ7121,SUM(U7121:Z7121))","v":0},null,6.666666666666667,0,6.666666666666667,null,0,17.127389057501436,6,0,0,6.666666666666667,17.127389057501436,17.127389057501436,0,0,6.666666666666667,null,null,null,null,0,17.127389057501436,-17.127389057501436,99,81.872610942498568,39.6,39.6,null,39.6,0,6,6,6,6,6,6,12.69834239449866,6,6,6,6,6,6,6,6,6,7.9200000000000008,6,6,6,6,6,6,20.618342394498661,6,12.686196731304495,6,6,6,6,6,6,6,15.840000000000002,6,6,6,6,6,6,28.53834239449866,13.608818996910275,20.606196731304493,6,6,6,6,6,6,6,23.76,13.299277609165234,6,6,6,6,6,36.458342394498658,21.528818996910275,28.526196731304495,6,6,6,6,6,6,6,31.680000000000003,21.219277609165236,6,6,6,6,6,44.378342394498659,29.448818996910276,36.446196731304497,11.493771597681333,6,6,6,6,6,6,39.6,29.13927760916523,10.240089683646406,6,6,6,13.636386169414589,52.298342394498661,37.368818996910271,44.366196731304491,19.413771597681325,6,6,6,6,6,6,12.69834239449866,20.618342394498661,28.53834239449866,36.458342394498658,44.378342394498659,52.298342394498661,1,null,39.6,39.6,null,null,"nej","nej",2.2749999999999999,0,39.6,null,0,null,6.666666666666667,0,"falder","---","---",{"$f":"IF(GJ7121=\"cyclus\",ABS((GG7121-GG7116)*100/Maxbatteri),\"-\")","v":"-"},{"$f":"IF(GK7121=\"cyclus\",ABS((GG7121-GG7116)*100/Maxbatteri),\"-\")","v":"-"},0,0,0,0,0,0,0,null,null,null,null,null,null,null,null,null,null,null,null,null,null,17.127389057501436,{"$f":"INDEX(ID!$K$153:$K$176,D7121+1)*INDEX(ID!$K$180:$K$191,$B7121)","v":1},{"$f":"INDEX(ID!$L$153:$L$176,D7121+1)*INDEX(ID!$K$180:$K$191,$B7121)","v":1},38.964810105815765,38.964810105815765,{"$f":"ID!K7329","v":0.22427},2.2596095753424659,38.701212314946012,{"$f":"ID!I7329","v":1.2},null,null,38.964810105815765,17.127389057501436,4.9326880485604132,{"$f":"IF(elsalgtype=1,HK7121*(GO7121)*Elprissalg,IF(elsalgtype=2,ID!J7329,\"elsalgtype ikke defineret\"))","v":0},null,null,null,0,0,0,0,0,0,0,0,0,0,0,0,0,0,0,0,0,0,0,0,0,0,0,0,0]
[7156,10,26,3,299,43,0,4.1100000000000003,9,{"$f":"IF(ID!$W$4=2,0,FBR!P7166+FBR!Q7166)","v":15.94618981215651},{"$f":"IF(ID!$W$4=2,0,FBR!R7166+FBR!S7166)","v":0},{"$f":"ID!H7374","v":1},{"$f":"IF(ID!$Y$4=1,J7166+K7166,IF(ID!$Y$4=2,model!L7166,\"error\"))","v":15.94618981215651},null,0,0,0,0,0,0,{"$f":"(1-ID!$AB$64)*O7166*PV1W/1000000","v":0},{"$f":"(1-ID!$AB$65)*P7166*PV2W/1000000","v":0},{"$f":"(1-ID!$AB$66)*Q7166*PV3W/1000000","v":0},{"$f":"(1-ID!$AB$67)*R7166*PV4W/1000000","v":0},{"$f":"(1-ID!$AB$68)*S7166*PV5W/1000000","v":0},{"$f":"(1-ID!$AB$69)*T7166*PV6W/1000000","v":0},null,null,null,null,null,null,null,null,null,{"$f":"ID!L7374","v":0},{"$f":"IF(ID!$K$70=\"ja\",AJ7166,SUM(U7166:Z7166))","v":0},null,6.666666666666667,0,6.666666666666667,null,0,15.94618981215651,6,0,0,6.666666666666667,15.94618981215651,15.94618981215651,0,0,6.666666666666667,null,null,null,null,0,15.94618981215651,-15.94618981215651,99,83.053810187843496,39.6,39.6,null,39.6,0,6,6,6,6,6,6,6,6,6,6,6,6,6,6,6,6,7.9200000000000008,6,6,6,6,6,6,6,6,6,6,6,6,6,6,6,6,15.840000000000002,6.5604768545101582,6,6,6,6,6,6,6,6,6,6,6,6,6,6,6,23.76,14.48047685451016,6,6,6,6,6,6,6,6,6,6,6,6,6,6,6,31.680000000000003,22.40047685451016,6.4542870423536502,6,6,6,6,6,6,6,6,6,6,6,6,6,6,39.6,30.320476854510154,14.374287042353645,6,6,6,6,6,6,6,6,6,6,6,6,6,6,6,6,6.5604768545101582,14.48047685451016,22.40047685451016,30.320476854510154,1,null,39.6,39.6,null,null,"nej","nej",2.2749999999999999,0,39.6,null,0,null,6.666666666666667,0,"falder","---","---","-","-",0,0,0,0,0,0,0,null,null,null,null,null,null,null,null,null,null,null,null,null,null,15.94618981215651,{"$f":"INDEX(ID!$K$153:$K$176,D7166+1)*INDEX(ID!$K$180:$K$191,$B7166)","v":1},{"$f":"INDEX(ID!$L$153:$L$176,D7166+1)*INDEX(ID!$K$180:$K$191,$B7166)","v":1},36.27758182265606,36.27758182265606,{"$f":"ID!K7374","v":0.10847},2.1438095753424657,34.1855944095296,{"$f":"ID!I7374","v":1.2},null,null,36.27758182265606,15.94618981215651,4.5925026659010744,{"$f":"IF(elsalgtype=1,HK7166*(GO7166)*Elprissalg,IF(elsalgtype=2,ID!J7374,\"elsalgtype ikke defineret\"))","v":0},null,null,null,0,0,0,0,0,0,0,0,0,0,0,0,0,0,0,0,0,0,0,0,0,0,0,0,0]
[7201,10,28,0,301,43,0,4.63,9.4,{"$f":"IF(ID!$W$4=2,0,FBR!P7211+FBR!Q7211)","v":20.670986793536215},{"$f":"IF(ID!$W$4=2,0,FBR!R7211+FBR!S7211)","v":0},{"$f":"ID!H7419","v":1},{"$f":"IF(ID!$Y$4=1,J7211+K7211,IF(ID!$Y$4=2,model!L7211,\"error\"))","v":20.670986793536215},null,0,0,0,0,0,0,{"$f":"(1-ID!$AB$64)*O7211*PV1W/1000000","v":0},{"$f":"(1-ID!$AB$65)*P7211*PV2W/1000000","v":0},{"$f":"(1-ID!$AB$66)*Q7211*PV3W/1000000","v":0},{"$f":"(1-ID!$AB$67)*R7211*PV4W/1000000","v":0},{"$f":"(1-ID!$AB$68)*S7211*PV5W/1000000","v":0},{"$f":"(1-ID!$AB$69)*T7211*PV6W/1000000","v":0},null,null,null,null,null,null,null,null,null,{"$f":"ID!L7419","v":0},{"$f":"IF(ID!$K$70=\"ja\",AJ7211,SUM(U7211:Z7211))","v":0},null,6.666666666666667,0,6.666666666666667,null,0,20.670986793536215,6,0,0,6.666666666666667,20.670986793536215,20.670986793536215,0,0,6.666666666666667,null,null,null,null,0,20.670986793536215,-20.670986793536215,99,78.329013206463785,39.6,39.6,null,39.6,0,6,6,6,6,6,6,6,6,6,6,6,6,6,6,6,6,7.9200000000000008,6,6,6,6,6,6,6,6,6,6,6,6,6,6,6,6,15.840000000000002,6,6,6,6,6,6,6,6,6,6,6,6,6,6,6,6,23.76,9.7556798731304539,6,6,6,6,6,6,6,6,6,6,6,6,6,6,6,31.680000000000003,17.675679873130456,6,6,6,6,6,6,6,6,6,6,6,6,6,6,6,39.6,25.59567987313045,7.8776911929565507,6,6,6,6,6,6,6,6,6,6,6,6,6,6,6,6,6,9.7556798731304539,17.675679873130456,25.59567987313045,1,null,39.6,39.6,null,null,"nej","nej",2.2749999999999999,0,39.6,null,0,null,6.666666666666667,0,"falder","---","---","-","-",0,0,0,0,0,0,0,null,null,null,null,null,null,null,null,null,null,null,null,null,null,20.670986793536215,{"$f":"INDEX(ID!$K$153:$K$176,D7211+1)*INDEX(ID!$K$180:$K$191,$B7211)","v":1},{"$f":"INDEX(ID!$L$153:$L$176,D7211+1)*INDEX(ID!$K$180:$K$191,$B7211)","v":1},47.026494955294886,47.026494955294886,{"$f":"ID!K7419","v":0.12909000000000001},2.1644295753424658,44.740895167443313,{"$f":"ID!I7419","v":1.2},null,null,47.026494955294886,20.670986793536215,5.9532441965384297,{"$f":"IF(elsalgtype=1,HK7211*(GO7211)*Elprissalg,IF(elsalgtype=2,ID!J7419,\"elsalgtype ikke defineret\"))","v":0},null,null,null,0,0,0,0,0,0,0,0,0,0,0,0,0,0,0,0,0,0,0,0,0,0,0,0,0]
[7305,11,1,8,305,44,2.9000000000000001E-2,2.06,8.4,{"$f":"IF(ID!$W$4=2,0,FBR!P7315+FBR!Q7315)","v":20.670986793536215},{"$f":"IF(ID!$W$4=2,0,FBR!R7315+FBR!S7315)","v":0},{"$f":"ID!H7523","v":1},{"$f":"IF(ID!$Y$4=1,J7315+K7315,IF(ID!$Y$4=2,model!L7315,\"error\"))","v":20.670986793536215},null,631.1,18.11,13.190000000000001,233.1,233.1,233.1,{"$f":"(1-ID!$AB$64)*O7315*PV1W/1000000","v":83.936300000000003},{"$f":"(1-ID!$AB$65)*P7315*PV2W/1000000","v":1.1010880000000001},{"$f":"(1-ID!$AB$66)*Q7315*PV3W/1000000","v":0},{"$f":"(1-ID!$AB$67)*R7315*PV4W/1000000","v":0},{"$f":"(1-ID!$AB$68)*S7315*PV5W/1000000","v":0},{"$f":"(1-ID!$AB$69)*T7315*PV6W/1000000","v":0},null,null,null,null,null,null,null,null,null,{"$f":"ID!L7523","v":0},{"$f":"IF(ID!$K$70=\"ja\",AJ7315,SUM(U7315:Z7315))","v":85.037388000000007},null,6.666666666666667,0,6.666666666666667,null,20.670986793536215,0,6,0,0,6.666666666666667,0,0,64.366401206463792,24,30.666666666666668,null,null,null,null,85.037388000000007,20.670986793536215,64.366401206463792,99,99,39.6,39.6,null,39.6,0,54,54,54,54,54,54,54,54,54,54,54,54,54,54,54,54,7.9200000000000008,54,54,54,54,54,54,54,54,54,54,54,54,54,54,54,54,15.840000000000002,54,54,54,54,54,54,54,54,54,54,54,54,54,54,54,54,23.76,54,54,54,54,54,54,54,54,54,54,54,54,54,54,54,54,31.680000000000003,54,54,54,54,54,54,54,54,54,54,54,54,54,54,54,54,39.6,54,54,54,54,54,54,54,54,54,54,54,54,54,54,54,54,54,54,54,54,54,54,0,null,0,0,null,null,"nej","nej",2.2749999999999999,0,0,null,0,null,30.666666666666668,38.888888888888893,"stiger","---","cyclus","-",40,0,40.366401206463792,0,0,0,24,4.1138523694761906,null,null,null,null,null,null,null,null,null,null,null,null,null,null,0,{"$f":"INDEX(ID!$K$153:$K$176,D7315+1)*INDEX(ID!$K$180:$K$191,$B7315)","v":1},{"$f":"INDEX(ID!$L$153:$L$176,D7315+1)*INDEX(ID!$K$180:$K$191,$B7315)","v":1},0,0,{"$f":"ID!K7523","v":0.13109000000000001},2.1664295753424656,0,{"$f":"ID!I7523","v":1.2},null,null,0,-40.366401206463792,0,{"$f":"IF(elsalgtype=1,HK7315*(GO7315)*Elprissalg,IF(elsalgtype=2,ID!J7523,\"elsalgtype ikke defineret\"))","v":29.871136892783205},null,null,null,2331,3514,4423,5010,5150,740.1,467,181.1,143,161.30000000000001,3079,4905,6311,7249,7697,121.9,125.6,131.9,140.1,161.30000000000001,121.9,125.6,131.9,140.1,161.30000000000001]
[7350,11,3,5,307,44,0,5.65,6.8,{"$f":"IF(ID!$W$4=2,0,FBR!P7360+FBR!Q7360)","v":15.94618981215651},{"$f":"IF(ID!$W$4=2,0,FBR!R7360+FBR!S7360)","v":0},{"$f":"ID!H7568","v":1},{"$f":"IF(ID!$Y$4=1,J7360+K7360,IF(ID!$Y$4=2,model!L7360,\"error\"))","v":15.94618981215651},null,0,0,0,0,0,0,{"$f":"(1-ID!$AB$64)*O7360*PV1W/1000000","v":0},{"$f":"(1-ID!$AB$65)*P7360*PV2W/1000000","v":0},{"$f":"(1-ID!$AB$66)*Q7360*PV3W/1000000","v":0},{"$f":"(1-ID!$AB$67)*R7360*PV4W/1000000","v":0},{"$f":"(1-ID!$AB$68)*S7360*PV5W/1000000","v":0},{"$f":"(1-ID!$AB$69)*T7360*PV6W/1000000","v":0},null,null,null,null,null,null,null,null,null,{"$f":"ID!L7568","v":0},{"$f":"IF(ID!$K$70=\"ja\",AJ7360,SUM(U7360:Z7360))","v":0},null,6.666666666666667,0,6.666666666666667,null,0,15.94618981215651,6,0,0,6.666666666666667,15.94618981215651,15.94618981215651,0,0,6.666666666666667,null,null,null,null,0,15.94618981215651,-15.94618981215651,99,83.053810187843496,39.6,39.6,null,39.6,0,6,6,6,6,6,6,6,6,6,6,6,6,6,6,6,6,7.9200000000000008,6,6,6,6,6,6,6,6,6,6,6,6,6,6,6,6,15.840000000000002,6.5604768545101582,6,6,6,6,6,6,6,6,6,6,6,6,6,6,6,23.76,14.48047685451016,6,6,6,6,6,6,6,6,6,6,6,6,6,6,6,31.680000000000003,22.40047685451016,6,6,6,6,6,6,6,6,6,6,6,6,6,6,6,39.6,30.320476854510154,13.193087797008719,6,6,6,6,6,6,6,6,6,6,6,6,6,6,6,6,6.5604768545101582,14.48047685451016,22.40047685451016,30.320476854510154,1,null,39.6,39.6,null,null,"nej","nej",2.2749999999999999,0,39.6,null,0,null,6.666666666666667,0,"falder","---","---","-","-",0,0,0,0,0,0,0,null,null,null,null,null,null,null,null,null,null,null,null,null,null,15.94618981215651,{"$f":"INDEX(ID!$K$153:$K$176,D7360+1)*INDEX(ID!$K$180:$K$191,$B7360)","v":1},{"$f":"INDEX(ID!$L$153:$L$176,D7360+1)*INDEX(ID!$K$180:$K$191,$B7360)","v":1},36.27758182265606,36.27758182265606,{"$f":"ID!K7568","v":2.4559999999999998E-2},2.0598995753424658,32.847549622391547,{"$f":"ID!I7568","v":1.2},null,null,36.27758182265606,15.94618981215651,4.5925026659010744,{"$f":"IF(elsalgtype=1,HK7360*(GO7360)*Elprissalg,IF(elsalgtype=2,ID!J7568,\"elsalgtype ikke defineret\"))","v":0},null,null,null,0,0,0,0,0,0,0,0,0,0,0,0,0,0,0,0,0,0,0,0,0,0,0,0,0]
[7453,11,7,12,311,45,0,4.1100000000000003,9.6999999999999993,{"$f":"IF(ID!$W$4=2,0,FBR!P7463+FBR!Q7463)","v":25.395783774915923},{"$f":"IF(ID!$W$4=2,0,FBR!R7463+FBR!S7463)","v":0},{"$f":"ID!H7671","v":1},{"$f":"IF(ID!$Y$4=1,J7463+K7463,IF(ID!$Y$4=2,model!L7463,\"error\"))","v":25.395783774915923},null,75.570000000000007,76.8,73.179999999999993,83.56,83.56,83.56,{"$f":"(1-ID!$AB$64)*O7463*PV1W/1000000","v":10.05081},{"$f":"(1-ID!$AB$65)*P7463*PV2W/1000000","v":4.6694399999999998},{"$f":"(1-ID!$AB$66)*Q7463*PV3W/1000000","v":0},{"$f":"(1-ID!$AB$67)*R7463*PV4W/1000000","v":0},{"$f":"(1-ID!$AB$68)*S7463*PV5W/1000000","v":0},{"$f":"(1-ID!$AB$69)*T7463*PV6W/1000000","v":0},null,null,null,null,null,null,null,null,null,{"$f":"ID!L7671","v":0},{"$f":"IF(ID!$K$70=\"ja\",AJ7463,SUM(U7463:Z7463))","v":14.72025},null,6.666666666666667,0,6.666666666666667,null,14.72025,10.675533774915923,6,0,0,6.666666666666667,10.675533774915923,10.675533774915923,0,0,6.666666666666667,null,null,null,null,14.72025,25.395783774915923,-10.675533774915923,99,88.32446622508408,39.6,39.6,null,39.6,0,6,6,6,6,6,6,6,6,6,6,6,6,6,6,6,6,7.9200000000000008,6,6,6,6,6,6,6,6,6,6,6,6,6,6,6,6,15.840000000000002,11.831132891750745,6,6,6,6,6,6,6,6,6,6,6,6,6,6,6,23.76,19.751132891750746,6,6,6,6,6,6,6,6,6,6,6,6,6,6,6,31.680000000000003,27.671132891750748,8.0762734941623648,6,6,6,6,6,6,6,6,6,6,6,6,6,6,39.6,35.591132891750746,15.996273494162363,6,6,6,6,6,6,6,6,6,6,6,6,6,6,6,6,11.831132891750745,19.751132891750746,27.671132891750748,35.591132891750746,1,null,39.6,39.6,null,null,"nej","nej",2.2749999999999999,0,39.6,null,0,null,6.666666666666667,0,"falder","---","---","-","-",0,0,0,0,0,0,0.57963361676356584,null,null,null,null,null,null,null,null,null,null,null,null,null,null,10.675533774915923,{"$f":"INDEX(ID!$K$153:$K$176,D7463+1)*INDEX(ID!$K$180:$K$191,$B7463)","v":1},{"$f":"INDEX(ID!$L$153:$L$176,D7463+1)*INDEX(ID!$K$180:$K$191,$B7463)","v":1},24.286839337933724,24.286839337933724,{"$f":"ID!K7671","v":0.24753},2.2828695753424655,24.370851255296461,{"$f":"ID!I7671","v":1.2},null,null,24.286839337933724,10.675533774915923,3.0745537271757857,{"$f":"IF(elsalgtype=1,HK7463*(GO7463)*Elprissalg,IF(elsalgtype=2,ID!J7671,\"elsalgtype ikke defineret\"))","v":0},null,null,null,835.6,820.1,777.9,711.9,535.70000000000005,832,813.1,768,699.8,521.9,827.5,804.4,755.7,684.9,504.8,818.7,787.4,731.8,655.7,471.4,818.7,787.4,731.8,655.7,471.4]
[7464,11,7,23,311,45,0,5.65,9.1999999999999993,{"$f":"IF(ID!$W$4=2,0,FBR!P7474+FBR!Q7474)","v":23.623984906898531},{"$f":"IF(ID!$W$4=2,0,FBR!R7474+FBR!S7474)","v":0},{"$f":"ID!H7682","v":1},{"$f":"IF(ID!$Y$4=1,J7474+K7474,IF(ID!$Y$4=2,model!L7474,\"error\"))","v":23.623984906898531},null,0,0,0,0,0,0,{"$f":"(1-ID!$AB$64)*O7474*PV1W/1000000","v":0},{"$f":"(1-ID!$AB$65)*P7474*PV2W/1000000","v":0},{"$f":"(1-ID!$AB$66)*Q7474*PV3W/1000000","v":0},{"$f":"(1-ID!$AB$67)*R7474*PV4W/1000000","v":0},{"$f":"(1-ID!$AB$68)*S7474*PV5W/1000000","v":0},{"$f":"(1-ID!$AB$69)*T7474*PV6W/1000000","v":0},null,null,null,null,null,null,null,null,null,{"$f":"ID!L7682","v":0},{"$f":"IF(ID!$K$70=\"ja\",AJ7474,SUM(U7474:Z7474))","v":0},null,6.666666666666667,0,6.666666666666667,null,0,23.623984906898531,6,0,0,6.666666666666667,23.623984906898531,23.623984906898531,0,0,6.666666666666667,null,null,null,null,0,23.623984906898531,-23.623984906898531,99,75.376015093101472,39.6,39.6,null,39.6,0,6,6,6,6,6,6,6,6,6,6,6,6,6,6,6,6,7.9200000000000008,6,6,6,6,6,6,6,6,6,6,6,6,6,6,6,6,15.840000000000002,6,6,6,6,6,6,6,6,6,6,6,6,6,6,6,6,23.76,6.8026817597681379,6,6,6,6,6,6,6,6,6,6,6,6,6,6,6,31.680000000000003,14.72268175976814,6,6,6,6,6,6,6,6,6,6,6,6,6,6,6,39.6,22.642681759768134,6,6,6,6,6,6,6,6,6,6,6,6,6,6,6,6,6,6,6.8026817597681379,14.72268175976814,22.642681759768134,1,null,39.6,39.6,null,null,"nej","nej",2.2749999999999999,0,39.6,null,0,null,6.666666666666667,0,"falder","---","---","-","-",0,0,0,0,0,0,0,null,null,null,null,null,null,null,null,null,null,null,null,null,null,23.623984906898531,{"$f":"INDEX(ID!$K$153:$K$176,D7474+1)*INDEX(ID!$K$180:$K$191,$B7474)","v":1},{"$f":"INDEX(ID!$L$153:$L$176,D7474+1)*INDEX(ID!$K$180:$K$191,$B7474)","v":1},53.744565663194159,53.744565663194159,{"$f":"ID!K7682","v":0.22186},2.2571995753424656,53.324048699748182,{"$f":"ID!I7682","v":1.2},null,null,53.744565663194159,23.623984906898531,6.8037076531867768,{"$f":"IF(elsalgtype=1,HK7474*(GO7474)*Elprissalg,IF(elsalgtype=2,ID!J7682,\"elsalgtype ikke defineret\"))","v":0},null,null,null,0,0,0,0,0,0,0,0,0,0,0,0,0,0,0,0,0,0,0,0,0,0,0,0,0]
[7544,11,11,7,315,45,0,6.17,11,{"$f":"IF(ID!$W$4=2,0,FBR!P7554+FBR!Q7554)","v":18.899187925518824},{"$f":"IF(ID!$W$4=2,0,FBR!R7554+FBR!S7554)","v":0},{"$f":"ID!H7762","v":1},{"$f":"IF(ID!$Y$4=1,J7554+K7554,IF(ID!$Y$4=2,model!L7554,\"error\"))","v":18.899187925518824},null,0,0,0,0,0,0,{"$f":"(1-ID!$AB$64)*O7554*PV1W/1000000","v":0},{"$f":"(1-ID!$AB$65)*P7554*PV2W/1000000","v":0},{"$f":"(1-ID!$AB$66)*Q7554*PV3W/1000000","v":0},{"$f":"(1-ID!$AB$67)*R7554*PV4W/1000000","v":0},{"$f":"(1-ID!$AB$68)*S7554*PV5W/1000000","v":0},{"$f":"(1-ID!$AB$69)*T7554*PV6W/1000000","v":0},null,null,null,null,null,null,null,null,null,{"$f":"ID!L7762","v":0},{"$f":"IF(ID!$K$70=\"ja\",AJ7554,SUM(U7554:Z7554))","v":0},null,6.666666666666667,0,6.666666666666667,null,0,18.899187925518824,6,0,0,6.666666666666667,18.899187925518824,18.899187925518824,0,0,6.666666666666667,null,null,null,null,0,18.899187925518824,-18.899187925518824,99,80.100812074481183,39.6,39.6,null,39.6,0,6,6,6,6,6,6,6,6,6,6,6,6,6,6,6,6,7.9200000000000008,6,6,6,6,6,6,6,6,6,6,6,6,6,6,6,6,15.840000000000002,6,6,6,6,6,6,6,6,6,6,6,6,6,6,6,6,23.76,11.527478741147846,6,6,6,6,6,6,6,6,6,6,6,6,6,6,6,31.680000000000003,19.447478741147847,6,6,6,6,6,6,6,6,6,6,6,6,6,6,6,39.6,27.367478741147842,11.458423947611628,6,6,6,6,6,6,6,6,6,6,6,6,6,6,6,6,6,11.527478741147846,19.447478741147847,27.367478741147842,1,null,39.6,39.6,null,null,"nej","nej",2.2749999999999999,0,39.6,null,0,null,6.666666666666667,0,"falder","---","---","-","-",0,0,0,0,0,0,0,null,null,null,null,null,null,null,null,null,null,null,null,null,null,18.899187925518824,{"$f":"INDEX(ID!$K$153:$K$176,D7554+1)*INDEX(ID!$K$180:$K$191,$B7554)","v":1},{"$f":"INDEX(ID!$L$153:$L$176,D7554+1)*INDEX(ID!$K$180:$K$191,$B7554)","v":1},42.995652530555326,42.995652530555326,{"$f":"ID!K7762","v":0.23271},2.2680495753424657,42.864295148790426,{"$f":"ID!I7762","v":1.2},null,null,42.995652530555326,18.899187925518824,5.4429661225494206,{"$f":"IF(elsalgtype=1,HK7554*(GO7554)*Elprissalg,IF(elsalgtype=2,ID!J7762,\"elsalgtype ikke defineret\"))","v":0},null,null,null,0,0,0,0,0,0,0,0,0,0,0,0,0,0,0,0,0,0,0,0,0,0,0,0,0]
[7647,11,15,14,319,46,0,9.25,6,{"$f":"IF(ID!$W$4=2,0,FBR!P7657+FBR!Q7657)","v":27.758182265605775},{"$f":"IF(ID!$W$4=2,0,FBR!R7657+FBR!S7657)","v":0},{"$f":"ID!H7865","v":1},{"$f":"IF(ID!$Y$4=1,J7657+K7657,IF(ID!$Y$4=2,model!L7657,\"error\"))","v":27.758182265605775},null,168.6,672.5,450.1,298.60000000000002,298.60000000000002,298.60000000000002,{"$f":"(1-ID!$AB$64)*O7657*PV1W/1000000","v":22.4238},{"$f":"(1-ID!$AB$65)*P7657*PV2W/1000000","v":40.887999999999998},{"$f":"(1-ID!$AB$66)*Q7657*PV3W/1000000","v":0},{"$f":"(1-ID!$AB$67)*R7657*PV4W/1000000","v":0},{"$f":"(1-ID!$AB$68)*S7657*PV5W/1000000","v":0},{"$f":"(1-ID!$AB$69)*T7657*PV6W/1000000","v":0},null,null,null,null,null,null,null,null,null,{"$f":"ID!L7865","v":0},{"$f":"IF(ID!$K$70=\"ja\",AJ7657,SUM(U7657:Z7657))","v":63.311799999999998},null,54,0,54,null,27.758182265605775,0,48.6,0,0,54,0,0,35.553617734394223,0,54,null,null,null,null,63.311799999999998,27.758182265605775,35.553617734394223,99,99,39.6,39.6,null,39.6,0,54,54,48.051886599130498,11.434709993437778,6,6,6,6,6,6,6,6,6,6,6,6,7.9200000000000008,54,54,54,19.35470999343778,6,6,6,6,6,6,6,6,6,6,6,6,15.840000000000002,54,54,54,27.274709993437781,6,6,6,6,6,6,6,6,6,6,6,6,23.76,54,54,54,35.194709993437783,6,6,6,6,6,6,6,6,6,6,6,6,31.680000000000003,54,54,54,43.114709993437785,6,6,6,6,6,6,6,6,6,6,6,6,39.6,54,54,54,51.034709993437787,12.645734519727682,6,6,6,6,6,6,6,6,6,6,6,54,54,54,54,54,54,0,null,0,0,null,null,"nej","nej",2.2749999999999999,0,0,null,0,null,54,18.699910411642488,"stiger","---","---","-","-",0,35.553617734394223,0,0,0,0,2.2808337878250589,null,null,null,null,null,null,null,null,null,null,null,null,null,null,0,{"$f":"INDEX(ID!$K$153:$K$176,D7657+1)*INDEX(ID!$K$180:$K$191,$B7657)","v":1},{"$f":"INDEX(ID!$L$153:$L$176,D7657+1)*INDEX(ID!$K$180:$K$191,$B7657)","v":1},0,0,{"$f":"ID!K7865","v":0.22886000000000001},2.2641995753424657,0,{"$f":"ID!I7865","v":1.2},null,null,0,-35.553617734394223,0,{"$f":"IF(elsalgtype=1,HK7657*(GO7657)*Elprissalg,IF(elsalgtype=2,ID!J7865,\"elsalgtype ikke defineret\"))","v":26.309677123451724},null,null,null,2986,4501,5660,6411,6632,3412,5289,6725,7669,8062,1485,1648,1686,1596,1067,2536,3657,4501,5023,5037,2536,3657,4501,5023,5037]
[7693,11,17,12,321,46,0.31,1.03,3.7,{"$f":"IF(ID!$W$4=2,0,FBR!P7703+FBR!Q7703)","v":25.395783774915923},{"$f":"IF(ID!$W$4=2,0,FBR!R7703+FBR!S7703)","v":0},{"$f":"ID!H7911","v":1},{"$f":"IF(ID!$Y$4=1,J7703+K7703,IF(ID!$Y$4=2,model!L7703,\"error\"))","v":25.395783774915923},null,581.9,712.6,274.60000000000002,488.9,488.9,488.9,{"$f":"(1-ID!$AB$64)*O7703*PV1W/1000000","v":77.392700000000005},{"$f":"(1-ID!$AB$65)*P7703*PV2W/1000000","v":43.326079999999997},{"$f":"(1-ID!$AB$66)*Q7703*PV3W/1000000","v":0},{"$f":"(1-ID!$AB$67)*R7703*PV4W/1000000","v":0},{"$f":"(1-ID!$AB$68)*S7703*PV5W/1000000","v":0},{"$f":"(1-ID!$AB$69)*T7703*PV6W/1000000","v":0},null,null,null,null,null,null,null,null,null,{"$f":"ID!L7911","v":0},{"$f":"IF(ID!$K$70=\"ja\",AJ7703,SUM(U7703:Z7703))","v":120.71878000000001},null,54,0,54,null,25.395783774915923,0,48.6,0,0,54,0,0,95.322996225084083,0,54,null,null,null,null,120.71878000000001,25.395783774915923,95.322996225084083,99,99,39.6,39.6,null,39.6,0,54,54,54,54,54,54,54,31.751819986875546,6,6,6,6,6,6,6,6,7.9200000000000008,54,54,54,54,54,54,54,39.671819986875562,8.370039985234996,6,6,6,6,6,6,6,15.840000000000002,54,54,54,54,54,54,54,47.591819986875578,16.290039985235012,6,6,6,6,6,6,6,23.76,54,54,54,54,54,54,54,54,24.210039985234999,6,6,6,6,6,6,6,31.680000000000003,54,54,54,54,54,54,54,54,32.130039985234987,6,6,6,6,6,6,6,39.6,54,54,54,54,54,54,54,54,40.050039985235003,10.52005885161185,6,6,6,6,6,6,54,54,54,54,54,54,0,null,0,0,null,null,"nej","nej",2.2749999999999999,0,0,null,0,null,54,0,"stiger","---","---","-","-",0,95.322996225084083,0,0,0,0,4.7534969217700258,null,null,null,null,null,null,null,null,null,null,null,null,null,null,0,{"$f":"INDEX(ID!$K$153:$K$176,D7703+1)*INDEX(ID!$K$180:$K$191,$B7703)","v":1},{"$f":"INDEX(ID!$L$153:$L$176,D7703+1)*INDEX(ID!$K$180:$K$191,$B7703)","v":1},0,0,{"$f":"ID!K7911","v":0.32101999999999997},2.3563595753424655,0,{"$f":"ID!I7911","v":1.2},null,null,0,-95.322996225084083,0,{"$f":"IF(elsalgtype=1,HK7703*(GO7703)*Elprissalg,IF(elsalgtype=2,ID!J7911,\"elsalgtype ikke defineret\"))","v":70.539017206562221},null,null,null,4889,6842,8238,9068,9100,4428,6006,7126,7761,7587,3909,5046,5819,6199,5758,2753,2850,2746,2444,1341,2753,2850,2746,2444,1341]
[7796,11,21,19,325,47,0,0,3.3,{"$f":"IF(ID!$W$4=2,0,FBR!P7806+FBR!Q7806)","v":35.435977360347799},{"$f":"IF(ID!$W$4=2,0,FBR!R7806+FBR!S7806)","v":0},{"$f":"ID!H8014","v":1},{"$f":"IF(ID!$Y$4=1,J7806+K7806,IF(ID!$Y$4=2,model!L7806,\"error\"))","v":35.435977360347799},null,0,0,0,0,0,0,{"$f":"(1-ID!$AB$64)*O7806*PV1W/1000000","v":0},{"$f":"(1-ID!$AB$65)*P7806*PV2W/1000000","v":0},{"$f":"(1-ID!$AB$66)*Q7806*PV3W/1000000","v":0},{"$f":"(1-ID!$AB$67)*R7806*PV4W/1000000","v":0},{"$f":"(1-ID!$AB$68)*S7806*PV5W/1000000","v":0},{"$f":"(1-ID!$AB$69)*T7806*PV6W/1000000","v":0},null,null,null,null,null,null,null,null,null,{"$f":"ID!L8014","v":0},{"$f":"IF(ID!$K$70=\"ja\",AJ7806,SUM(U7806:Z7806))","v":0},null,6.6681855644753014,0,6.6681855644753014,null,0,35.435977360347799,6.0013670080277715,1.3670080277714547E-3,1.3670080277714545E-4,6.6666818556447529,35.434610352320028,35.434610352320028,0,0,6.6666818556447529,null,null,null,null,0,35.435977360347799,-35.435977360347799,99,63.565389647679972,39.6,39.6,null,39.6,0,6,6,6,6,6,6,6,6,6,6,6,6,6,6,6,6,7.9200000000000008,6,6,6,6,6,6,6,6,6,6,6,6,6,6,6,6,15.840000000000002,6,6,6,6,6,6,6,6,6,6,6,6,6,6,6,6,23.76,6,6,6,6,6,6,6,6,6,6,6,6,6,6,6,6,31.680000000000003,6,6,6,6,6,6,6,6,6,6,6,6,6,6,6,6,39.6,10.832208204127504,6,6,6,6,6,6,6,6,6,6,6,6,6,6,6,6,6,6,6,6,10.832208204127504,1,null,39.6,39.6,null,null,"nej","nej",2.2749999999999999,0,39.6,null,0,null,6.6666818556447529,2.5061813841986691E-5,"falder","---","---","-","-",0,0,0,0,0,-1.5037088305486002E-3,0,null,null,null,null,null,null,null,null,null,null,null,null,null,null,35.434610352320028,{"$f":"INDEX(ID!$K$153:$K$176,D7806+1)*INDEX(ID!$K$180:$K$191,$B7806)","v":1},{"$f":"INDEX(ID!$L$153:$L$176,D7806+1)*INDEX(ID!$K$180:$K$191,$B7806)","v":1},80.613738551528058,80.613738551528058,{"$f":"ID!K8014","v":0.41214000000000001},2.4474795753424656,86.725485097521954,{"$f":"ID!I8014","v":1.2},null,null,80.613738551528058,35.434610352320028,10.205167781468168,{"$f":"IF(elsalgtype=1,HK7806*(GO7806)*Elprissalg,IF(elsalgtype=2,ID!J8014,\"elsalgtype ikke defineret\"))","v":0},null,null,null,0,0,0,0,0,0,0,0,0,0,0,0,0,0,0,0,0,0,0,0,0,0,0,0,0]
[7841,11,23,16,327,47,0,3.6,4,{"$f":"IF(ID!$W$4=2,0,FBR!P7851+FBR!Q7851)","v":31.301780001640555},{"$f":"IF(ID!$W$4=2,0,FBR!R7851+FBR!S7851)","v":0},{"$f":"ID!H8059","v":1},{"$f":"IF(ID!$Y$4=1,J7851+K7851,IF(ID!$Y$4=2,model!L7851,\"error\"))","v":31.301780001640555},null,0,0,0,0,0,0,{"$f":"(1-ID!$AB$64)*O7851*PV1W/1000000","v":0},{"$f":"(1-ID!$AB$65)*P7851*PV2W/1000000","v":0},{"$f":"(1-ID!$AB$66)*Q7851*PV3W/1000000","v":0},{"$f":"(1-ID!$AB$67)*R7851*PV4W/1000000","v":0},{"$f":"(1-ID!$AB$68)*S7851*PV5W/1000000","v":0},{"$f":"(1-ID!$AB$69)*T7851*PV6W/1000000","v":0},null,null,null,null,null,null,null,null,null,{"$f":"ID!L8059","v":0},{"$f":"IF(ID!$K$70=\"ja\",AJ7851,SUM(U7851:Z7851))","v":0},null,27.6,0,27.6,null,0,31.301780001640555,24.840000000000003,18.840000000000003,1.8839999999999999,6.8759999999999977,12.461780001640552,12.461780001640552,0,0,6.8759999999999977,null,null,null,null,0,31.301780001640555,-31.301780001640555,99,86.538219998359452,39.6,39.6,null,39.6,0,6,6,6,6,6,6,6,6,6,6,6,6,6,6,6,6,7.9200000000000008,6,6,6,6,6,6,6,6,6,6,6,6,6,6,6,6,15.840000000000002,12.13821999835945,6,6,6,6,6,6,6,6,6,6,6,6,6,6,6,23.76,20.058219998359444,6,6,6,6,6,6,6,6,6,6,6,6,6,6,6,31.680000000000003,27.978219998359446,6,6,6,6,6,6,6,6,6,6,6,6,6,6,6,39.6,35.898219998359451,6,6,6,6,6,6,6,6,6,6,6,6,6,6,6,6,6,12.13821999835945,20.058219998359444,27.978219998359446,35.898219998359451,1,null,39.6,39.6,null,null,"nej","nej",2.2749999999999999,0,39.6,null,0,null,6.8759999999999977,0.34539999999999643,"falder","---","---","-","-",0,0,0,0,0,-20.724000000000004,0,null,null,null,null,null,null,null,null,null,null,null,null,null,null,12.461780001640552,{"$f":"INDEX(ID!$K$153:$K$176,D7851+1)*INDEX(ID!$K$180:$K$191,$B7851)","v":1},{"$f":"INDEX(ID!$L$153:$L$176,D7851+1)*INDEX(ID!$K$180:$K$191,$B7851)","v":1},28.350549503732253,28.350549503732253,{"$f":"ID!K8059","v":0.23183000000000001},2.2671695753424657,28.25296847433064,{"$f":"ID!I8059","v":1.2},null,null,28.350549503732253,12.461780001640552,3.5889926404724788,{"$f":"IF(elsalgtype=1,HK7851*(GO7851)*Elprissalg,IF(elsalgtype=2,ID!J8059,\"elsalgtype ikke defineret\"))","v":0},null,null,null,0,0,0,0,0,0,0,0,0,0,0,0,0,0,0,0,0,0,0,0,0,0,0,0,0]
[7922,11,27,1,331,48,0,6.68,-3.3,{"$f":"IF(ID!$W$4=2,0,FBR!P7932+FBR!Q7932)","v":17.717988680173899},{"$f":"IF(ID!$W$4=2,0,FBR!R7932+FBR!S7932)","v":0},{"$f":"ID!H8140","v":1},{"$f":"IF(ID!$Y$4=1,J7932+K7932,IF(ID!$Y$4=2,model!L7932,\"error\"))","v":17.717988680173899},null,0,0,0,0,0,0,{"$f":"(1-ID!$AB$64)*O7932*PV1W/1000000","v":0},{"$f":"(1-ID!$AB$65)*P7932*PV2W/1000000","v":0},{"$f":"(1-ID!$AB$66)*Q7932*PV3W/1000000","v":0},{"$f":"(1-ID!$AB$67)*R7932*PV4W/1000000","v":0},{"$f":"(1-ID!$AB$68)*S7932*PV5W/1000000","v":0},{"$f":"(1-ID!$AB$69)*T7932*PV6W/1000000","v":0},null,null,null,null,null,null,null,null,null,{"$f":"ID!L8140","v":0},{"$f":"IF(ID!$K$70=\"ja\",AJ7932,SUM(U7932:Z7932))","v":0},null,6.6666666666666679,0,6.6666666666666679,null,0,17.717988680173899,6.0000000000000009,8.8817841970012523E-16,8.8817841970012504E-17,6.666666666666667,17.717988680173899,17.717988680173899,0,0,6.666666666666667,null,null,null,null,0,17.717988680173899,-17.717988680173899,99,81.282011319826097,39.6,39.6,null,39.6,0,6,6,6,6,6,6,6,6,6,6,10.894552617942182,54,54,54,54,54,7.9200000000000008,6,6,6,6,6,6,6,6,6,6,18.814552617942184,54,54,54,54,54,15.840000000000002,6,6,6,6,6,6,6,6,6,6,26.734552617942182,54,54,54,54,54,23.76,12.70867798649277,6,6,6,6,6,6,6,6,6,34.654552617942187,54,54,54,54,54,31.680000000000003,20.628677986492772,6,6,6,6,6,6,6,6,6,42.574552617942189,54,54,54,54,54,39.6,28.548677986492766,12.011888551663795,6,6,6,6,6,6,6,6,50.494552617942176,54,54,54,54,54,54,54,54,54,54,54,0,null,0,0,null,null,"nej","nej",2.2749999999999999,0,0,null,0,null,6.666666666666667,0,"falder","---","---","-","-",0,0,0,0,0,-9.7699626167013783E-16,0,null,null,null,null,null,null,null,null,null,null,null,null,null,null,17.717988680173899,{"$f":"INDEX(ID!$K$153:$K$176,D7932+1)*INDEX(ID!$K$180:$K$191,$B7932)","v":1},{"$f":"INDEX(ID!$L$153:$L$176,D7932+1)*INDEX(ID!$K$180:$K$191,$B7932)","v":1},40.308424247395621,40.308424247395621,{"$f":"ID!K8140","v":0.22606999999999999},2.2614095753424657,40.067629257154671,{"$f":"ID!I8140","v":1.2},null,null,40.308424247395621,17.717988680173899,5.1027807398900835,{"$f":"IF(elsalgtype=1,HK7932*(GO7932)*Elprissalg,IF(elsalgtype=2,ID!J8140,\"elsalgtype ikke defineret\"))","v":0},null,null,null,0,0,0,0,0,0,0,0,0,0,0,0,0,0,0,0,0,0,0,0,0,0,0,0,0]
[7990,11,29,21,333,48,0,2.06,2,{"$f":"IF(ID!$W$4=2,0,FBR!P8000+FBR!Q8000)","v":29.529981133623163},{"$f":"IF(ID!$W$4=2,0,FBR!R8000+FBR!S8000)","v":0},{"$f":"ID!H8208","v":1},{"$f":"IF(ID!$Y$4=1,J8000+K8000,IF(ID!$Y$4=2,model!L8000,\"error\"))","v":29.529981133623163},null,0,0,0,0,0,0,{"$f":"(1-ID!$AB$64)*O8000*PV1W/1000000","v":0},{"$f":"(1-ID!$AB$65)*P8000*PV2W/1000000","v":0},{"$f":"(1-ID!$AB$66)*Q8000*PV3W/1000000","v":0},{"$f":"(1-ID!$AB$67)*R8000*PV4W/1000000","v":0},{"$f":"(1-ID!$AB$68)*S8000*PV5W/1000000","v":0},{"$f":"(1-ID!$AB$69)*T8000*PV6W/1000000","v":0},null,null,null,null,null,null,null,null,null,{"$f":"ID!L8208","v":0},{"$f":"IF(ID!$K$70=\"ja\",AJ8000,SUM(U8000:Z8000))","v":0},null,6.666666666666667,0,6.666666666666667,null,0,29.529981133623163,6,0,0,6.666666666666667,29.529981133623163,29.529981133623163,0,0,6.666666666666667,null,null,null,null,0,29.529981133623163,-29.529981133623163,99,69.470018866376833,39.6,39.6,null,39.6,0,6,6,6,6,6,6,6,6,6,6,6,6,6,6,6,6,7.9200000000000008,6,6,6,6,6,6,6,6,6,6,6,6,6,6,6,6,15.840000000000002,6,6,6,6,6,6,6,6,6,6,6,6,6,6,6,6,23.76,6,6,6,6,6,6,6,6,6,6,6,6,6,6,6,6,31.680000000000003,8.8166855330435077,6,6,6,6,6,6,6,6,6,6,6,6,6,6,6,39.6,16.736685533043502,6,6,6,6,6,6,6,6,6,6,6,6,6,6,6,6,6,6,6,8.8166855330435077,16.736685533043502,1,null,39.6,39.6,null,null,"nej","nej",2.2749999999999999,0,39.6,null,0,null,6.666666666666667,0,"falder","---","---","-","-",0,0,0,0,0,0,0,null,null,null,null,null,null,null,null,null,null,null,null,null,null,29.529981133623163,{"$f":"INDEX(ID!$K$153:$K$176,D8000+1)*INDEX(ID!$K$180:$K$191,$B8000)","v":1},{"$f":"INDEX(ID!$L$153:$L$176,D8000+1)*INDEX(ID!$K$180:$K$191,$B8000)","v":1},67.180707078992697,67.180707078992697,{"$f":"ID!K8208","v":0.24040999999999998},2.2757495753424655,67.202842024713931,{"$f":"ID!I8208","v":1.2},null,null,67.180707078992697,29.529981133623163,8.504634566483471,{"$f":"IF(elsalgtype=1,HK8000*(GO8000)*Elprissalg,IF(elsalgtype=2,ID!J8208,\"elsalgtype ikke defineret\"))","v":0},null,null,null,0,0,0,0,0,0,0,0,0,0,0,0,0,0,0,0,0,0,0,0,0,0,0,0,0]
[8035,12,1,18,335,48,0,8.2200000000000006,4.7,{"$f":"IF(ID!$W$4=2,0,FBR!P8045+FBR!Q8045)","v":38.388975473710111},{"$f":"IF(ID!$W$4=2,0,FBR!R8045+FBR!S8045)","v":0},{"$f":"ID!H8253","v":1},{"$f":"IF(ID!$Y$4=1,J8045+K8045,IF(ID!$Y$4=2,model!L8045,\"error\"))","v":38.388975473710111},null,0,0,0,0,0,0,{"$f":"(1-ID!$AB$64)*O8045*PV1W/1000000","v":0},{"$f":"(1-ID!$AB$65)*P8045*PV2W/1000000","v":0},{"$f":"(1-ID!$AB$66)*Q8045*PV3W/1000000","v":0},{"$f":"(1-ID!$AB$67)*R8045*PV4W/1000000","v":0},{"$f":"(1-ID!$AB$68)*S8045*PV5W/1000000","v":0},{"$f":"(1-ID!$AB$69)*T8045*PV6W/1000000","v":0},null,null,null,null,null,null,null,null,null,{"$f":"ID!L8253","v":0},{"$f":"IF(ID!$K$70=\"ja\",AJ8045,SUM(U8045:Z8045))","v":0},null,6.6676409785507831,0,6.6676409785507831,null,0,38.388975473710111,6.0008768806957047,8.7688069570468485E-4,8.7688069570468464E-5,6.6666764097855076,38.388098593014405,38.388098593014405,0,0,6.6666764097855076,null,null,null,null,0,38.388975473710111,-38.388975473710111,99,60.611901406985595,39.6,39.6,null,39.6,0,6,6,6,6,6,6,6,6,6,6,6,6,6,6,6,6,7.9200000000000008,6,6,6,6,6,6,6,6,6,6,6,6,6,6,6,6,15.840000000000002,6,6,6,6,6,6,6,6,6,6,6,6,6,6,6,6,23.76,6,6,6,6,6,6,6,6,6,6,6,6,6,6,6,6,31.680000000000003,6,6,6,6,6,6,6,6,6,6,6,6,6,6,6,6,39.6,7.8786655048406757,6,6,6,6,6,6,6,6,6,6,6,6,6,6,6,6,6,6,6,6,7.8786655048406757,1,null,39.6,39.6,null,null,"nej","nej",2.2749999999999999,0,39.6,null,0,null,6.6666764097855076,1.6076146088413644E-5,"falder","---","---","-","-",0,0,0,0,0,-9.6456876527515332E-4,0,null,null,null,null,null,null,null,null,null,null,null,null,null,null,38.388098593014405,{"$f":"INDEX(ID!$K$153:$K$176,D8045+1)*INDEX(ID!$K$180:$K$191,$B8045)","v":1},{"$f":"INDEX(ID!$L$153:$L$176,D8045+1)*INDEX(ID!$K$180:$K$191,$B8045)","v":1},87.332924299107773,87.332924299107773,{"$f":"ID!K8253","v":0.26941999999999999},2.3047595753424659,88.475337811440596,{"$f":"ID!I8253","v":1.2},null,null,87.332924299107773,38.388098593014405,11.05577239478815,{"$f":"IF(elsalgtype=1,HK8045*(GO8045)*Elprissalg,IF(elsalgtype=2,ID!J8253,\"elsalgtype ikke defineret\"))","v":0},null,null,null,0,0,0,0,0,0,0,0,0,0,0,0,0,0,0,0,0,0,0,0,0,0,0,0,0]
[8151,12,6,14,340,49,0.249,9.25,5.2,{"$f":"IF(ID!$W$4=2,0,FBR!P8161+FBR!Q8161)","v":27.758182265605775},{"$f":"IF(ID!$W$4=2,0,FBR!R8161+FBR!S8161)","v":0},{"$f":"ID!H8369","v":1},{"$f":"IF(ID!$Y$4=1,J8161+K8161,IF(ID!$Y$4=2,model!L8161,\"error\"))","v":27.758182265605775},null,0,0,0,0,0,0,{"$f":"(1-ID!$AB$64)*O8161*PV1W/1000000","v":0},{"$f":"(1-ID!$AB$65)*P8161*PV2W/1000000","v":0},{"$f":"(1-ID!$AB$66)*Q8161*PV3W/1000000","v":0},{"$f":"(1-ID!$AB$67)*R8161*PV4W/1000000","v":0},{"$f":"(1-ID!$AB$68)*S8161*PV5W/1000000","v":0},{"$f":"(1-ID!$AB$69)*T8161*PV6W/1000000","v":0},null,null,null,null,null,null,null,null,null,{"$f":"ID!L8369","v":0},{"$f":"IF(ID!$K$70=\"ja\",AJ8161,SUM(U8161:Z8161))","v":0},null,6.666666666666667,0,6.666666666666667,null,0,27.758182265605775,6,0,0,6.666666666666667,27.758182265605775,27.758182265605775,0,0,6.666666666666667,null,null,null,null,0,27.758182265605775,-27.758182265605775,99,71.241817734394232,39.6,39.6,null,39.6,0,6,6,6,6,6,6,6,6,6,6,6,6,6,6,6,6,7.9200000000000008,6,6,6,6,6,6,6,6,6,6,6,6,6,6,6,6,15.840000000000002,6,6,6,6,6,6,6,6,6,6,6,6,6,6,6,6,23.76,6,6,6,6,6,6,6,6,6,6,6,6,6,6,6,6,31.680000000000003,10.588484401060896,6,6,6,6,6,6,6,6,6,6,6,6,6,6,6,39.6,18.50848440106089,6,6,6,6,6,6,6,6,6,6,6,6,6,6,6,6,6,6,6,10.588484401060896,18.50848440106089,1,null,39.6,39.6,null,null,"nej","nej",2.2749999999999999,0,39.6,null,0,null,6.666666666666667,0,"falder","---","---","-","-",0,0,0,0,0,0,0,null,null,null,null,null,null,null,null,null,null,null,null,null,null,27.758182265605775,{"$f":"INDEX(ID!$K$153:$K$176,D8161+1)*INDEX(ID!$K$180:$K$191,$B8161)","v":1},{"$f":"INDEX(ID!$L$153:$L$176,D8161+1)*INDEX(ID!$K$180:$K$191,$B8161)","v":1},63.149864654253136,63.149864654253136,{"$f":"ID!K8369","v":0.26105},2.2963895753424657,63.743600385193211,{"$f":"ID!I8369","v":1.2},null,null,63.149864654253136,27.758182265605775,7.9943564924944628,{"$f":"IF(elsalgtype=1,HK8161*(GO8161)*Elprissalg,IF(elsalgtype=2,ID!J8369,\"elsalgtype ikke defineret\"))","v":0},null,null,null,0,0,0,0,0,0,0,0,0,0,0,0,0,0,0,0,0,0,0,0,0,0,0,0,0]
[8184,12,7,23,341,49,0,7.2,3.4,{"$f":"IF(ID!$W$4=2,0,FBR!P8194+FBR!Q8194)","v":23.623984906898531},{"$f":"IF(ID!$W$4=2,0,FBR!R8194+FBR!S8194)","v":0},{"$f":"ID!H8402","v":1},{"$f":"IF(ID!$Y$4=1,J8194+K8194,IF(ID!$Y$4=2,model!L8194,\"error\"))","v":23.623984906898531},null,0,0,0,0,0,0,{"$f":"(1-ID!$AB$64)*O8194*PV1W/1000000","v":0},{"$f":"(1-ID!$AB$65)*P8194*PV2W/1000000","v":0},{"$f":"(1-ID!$AB$66)*Q8194*PV3W/1000000","v":0},{"$f":"(1-ID!$AB$67)*R8194*PV4W/1000000","v":0},{"$f":"(1-ID!$AB$68)*S8194*PV5W/1000000","v":0},{"$f":"(1-ID!$AB$69)*T8194*PV6W/1000000","v":0},null,null,null,null,null,null,null,null,null,{"$f":"ID!L8402","v":0},{"$f":"IF(ID!$K$70=\"ja\",AJ8194,SUM(U8194:Z8194))","v":0},null,6.666666666666667,0,6.666666666666667,null,0,23.623984906898531,6,0,0,6.666666666666667,23.623984906898531,23.623984906898531,0,0,6.666666666666667,null,null,null,null,0,23.623984906898531,-23.623984906898531,99,75.376015093101472,39.6,39.6,null,39.6,0,6,6,6,6,6,6,6,6,6,6,6,6,6,6,6,6,7.9200000000000008,6,6,6,6,6,6,6,6,6,6,6,6,6,6,6,6,15.840000000000002,6,6,6,6,6,6,6,6,6,6,6,6,6,6,6,6,23.76,6.8026817597681379,6,6,6,6,6,6,6,6,6,6,6,6,6,6,6,31.680000000000003,14.72268175976814,6,6,6,6,6,6,6,6,6,6,6,6,6,6,6,39.6,22.642681759768134,6,6,6,6,6,6,6,6,6,6,6,6,6,6,6,6,6,6,6.8026817597681379,14.72268175976814,22.642681759768134,1,null,39.6,39.6,null,null,"nej","nej",2.2749999999999999,0,39.6,null,0,null,6.666666666666667,0,"falder","---","---","-","-",0,0,0,0,0,0,0,null,null,null,null,null,null,null,null,null,null,null,null,null,null,23.623984906898531,{"$f":"INDEX(ID!$K$153:$K$176,D8194+1)*INDEX(ID!$K$180:$K$191,$B8194)","v":1},{"$f":"INDEX(ID!$L$153:$L$176,D8194+1)*INDEX(ID!$K$180:$K$191,$B8194)","v":1},53.744565663194159,53.744565663194159,{"$f":"ID!K8402","v":0.22875000000000001},2.2640895753424655,53.486817955756713,{"$f":"ID!I8402","v":1.2},null,null,53.744565663194159,23.623984906898531,6.8037076531867768,{"$f":"IF(elsalgtype=1,HK8194*(GO8194)*Elprissalg,IF(elsalgtype=2,ID!J8402,\"elsalgtype ikke defineret\"))","v":0},null,null,null,0,0,0,0,0,0,0,0,0,0,0,0,0,0,0,0,0,0,0,0,0,0,0,0,0]
[8229,12,9,20,343,49,0,3.6,6,{"$f":"IF(ID!$W$4=2,0,FBR!P8239+FBR!Q8239)","v":31.301780001640555},{"$f":"IF(ID!$W$4=2,0,FBR!R8239+FBR!S8239)","v":0},{"$f":"ID!H8447","v":1},{"$f":"IF(ID!$Y$4=1,J8239+K8239,IF(ID!$Y$4=2,model!L8239,\"error\"))","v":31.301780001640555},null,0,0,0,0,0,0,{"$f":"(1-ID!$AB$64)*O8239*PV1W/1000000","v":0},{"$f":"(1-ID!$AB$65)*P8239*PV2W/1000000","v":0},{"$f":"(1-ID!$AB$66)*Q8239*PV3W/1000000","v":0},{"$f":"(1-ID!$AB$67)*R8239*PV4W/1000000","v":0},{"$f":"(1-ID!$AB$68)*S8239*PV5W/1000000","v":0},{"$f":"(1-ID!$AB$69)*T8239*PV6W/1000000","v":0},null,null,null,null,null,null,null,null,null,{"$f":"ID!L8447","v":0},{"$f":"IF(ID!$K$70=\"ja\",AJ8239,SUM(U8239:Z8239))","v":0},null,6.6666668433820053,0,6.6666668433820053,null,0,31.301780001640555,6.0000001590438048,1.590438047927023E-7,1.5904380479270227E-8,6.6666666684338196,31.301779842596751,31.301779842596751,0,0,6.6666666684338196,null,null,null,null,0,31.301780001640555,-31.301780001640555,99,67.698220157403256,39.6,39.6,null,39.6,0,6,6,6,6,6,6,6,6,6,6,6,6,6,6,6,6,7.9200000000000008,6,6,6,6,6,6,6,6,6,6,6,6,6,6,6,6,15.840000000000002,6,6,6,6,6,6,6,6,6,6,6,6,6,6,6,6,23.76,6,6,6,6,6,6,6,6,6,6,6,6,6,6,6,6,31.680000000000003,7.0448868417414552,6,6,6,6,6,6,6,6,6,6,6,6,6,6,6,39.6,14.96488684174145,6,6,6,6,6,6,6,6,6,6,6,6,6,6,6,6,6,6,6,7.0448868417414552,14.96488684174145,1,null,39.6,39.6,null,null,"nej","nej",2.2749999999999999,0,39.6,null,0,null,6.6666666684338196,2.9158024143309076E-9,"falder","---","---","-","-",0,0,0,0,0,-1.7494818527197253E-7,0,null,null,null,null,null,null,null,null,null,null,null,null,null,null,31.301779842596751,{"$f":"INDEX(ID!$K$153:$K$176,D8239+1)*INDEX(ID!$K$180:$K$191,$B8239)","v":1},{"$f":"INDEX(ID!$L$153:$L$176,D8239+1)*INDEX(ID!$K$180:$K$191,$B8239)","v":1},71.211549141907611,71.211549141907611,{"$f":"ID!K8447","v":0.24296999999999999},2.2783095753424658,71.315144740649956,{"$f":"ID!I8447","v":1.2},null,null,71.211549141907611,31.301779842596751,9.0149125946678659,{"$f":"IF(elsalgtype=1,HK8239*(GO8239)*Elprissalg,IF(elsalgtype=2,ID!J8447,\"elsalgtype ikke defineret\"))","v":0},null,null,null,0,0,0,0,0,0,0,0,0,0,0,0,0,0,0,0,0,0,0,0,0,0,0,0,0]
[8356,12,15,3,349,50,0,3.6,1.5,{"$f":"IF(ID!$W$4=2,0,FBR!P8366+FBR!Q8366)","v":15.94618981215651},{"$f":"IF(ID!$W$4=2,0,FBR!R8366+FBR!S8366)","v":0},{"$f":"ID!H8574","v":1},{"$f":"IF(ID!$Y$4=1,J8366+K8366,IF(ID!$Y$4=2,model!L8366,\"error\"))","v":15.94618981215651},null,0,0,0,0,0,0,{"$f":"(1-ID!$AB$64)*O8366*PV1W/1000000","v":0},{"$f":"(1-ID!$AB$65)*P8366*PV2W/1000000","v":0},{"$f":"(1-ID!$AB$66)*Q8366*PV3W/1000000","v":0},{"$f":"(1-ID!$AB$67)*R8366*PV4W/1000000","v":0},{"$f":"(1-ID!$AB$68)*S8366*PV5W/1000000","v":0},{"$f":"(1-ID!$AB$69)*T8366*PV6W/1000000","v":0},null,null,null,null,null,null,null,null,null,{"$f":"ID!L8574","v":0},{"$f":"IF(ID!$K$70=\"ja\",AJ8366,SUM(U8366:Z8366))","v":0},null,6.666666666666667,0,6.666666666666667,null,0,15.94618981215651,6,0,0,6.666666666666667,15.94618981215651,15.94618981215651,0,0,6.666666666666667,null,null,null,null,0,15.94618981215651,-15.94618981215651,99,83.053810187843496,39.6,39.6,null,39.6,0,6,6,6,6,6,6,6,6,6,6,6,6,6,6,6,6,7.9200000000000008,6,6,6,6,6,6,6,6,6,6,6,6,6,6,6,6,15.840000000000002,6.5604768545101582,6,6,6,6,6,6,6,6,6,6,6,6,6,6,6,23.76,14.48047685451016,6,6,6,6,6,6,6,6,6,6,6,6,6,6,6,31.680000000000003,22.40047685451016,6.4542870423536502,6,6,6,6,6,6,6,6,6,6,6,6,6,6,39.6,30.320476854510154,14.374287042353645,6,6,6,6,6,6,6,6,6,6,6,6,6,6,6,6,6.5604768545101582,14.48047685451016,22.40047685451016,30.320476854510154,1,null,39.6,39.6,null,null,"nej","nej",2.2749999999999999,0,39.6,null,0,null,6.666666666666667,0,"falder","---","---","-","-",0,0,0,0,0,0,0,null,null,null,null,null,null,null,null,null,null,null,null,null,null,15.94618981215651,{"$f":"INDEX(ID!$K$153:$K$176,D8366+1)*INDEX(ID!$K$180:$K$191,$B8366)","v":1},{"$f":"INDEX(ID!$L$153:$L$176,D8366+1)*INDEX(ID!$K$180:$K$191,$B8366)","v":1},36.27758182265606,36.27758182265606,{"$f":"ID!K8574","v":0.18593000000000001},2.2212695753424656,35.420786272379239,{"$f":"ID!I8574","v":1.2},null,null,36.27758182265606,15.94618981215651,4.5925026659010744,{"$f":"IF(elsalgtype=1,HK8366*(GO8366)*Elprissalg,IF(elsalgtype=2,ID!J8574,\"elsalgtype ikke defineret\"))","v":0},null,null,null,0,0,0,0,0,0,0,0,0,0,0,0,0,0,0,0,0,0,0,0,0,0,0,0,0]
[8378,12,16,1,350,50,0,6.17,2,{"$f":"IF(ID!$W$4=2,0,FBR!P8388+FBR!Q8388)","v":17.717988680173899},{"$f":"IF(ID!$W$4=2,0,FBR!R8388+FBR!S8388)","v":0},{"$f":"ID!H8596","v":1},{"$f":"IF(ID!$Y$4=1,J8388+K8388,IF(ID!$Y$4=2,model!L8388,\"error\"))","v":17.717988680173899},null,0,0,0,0,0,0,{"$f":"(1-ID!$AB$64)*O8388*PV1W/1000000","v":0},{"$f":"(1-ID!$AB$65)*P8388*PV2W/1000000","v":0},{"$f":"(1-ID!$AB$66)*Q8388*PV3W/1000000","v":0},{"$f":"(1-ID!$AB$67)*R8388*PV4W/1000000","v":0},{"$f":"(1-ID!$AB$68)*S8388*PV5W/1000000","v":0},{"$f":"(1-ID!$AB$69)*T8388*PV6W/1000000","v":0},null,null,null,null,null,null,null,null,null,{"$f":"ID!L8596","v":0},{"$f":"IF(ID!$K$70=\"ja\",AJ8388,SUM(U8388:Z8388))","v":0},null,6.666666666666667,0,6.666666666666667,null,0,17.717988680173899,6,0,0,6.666666666666667,17.717988680173899,17.717988680173899,0,0,6.666666666666667,null,null,null,null,0,17.717988680173899,-17.717988680173899,99,81.282011319826097,39.6,39.6,null,39.6,0,6,6,6,6,6,6,6,6,6,6,6,6,6,6,6,6,7.9200000000000008,6,6,6,6,6,6,6,6,6,6,6,6,6,6,6,6,15.840000000000002,6,6,6,6,6,6,6,6,6,6,6,6,6,6,6,6,23.76,12.70867798649277,6,6,6,6,6,6,6,6,6,6,6,6,6,6,6,31.680000000000003,20.628677986492772,6,6,6,6,6,6,6,6,6,6,6,6,6,6,6,39.6,28.548677986492766,12.011888551663795,6,6,6,6,6,6,6,6,6,6,6,6,6,6,6,6,6,12.70867798649277,20.628677986492772,28.548677986492766,1,null,39.6,39.6,null,null,"nej","nej",2.2749999999999999,0,39.6,null,0,null,6.666666666666667,0,"falder","---","---","-","-",0,0,0,0,0,0,0,null,null,null,null,null,null,null,null,null,null,null,null,null,null,17.717988680173899,{"$f":"INDEX(ID!$K$153:$K$176,D8388+1)*INDEX(ID!$K$180:$K$191,$B8388)","v":1},{"$f":"INDEX(ID!$L$153:$L$176,D8388+1)*INDEX(ID!$K$180:$K$191,$B8388)","v":1},40.308424247395621,40.308424247395621,{"$f":"ID!K8596","v":0.22206999999999999},2.2574095753424657,39.996757302433977,{"$f":"ID!I8596","v":1.2},null,null,40.308424247395621,17.717988680173899,5.1027807398900835,{"$f":"IF(elsalgtype=1,HK8388*(GO8388)*Elprissalg,IF(elsalgtype=2,ID!J8596,\"elsalgtype ikke defineret\"))","v":0},null,null,null,0,0,0,0,0,0,0,0,0,0,0,0,0,0,0,0,0,0,0,0,0,0,0,0,0]
[8492,12,20,19,354,51,0,5.14,-10,{"$f":"IF(ID!$W$4=2,0,FBR!P8502+FBR!Q8502)","v":35.435977360347799},{"$f":"IF(ID!$W$4=2,0,FBR!R8502+FBR!S8502)","v":0},{"$f":"ID!H8710","v":1},{"$f":"IF(ID!$Y$4=1,J8502+K8502,IF(ID!$Y$4=2,model!L8502,\"error\"))","v":35.435977360347799},null,0,0,0,0,0,0,{"$f":"(1-ID!$AB$64)*O8502*PV1W/1000000","v":0},{"$f":"(1-ID!$AB$65)*P8502*PV2W/1000000","v":0},{"$f":"(1-ID!$AB$66)*Q8502*PV3W/1000000","v":0},{"$f":"(1-ID!$AB$67)*R8502*PV4W/1000000","v":0},{"$f":"(1-ID!$AB$68)*S8502*PV5W/1000000","v":0},{"$f":"(1-ID!$AB$69)*T8502*PV6W/1000000","v":0},null,null,null,null,null,null,null,null,null,{"$f":"ID!L8710","v":0},{"$f":"IF(ID!$K$70=\"ja\",AJ8502,SUM(U8502:Z8502))","v":0},null,6.6666666668081165,0,6.6666666668081165,null,0,35.435977360347799,6.0000000001273053,1.2730527743087805E-10,1.2730527743087803E-11,6.6666666666680809,35.435977360220491,35.435977360220491,0,0,6.6666666666680809,null,null,null,null,0,35.435977360347799,-35.435977360347799,99,63.564022639779509,39.6,39.6,null,39.6,0,6,6,6,6,6,6,6,6,6,6,6,6,6,6,6,6,7.9200000000000008,6,6,6,6,6,6,6,6,6,6,6,6,6,6,6,6,15.840000000000002,6,6,6,6,6,6,6,6,6,6,6,6,6,6,6,6,23.76,6,6,6,6,6,6,6,6,6,6,6,6,6,6,6,6,31.680000000000003,6,6,6,6,6,6,6,6,6,6,6,6,6,6,6,6,39.6,10.830689306460322,6,6,6,6,6,6,6,6,6,6,6,6,6,6,6,6,6,6,6,6,10.830689306460322,1,null,39.6,39.6,null,null,"nej","nej",2.2749999999999999,0,39.6,null,0,null,6.6666666666680809,2.3329486490789955E-12,"falder","---","---","-","-",0,0,0,0,0,-1.4003580517396584E-10,0,null,null,null,null,null,null,null,null,null,null,null,null,null,null,35.435977360220491,{"$f":"INDEX(ID!$K$153:$K$176,D8502+1)*INDEX(ID!$K$180:$K$191,$B8502)","v":1},{"$f":"INDEX(ID!$L$153:$L$176,D8502+1)*INDEX(ID!$K$180:$K$191,$B8502)","v":1},80.61684849450161,80.61684849450161,{"$f":"ID!K8710","v":0.22569999999999998},2.2610395753424655,80.122147202398153,{"$f":"ID!I8710","v":1.2},null,null,80.61684849450161,35.435977360220491,10.205561479743501,{"$f":"IF(elsalgtype=1,HK8502*(GO8502)*Elprissalg,IF(elsalgtype=2,ID!J8710,\"elsalgtype ikke defineret\"))","v":0},null,null,null,0,0,0,0,0,0,0,0,0,0,0,0,0,0,0,0,0,0,0,0,0,0,0,0,0]
[8515,12,21,18,355,51,0,5.14,-5,{"$f":"IF(ID!$W$4=2,0,FBR!P8525+FBR!Q8525)","v":38.388975473710111},{"$f":"IF(ID!$W$4=2,0,FBR!R8525+FBR!S8525)","v":0},{"$f":"ID!H8733","v":1},{"$f":"IF(ID!$Y$4=1,J8525+K8525,IF(ID!$Y$4=2,model!L8525,\"error\"))","v":38.388975473710111},null,0,0,0,0,0,0,{"$f":"(1-ID!$AB$64)*O8525*PV1W/1000000","v":0},{"$f":"(1-ID!$AB$65)*P8525*PV2W/1000000","v":0},{"$f":"(1-ID!$AB$66)*Q8525*PV3W/1000000","v":0},{"$f":"(1-ID!$AB$67)*R8525*PV4W/1000000","v":0},{"$f":"(1-ID!$AB$68)*S8525*PV5W/1000000","v":0},{"$f":"(1-ID!$AB$69)*T8525*PV6W/1000000","v":0},null,null,null,null,null,null,null,null,null,{"$f":"ID!L8733","v":0},{"$f":"IF(ID!$K$70=\"ja\",AJ8525,SUM(U8525:Z8525))","v":0},null,6.6666666666666661,0,6.6666666666666661,null,0,38.388975473710111,6,0,0,6.6666666666666661,38.388975473710111,38.388975473710111,0,0,6.6666666666666661,null,null,null,null,0,38.388975473710111,-38.388975473710111,99,60.611024526289889,39.6,39.6,null,39.6,0,6,6,6,6,6,6,6,6,6,6,6,6,6,6,6,6,7.9200000000000008,6,6,6,6,6,6,6,6,6,6,6,6,6,6,6,6,15.840000000000002,6,6,6,6,6,6,6,6,6,6,6,6,6,6,6,6,23.76,6,6,6,6,6,6,6,6,6,6,6,6,6,6,6,6,31.680000000000003,6,6,6,6,6,6,6,6,6,6,6,6,6,6,6,6,39.6,7.8776911929565543,6,6,6,6,6,6,6,6,6,6,6,6,6,6,6,6,6,6,6,6,7.8776911929565543,1,null,39.6,39.6,null,null,"nej","nej",2.2749999999999999,{"$f":"IF(AND(FY8525=\"ja\",FZ8525=\"ja\"),FV8525,0)","v":0},{"$f":"FV8525","v":39.6},null,0,null,6.6666666666666661,0,"falder","---","---","-","-",0,0,0,0,0,0,0,null,null,null,null,null,null,null,null,null,null,null,null,null,null,38.388975473710111,{"$f":"INDEX(ID!$K$153:$K$176,D8525+1)*INDEX(ID!$K$180:$K$191,$B8525)","v":1},{"$f":"INDEX(ID!$L$153:$L$176,D8525+1)*INDEX(ID!$K$180:$K$191,$B8525)","v":1},87.3349192026905,87.3349192026905,{"$f":"ID!K8733","v":0.22790000000000002},2.2632395753424657,86.883448548952003,{"$f":"ID!I8733","v":1.2},null,null,87.3349192026905,38.388975473710111,11.056024936428512,{"$f":"IF(elsalgtype=1,HK8525*(GO8525)*Elprissalg,IF(elsalgtype=2,ID!J8733,\"elsalgtype ikke defineret\"))","v":0},null,null,null,0,0,0,0,0,0,0,0,0,0,0,0,0,0,0,0,0,0,0,0,0,0,0,0,0]
[8641,12,27,0,361,52,0,4.1100000000000003,-0.3,{"$f":"IF(ID!$W$4=2,0,FBR!P8651+FBR!Q8651)","v":20.670986793536215},{"$f":"IF(ID!$W$4=2,0,FBR!R8651+FBR!S8651)","v":0},{"$f":"ID!H8859","v":1},{"$f":"IF(ID!$Y$4=1,J8651+K8651,IF(ID!$Y$4=2,model!L8651,\"error\"))","v":20.670986793536215},null,{"$f":"INDEX(PVY,$A8651,Tag1søjle)/10","v":0},{"$f":"INDEX(PVY,$A8651,tag2søjle)/10","v":0},{"$f":"INDEX(PVY,$A8651,tag3søjle)/10","v":0},{"$f":"INDEX(PVY,$A8651,tag4søjle)/10","v":0},{"$f":"INDEX(PVY,$A8651,tag5søjle)/10","v":0},{"$f":"INDEX(PVY,$A8651,tag6søjle)/10","v":0},{"$f":"(1-ID!$AB$64)*O8651*PV1W/1000000","v":0},{"$f":"(1-ID!$AB$65)*P8651*PV2W/1000000","v":0},{"$f":"(1-ID!$AB$66)*Q8651*PV3W/1000000","v":0},{"$f":"(1-ID!$AB$67)*R8651*PV4W/1000000","v":0},{"$f":"(1-ID!$AB$68)*S8651*PV5W/1000000","v":0},{"$f":"(1-ID!$AB$69)*T8651*PV6W/1000000","v":0},null,null,null,null,null,null,null,null,null,{"$f":"ID!L8859","v":0},{"$f":"IF(ID!$K$70=\"ja\",AJ8651,SUM(U8651:Z8651))","v":0},null,6.666666666666667,{"$f":"AM8651*selfdischarge/(30.4*24)","v":0},6.666666666666667,null,0,20.670986793536215,{"$f":"(AO8651*(effbatteri))","v":6},{"$f":"MIN(batinvpct*Maxbatteri,IF(MIN(AS8651-Maxbatteri*minpctbatteri,AS8651)<0,0,MIN(AS8651-Maxbatteri*minpctbatteri,AR8651)))","v":0},0,{"$f":"AO8651-AT8651-AU8651","v":6.666666666666667},20.670986793536215,{"$f":"MIN(AW8651,maxelkøb*INDEX(fakelkøb,(D8651+1)))","v":20.670986793536215},0,{"$f":"MIN(IF(AY8651+AV8651<Maxbatteri*maxpctbatteri,AY8651,Maxbatteri*maxpctbatteri-AO8651),Maxbatteri*batinvpct)","v":0},6.666666666666667,null,null,null,null,{"$f":"AK8651","v":0},{"$f":"M8651","v":20.670986793536215},-20.670986793536215,{"$f":"maxelkøb","v":99},78.329013206463785,{"$f":"maxelkøb*batinvpct","v":39.6},39.6,null,39.6,0,{"$f":"IF(BO8651+$AM8651+$BH8651<Maxbatteri*minpctbatteri,Maxbatteri*minpctbatteri,IF(BO8651+$AM8651+$BH8651>Maxbatteri*maxpctbatteri,Maxbatteri*maxpctbatteri,BO8651+$AM8651+$BH8651))","v":6},{"$f":"IF(BO8651+$AM8651+$BH8651+SUM($BH8652)<Maxbatteri*minpctbatteri,Maxbatteri*minpctbatteri,IF(BO8651+$AM8651+$BH8651+SUM($BH8652)>Maxbatteri*maxpctbatteri,Maxbatteri*maxpctbatteri,BO8651+$AM8651+$BH8651+SUM($BH8652)))","v":6},{"$f":"IF(BO8651+$AM8651+$BH8651+SUM($BH8652:$BH8653)<Maxbatteri*minpctbatteri,Maxbatteri*minpctbatteri,IF(BO8651+$AM8651+$BH8651+SUM($BH8652:$BH8653)>Maxbatteri*maxpctbatteri,Maxbatteri*maxpctbatteri,BO8651+$AM8651+$BH8651+SUM($BH8652:$BH8653)))","v":6},{"$f":"IF(BO8651+$AM8651+$BH8651+SUM($BH8652:$BH8654)<Maxbatteri*minpctbatteri,Maxbatteri*minpctbatteri,IF(BO8651+$AM8651+$BH8651+SUM($BH8652:$BH8654)>Maxbatteri*maxpctbatteri,Maxbatteri*maxpctbatteri,BO8651+$AM8651+$BH8651+SUM($BH8652:$BH8654)))","v":6},{"$f":"IF(BO8651+$AM8651+$BH8651+SUM($BH8652:$BH8655)<Maxbatteri*minpctbatteri,Maxbatteri*minpctbatteri,IF(BO8651+$AM8651+$BH8651+SUM($BH8652:$BH8655)>Maxbatteri*maxpctbatteri,Maxbatteri*maxpctbatteri,BO8651+$AM8651+$BH8651+SUM($BH8652:$BH8655)))","v":6},{"$f":"IF(BO8651+$AM8651+$BH8651+SUM($BH8652:$BH8656)<Maxbatteri*minpctbatteri,Maxbatteri*minpctbatteri,IF(BO8651+$AM8651+$BH8651+SUM($BH8652:$BH8656)>Maxbatteri*maxpctbatteri,Maxbatteri*maxpctbatteri,BO8651+$AM8651+$BH8651+SUM($BH8652:$BH8656)))","v":6},{"$f":"IF(BO8651+$AM8651+$BH8651+SUM($BH8652:$BH8657)<Maxbatteri*minpctbatteri,Maxbatteri*minpctbatteri,IF(BO8651+$AM8651+$BH8651+SUM($BH8652:$BH8657)>Maxbatteri*maxpctbatteri,Maxbatteri*maxpctbatteri,BO8651+$AM8651+$BH8651+SUM($BH8652:$BH8657)))","v":6},{"$f":"IF(BO8651+$AM8651+$BH8651+SUM($BH8652:$BH8658)<Maxbatteri*minpctbatteri,Maxbatteri*minpctbatteri,IF(BO8651+$AM8651+$BH8651+SUM($BH8652:$BH8658)>Maxbatteri*maxpctbatteri,Maxbatteri*maxpctbatteri,BO8651+$AM8651+$BH8651+SUM($BH8652:$BH8658)))","v":6},{"$f":"IF(BO8651+$AM8651+$BH8651+SUM($BH8652:$BH8659)<Maxbatteri*minpctbatteri,Maxbatteri*minpctbatteri,IF(BO8651+$AM8651+$BH8651+SUM($BH8652:$BH8659)>Maxbatteri*maxpctbatteri,Maxbatteri*maxpctbatteri,BO8651+$AM8651+$BH8651+SUM($BH8652:$BH8659)))","v":6},{"$f":"IF(BO8651+$AM8651+$BH8651+SUM($BH8652:$BH8660)<Maxbatteri*minpctbatteri,Maxbatteri*minpctbatteri,IF(BO8651+$AM8651+$BH8651+SUM($BH8652:$BH8660)>Maxbatteri*maxpctbatteri,Maxbatteri*maxpctbatteri,BO8651+$AM8651+$BH8651+SUM($BH8652:$BH8660)))","v":6},{"$f":"IF(BO8651+$AM8651+$BH8651+SUM($BH8652:$BH8661)<Maxbatteri*minpctbatteri,Maxbatteri*minpctbatteri,IF(BO8651+$AM8651+$BH8651+SUM($BH8652:$BH8661)>Maxbatteri*maxpctbatteri,Maxbatteri*maxpctbatteri,BO8651+$AM8651+$BH8651+SUM($BH8652:$BH8661)))","v":6},{"$f":"IF(BO8651+$AM8651+$BH8651+SUM($BH8652:$BH8662)<Maxbatteri*minpctbatteri,Maxbatteri*minpctbatteri,IF(BO8651+$AM8651+$BH8651+SUM($BH8652:$BH8662)>Maxbatteri*maxpctbatteri,Maxbatteri*maxpctbatteri,BO8651+$AM8651+$BH8651+SUM($BH8652:$BH8662)))","v":6},{"$f":"IF($BO8651+$AM8651+$BH8651+SUM($BH8652:$BH8663)<Maxbatteri*minpctbatteri,Maxbatteri*minpctbatteri,IF($BO8651+$AM8651+$BH8651+SUM($BH8652:$BH8663)>Maxbatteri*maxpctbatteri,Maxbatteri*maxpctbatteri,$BO8651+$AM8651+$BH8651+SUM($BH8652:$BH8663)))","v":6},{"$f":"IF($BO8651+$AM8651+$BH8651+SUM($BH8652:$BH8664)<Maxbatteri*minpctbatteri,Maxbatteri*minpctbatteri,IF($BO8651+$AM8651+$BH8651+SUM($BH8652:$BH8664)>Maxbatteri*maxpctbatteri,Maxbatteri*maxpctbatteri,$BO8651+$AM8651+$BH8651+SUM($BH8652:$BH8664)))","v":6},{"$f":"IF($BO8651+$AM8651+$BH8651+SUM($BH8652:$BH8665)<Maxbatteri*minpctbatteri,Maxbatteri*minpctbatteri,IF($BO8651+$AM8651+$BH8651+SUM($BH8652:$BH8665)>Maxbatteri*maxpctbatteri,Maxbatteri*maxpctbatteri,$BO8651+$AM8651+$BH8651+SUM($BH8652:$BH8665)))","v":6},{"$f":"IF($BO8651+$AM8651+$BH8651+SUM($BH8652:$BH8666)<Maxbatteri*minpctbatteri,Maxbatteri*minpctbatteri,IF($BO8651+$AM8651+$BH8651+SUM($BH8652:$BH8666)>Maxbatteri*maxpctbatteri,Maxbatteri*maxpctbatteri,$BO8651+$AM8651+$BH8651+SUM($BH8652:$BH8666)))","v":6},7.9200000000000008,{"$f":"IF(CF8651+$AM8651+$BH8651<Maxbatteri*minpctbatteri,Maxbatteri*minpctbatteri,IF(CF8651+$AM8651+$BH8651>Maxbatteri*maxpctbatteri,Maxbatteri*maxpctbatteri,CF8651+$AM8651+$BH8651))","v":6},{"$f":"IF(CF8651+$AM8651+$BH8651+SUM($BH8652)<Maxbatteri*minpctbatteri,Maxbatteri*minpctbatteri,IF(CF8651+$AM8651+$BH8651+SUM($BH8652)>Maxbatteri*maxpctbatteri,Maxbatteri*maxpctbatteri,CF8651+$AM8651+$BH8651+SUM($BH8652)))","v":6},{"$f":"IF(CF8651+$AM8651+$BH8651+SUM($BH8652:$BH8653)<Maxbatteri*minpctbatteri,Maxbatteri*minpctbatteri,IF(CF8651+$AM8651+$BH8651+SUM($BH8652:$BH8653)>Maxbatteri*maxpctbatteri,Maxbatteri*maxpctbatteri,CF8651+$AM8651+$BH8651+SUM($BH8652:$BH8653)))","v":6},{"$f":"IF(CF8651+$AM8651+$BH8651+SUM($BH8652:$BH8654)<Maxbatteri*minpctbatteri,Maxbatteri*minpctbatteri,IF(CF8651+$AM8651+$BH8651+SUM($BH8652:$BH8654)>Maxbatteri*maxpctbatteri,Maxbatteri*maxpctbatteri,CF8651+$AM8651+$BH8651+SUM($BH8652:$BH8654)))","v":6},{"$f":"IF(CF8651+$AM8651+$BH8651+SUM($BH8652:$BH8655)<Maxbatteri*minpctbatteri,Maxbatteri*minpctbatteri,IF(CF8651+$AM8651+$BH8651+SUM($BH8652:$BH8655)>Maxbatteri*maxpctbatteri,Maxbatteri*maxpctbatteri,CF8651+$AM8651+$BH8651+SUM($BH8652:$BH8655)))","v":6},{"$f":"IF(CF8651+$AM8651+$BH8651+SUM($BH8652:$BH8656)<Maxbatteri*minpctbatteri,Maxbatteri*minpctbatteri,IF(CF8651+$AM8651+$BH8651+SUM($BH8652:$BH8656)>Maxbatteri*maxpctbatteri,Maxbatteri*maxpctbatteri,CF8651+$AM8651+$BH8651+SUM($BH8652:$BH8656)))","v":6},{"$f":"IF(CF8651+$AM8651+$BH8651+SUM($BH8652:$BH8657)<Maxbatteri*minpctbatteri,Maxbatteri*minpctbatteri,IF(CF8651+$AM8651+$BH8651+SUM($BH8652:$BH8657)>Maxbatteri*maxpctbatteri,Maxbatteri*maxpctbatteri,CF8651+$AM8651+$BH8651+SUM($BH8652:$BH8657)))","v":6},{"$f":"IF(CF8651+$AM8651+$BH8651+SUM($BH8652:$BH8658)<Maxbatteri*minpctbatteri,Maxbatteri*minpctbatteri,IF(CF8651+$AM8651+$BH8651+SUM($BH8652:$BH8658)>Maxbatteri*maxpctbatteri,Maxbatteri*maxpctbatteri,CF8651+$AM8651+$BH8651+SUM($BH8652:$BH8658)))","v":6},{"$f":"IF(CF8651+$AM8651+$BH8651+SUM($BH8652:$BH8659)<Maxbatteri*minpctbatteri,Maxbatteri*minpctbatteri,IF(CF8651+$AM8651+$BH8651+SUM($BH8652:$BH8659)>Maxbatteri*maxpctbatteri,Maxbatteri*maxpctbatteri,CF8651+$AM8651+$BH8651+SUM($BH8652:$BH8659)))","v":6},{"$f":"IF(CF8651+$AM8651+$BH8651+SUM($BH8652:$BH8660)<Maxbatteri*minpctbatteri,Maxbatteri*minpctbatteri,IF(CF8651+$AM8651+$BH8651+SUM($BH8652:$BH8660)>Maxbatteri*maxpctbatteri,Maxbatteri*maxpctbatteri,CF8651+$AM8651+$BH8651+SUM($BH8652:$BH8660)))","v":6},{"$f":"IF(CF8651+$AM8651+$BH8651+SUM($BH8652:$BH8661)<Maxbatteri*minpctbatteri,Maxbatteri*minpctbatteri,IF(CF8651+$AM8651+$BH8651+SUM($BH8652:$BH8661)>Maxbatteri*maxpctbatteri,Maxbatteri*maxpctbatteri,CF8651+$AM8651+$BH8651+SUM($BH8652:$BH8661)))","v":6},{"$f":"IF(CF8651+$AM8651+$BH8651+SUM($BH8652:$BH8662)<Maxbatteri*minpctbatteri,Maxbatteri*minpctbatteri,IF(CF8651+$AM8651+$BH8651+SUM($BH8652:$BH8662)>Maxbatteri*maxpctbatteri,Maxbatteri*maxpctbatteri,CF8651+$AM8651+$BH8651+SUM($BH8652:$BH8662)))","v":6},{"$f":"IF($CF8651+$AM8651+$BH8651+SUM($BH8652:$BH8663)<Maxbatteri*minpctbatteri,Maxbatteri*minpctbatteri,IF($CF8651+$AM8651+$BH8651+SUM($BH8652:$BH8663)>Maxbatteri*maxpctbatteri,Maxbatteri*maxpctbatteri,$CF8651+$AM8651+$BH8651+SUM($BH8652:$BH8663)))","v":6},{"$f":"IF($CF8651+$AM8651+$BH8651+SUM($BH8652:$BH8664)<Maxbatteri*minpctbatteri,Maxbatteri*minpctbatteri,IF($CF8651+$AM8651+$BH8651+SUM($BH8652:$BH8664)>Maxbatteri*maxpctbatteri,Maxbatteri*maxpctbatteri,$CF8651+$AM8651+$BH8651+SUM($BH8652:$BH8664)))","v":6},{"$f":"IF($CF8651+$AM8651+$BH8651+SUM($BH8652:$BH8665)<Maxbatteri*minpctbatteri,Maxbatteri*minpctbatteri,IF($CF8651+$AM8651+$BH8651+SUM($BH8652:$BH8665)>Maxbatteri*maxpctbatteri,Maxbatteri*maxpctbatteri,$CF8651+$AM8651+$BH8651+SUM($BH8652:$BH8665)))","v":6},{"$f":"IF($CF8651+$AM8651+$BH8651+SUM($BH8652:$BH8666)<Maxbatteri*minpctbatteri,Maxbatteri*minpctbatteri,IF($CF8651+$AM8651+$BH8651+SUM($BH8652:$BH8666)>Maxbatteri*maxpctbatteri,Maxbatteri*maxpctbatteri,$CF8651+$AM8651+$BH8651+SUM($BH8652:$BH8666)))","v":6},15.840000000000002,{"$f":"IF(CW8651+$AM8651+$BH8651<Maxbatteri*minpctbatteri,Maxbatteri*minpctbatteri,IF(CW8651+$AM8651+$BH8651>Maxbatteri*maxpctbatteri,Maxbatteri*maxpctbatteri,CW8651+$AM8651+$BH8651))","v":6},{"$f":"IF(CW8651+$AM8651+$BH8651+SUM($BH8652)<Maxbatteri*minpctbatteri,Maxbatteri*minpctbatteri,IF(CW8651+$AM8651+$BH8651+SUM($BH8652)>Maxbatteri*maxpctbatteri,Maxbatteri*maxpctbatteri,CW8651+$AM8651+$BH8651+SUM($BH8652)))","v":6},{"$f":"IF(CW8651+$AM8651+$BH8651+SUM($BH8652:$BH8653)<Maxbatteri*minpctbatteri,Maxbatteri*minpctbatteri,IF(CW8651+$AM8651+$BH8651+SUM($BH8652:$BH8653)>Maxbatteri*maxpctbatteri,Maxbatteri*maxpctbatteri,CW8651+$AM8651+$BH8651+SUM($BH8652:$BH8653)))","v":6},{"$f":"IF(CW8651+$AM8651+$BH8651+SUM($BH8652:$BH8654)<Maxbatteri*minpctbatteri,Maxbatteri*minpctbatteri,IF(CW8651+$AM8651+$BH8651+SUM($BH8652:$BH8654)>Maxbatteri*maxpctbatteri,Maxbatteri*maxpctbatteri,CW8651+$AM8651+$BH8651+SUM($BH8652:$BH8654)))","v":6},{"$f":"IF(CW8651+$AM8651+$BH8651+SUM($BH8652:$BH8655)<Maxbatteri*minpctbatteri,Maxbatteri*minpctbatteri,IF(CW8651+$AM8651+$BH8651+SUM($BH8652:$BH8655)>Maxbatteri*maxpctbatteri,Maxbatteri*maxpctbatteri,CW8651+$AM8651+$BH8651+SUM($BH8652:$BH8655)))","v":6},{"$f":"IF(CW8651+$AM8651+$BH8651+SUM($BH8652:$BH8656)<Maxbatteri*minpctbatteri,Maxbatteri*minpctbatteri,IF(CW8651+$AM8651+$BH8651+SUM($BH8652:$BH8656)>Maxbatteri*maxpctbatteri,Maxbatteri*maxpctbatteri,CW8651+$AM8651+$BH8651+SUM($BH8652:$BH8656)))","v":6},{"$f":"IF(CW8651+$AM8651+$BH8651+SUM($BH8652:$BH8657)<Maxbatteri*minpctbatteri,Maxbatteri*minpctbatteri,IF(CW8651+$AM8651+$BH8651+SUM($BH8652:$BH8657)>Maxbatteri*maxpctbatteri,Maxbatteri*maxpctbatteri,CW8651+$AM8651+$BH8651+SUM($BH8652:$BH8657)))","v":6},{"$f":"IF(CW8651+$AM8651+$BH8651+SUM($BH8652:$BH8658)<Maxbatteri*minpctbatteri,Maxbatteri*minpctbatteri,IF(CW8651+$AM8651+$BH8651+SUM($BH8652:$BH8658)>Maxbatteri*maxpctbatteri,Maxbatteri*maxpctbatteri,CW8651+$AM8651+$BH8651+SUM($BH8652:$BH8658)))","v":6},{"$f":"IF(CW8651+$AM8651+$BH8651+SUM($BH8652:$BH8659)<Maxbatteri*minpctbatteri,Maxbatteri*minpctbatteri,IF(CW8651+$AM8651+$BH8651+SUM($BH8652:$BH8659)>Maxbatteri*maxpctbatteri,Maxbatteri*maxpctbatteri,CW8651+$AM8651+$BH8651+SUM($BH8652:$BH8659)))","v":6},{"$f":"IF(CW8651+$AM8651+$BH8651+SUM($BH8652:$BH8660)<Maxbatteri*minpctbatteri,Maxbatteri*minpctbatteri,IF(CW8651+$AM8651+$BH8651+SUM($BH8652:$BH8660)>Maxbatteri*maxpctbatteri,Maxbatteri*maxpctbatteri,CW8651+$AM8651+$BH8651+SUM($BH8652:$BH8660)))","v":6},{"$f":"IF(CW8651+$AM8651+$BH8651+SUM($BH8652:$BH8661)<Maxbatteri*minpctbatteri,Maxbatteri*minpctbatteri,IF(CW8651+$AM8651+$BH8651+SUM($BH8652:$BH8661)>Maxbatteri*maxpctbatteri,Maxbatteri*maxpctbatteri,CW8651+$AM8651+$BH8651+SUM($BH8652:$BH8661)))","v":6},{"$f":"IF(CW8651+$AM8651+$BH8651+SUM($BH8652:$BH8662)<Maxbatteri*minpctbatteri,Maxbatteri*minpctbatteri,IF(CW8651+$AM8651+$BH8651+SUM($BH8652:$BH8662)>Maxbatteri*maxpctbatteri,Maxbatteri*maxpctbatteri,CW8651+$AM8651+$BH8651+SUM($BH8652:$BH8662)))","v":6},{"$f":"IF($CW8651+$AM8651+$BH8651+SUM($BH8652:$BH8663)<Maxbatteri*minpctbatteri,Maxbatteri*minpctbatteri,IF($CW8651+$AM8651+$BH8651+SUM($BH8652:$BH8663)>Maxbatteri*maxpctbatteri,Maxbatteri*maxpctbatteri,$CW8651+$AM8651+$BH8651+SUM($BH8652:$BH8663)))","v":6},{"$f":"IF($CW8651+$AM8651+$BH8651+SUM($BH8652:$BH8664)<Maxbatteri*minpctbatteri,Maxbatteri*minpctbatteri,IF($CW8651+$AM8651+$BH8651+SUM($BH8652:$BH8664)>Maxbatteri*maxpctbatteri,Maxbatteri*maxpctbatteri,$CW8651+$AM8651+$BH8651+SUM($BH8652:$BH8664)))","v":6},{"$f":"IF($CW8651+$AM8651+$BH8651+SUM($BH8652:$BH8665)<Maxbatteri*minpctbatteri,Maxbatteri*minpctbatteri,IF($CW8651+$AM8651+$BH8651+SUM($BH8652:$BH8665)>Maxbatteri*maxpctbatteri,Maxbatteri*maxpctbatteri,$CW8651+$AM8651+$BH8651+SUM($BH8652:$BH8665)))","v":6},{"$f":"IF($CW8651+$AM8651+$BH8651+SUM($BH8652:$BH8666)<Maxbatteri*minpctbatteri,Maxbatteri*minpctbatteri,IF($CW8651+$AM8651+$BH8651+SUM($BH8652:$BH8666)>Maxbatteri*maxpctbatteri,Maxbatteri*maxpctbatteri,$CW8651+$AM8651+$BH8651+SUM($BH8652:$BH8666)))","v":6},23.76,{"$f":"IF(DN8651+$AM8651+$BH8651<Maxbatteri*minpctbatteri,Maxbatteri*minpctbatteri,IF(DN8651+$AM8651+$BH8651>Maxbatteri*maxpctbatteri,Maxbatteri*maxpctbatteri,DN8651+$AM8651+$BH8651))","v":9.7556798731304539},{"$f":"IF(DN8651+$AM8651+$BH8651+SUM($BH8652)<Maxbatteri*minpctbatteri,Maxbatteri*minpctbatteri,IF(DN8651+$AM8651+$BH8651+SUM($BH8652)>Maxbatteri*maxpctbatteri,Maxbatteri*maxpctbatteri,DN8651+$AM8651+$BH8651+SUM($BH8652)))","v":6},{"$f":"IF(DN8651+$AM8651+$BH8651+SUM($BH8652:$BH8653)<Maxbatteri*minpctbatteri,Maxbatteri*minpctbatteri,IF(DN8651+$AM8651+$BH8651+SUM($BH8652:$BH8653)>Maxbatteri*maxpctbatteri,Maxbatteri*maxpctbatteri,DN8651+$AM8651+$BH8651+SUM($BH8652:$BH8653)))","v":6},{"$f":"IF(DN8651+$AM8651+$BH8651+SUM($BH8652:$BH8654)<Maxbatteri*minpctbatteri,Maxbatteri*minpctbatteri,IF(DN8651+$AM8651+$BH8651+SUM($BH8652:$BH8654)>Maxbatteri*maxpctbatteri,Maxbatteri*maxpctbatteri,DN8651+$AM8651+$BH8651+SUM($BH8652:$BH8654)))","v":6},{"$f":"IF(DN8651+$AM8651+$BH8651+SUM($BH8652:$BH8655)<Maxbatteri*minpctbatteri,Maxbatteri*minpctbatteri,IF(DN8651+$AM8651+$BH8651+SUM($BH8652:$BH8655)>Maxbatteri*maxpctbatteri,Maxbatteri*maxpctbatteri,DN8651+$AM8651+$BH8651+SUM($BH8652:$BH8655)))","v":6},{"$f":"IF(DN8651+$AM8651+$BH8651+SUM($BH8652:$BH8656)<Maxbatteri*minpctbatteri,Maxbatteri*minpctbatteri,IF(DN8651+$AM8651+$BH8651+SUM($BH8652:$BH8656)>Maxbatteri*maxpctbatteri,Maxbatteri*maxpctbatteri,DN8651+$AM8651+$BH8651+SUM($BH8652:$BH8656)))","v":6},{"$f":"IF(DN8651+$AM8651+$BH8651+SUM($BH8652:$BH8657)<Maxbatteri*minpctbatteri,Maxbatteri*minpctbatteri,IF(DN8651+$AM8651+$BH8651+SUM($BH8652:$BH8657)>Maxbatteri*maxpctbatteri,Maxbatteri*maxpctbatteri,DN8651+$AM8651+$BH8651+SUM($BH8652:$BH8657)))","v":6},{"$f":"IF(DN8651+$AM8651+$BH8651+SUM($BH8652:$BH8658)<Maxbatteri*minpctbatteri,Maxbatteri*minpctbatteri,IF(DN8651+$AM8651+$BH8651+SUM($BH8652:$BH8658)>Maxbatteri*maxpctbatteri,Maxbatteri*maxpctbatteri,DN8651+$AM8651+$BH8651+SUM($BH8652:$BH8658)))","v":6},{"$f":"IF(DN8651+$AM8651+$BH8651+SUM($BH8652:$BH8659)<Maxbatteri*minpctbatteri,Maxbatteri*minpctbatteri,IF(DN8651+$AM8651+$BH8651+SUM($BH8652:$BH8659)>Maxbatteri*maxpctbatteri,Maxbatteri*maxpctbatteri,DN8651+$AM8651+$BH8651+SUM($BH8652:$BH8659)))","v":6},{"$f":"IF(DN8651+$AM8651+$BH8651+SUM($BH8652:$BH8660)<Maxbatteri*minpctbatteri,Maxbatteri*minpctbatteri,IF(DN8651+$AM8651+$BH8651+SUM($BH8652:$BH8660)>Maxbatteri*maxpctbatteri,Maxbatteri*maxpctbatteri,DN8651+$AM8651+$BH8651+SUM($BH8652:$BH8660)))","v":6},{"$f":"IF(DN8651+$AM8651+$BH8651+SUM($BH8652:$BH8661)<Maxbatteri*minpctbatteri,Maxbatteri*minpctbatteri,IF(DN8651+$AM8651+$BH8651+SUM($BH8652:$BH8661)>Maxbatteri*maxpctbatteri,Maxbatteri*maxpctbatteri,DN8651+$AM8651+$BH8651+SUM($BH8652:$BH8661)))","v":6},{"$f":"IF(DN8651+$AM8651+$BH8651+SUM($BH8652:$BH8662)<Maxbatteri*minpctbatteri,Maxbatteri*minpctbatteri,IF(DN8651+$AM8651+$BH8651+SUM($BH8652:$BH8662)>Maxbatteri*maxpctbatteri,Maxbatteri*maxpctbatteri,DN8651+$AM8651+$BH8651+SUM($BH8652:$BH8662)))","v":6},{"$f":"IF($DN8651+$AM8651+$BH8651+SUM($BH8652:$BH8663)<Maxbatteri*minpctbatteri,Maxbatteri*minpctbatteri,IF($DN8651+$AM8651+$BH8651+SUM($BH8652:$BH8663)>Maxbatteri*maxpctbatteri,Maxbatteri*maxpctbatteri,$DN8651+$AM8651+$BH8651+SUM($BH8652:$BH8663)))","v":6},{"$f":"IF($DN8651+$AM8651+$BH8651+SUM($BH8652:$BH8664)<Maxbatteri*minpctbatteri,Maxbatteri*minpctbatteri,IF($DN8651+$AM8651+$BH8651+SUM($BH8652:$BH8664)>Maxbatteri*maxpctbatteri,Maxbatteri*maxpctbatteri,$DN8651+$AM8651+$BH8651+SUM($BH8652:$BH8664)))","v":6},{"$f":"IF($DN8651+$AM8651+$BH8651+SUM($BH8652:$BH8665)<Maxbatteri*minpctbatteri,Maxbatteri*minpctbatteri,IF($DN8651+$AM8651+$BH8651+SUM($BH8652:$BH8665)>Maxbatteri*maxpctbatteri,Maxbatteri*maxpctbatteri,$DN8651+$AM8651+$BH8651+SUM($BH8652:$BH8665)))","v":6},{"$f":"IF($DN8651+$AM8651+$BH8651+SUM($BH8652:$BH8666)<Maxbatteri*minpctbatteri,Maxbatteri*minpctbatteri,IF($DN8651+$AM8651+$BH8651+SUM($BH8652:$BH8666)>Maxbatteri*maxpctbatteri,Maxbatteri*maxpctbatteri,$DN8651+$AM8651+$BH8651+SUM($BH8652:$BH8666)))","v":6},{"$f":"BN8651*EE$10","v":31.680000000000003},{"$f":"IF(EE8651+$AM8651+$BH8651<Maxbatteri*minpctbatteri,Maxbatteri*minpctbatteri,IF(EE8651+$AM8651+$BH8651>Maxbatteri*maxpctbatteri,Maxbatteri*maxpctbatteri,EE8651+$AM8651+$BH8651))","v":17.675679873130456},{"$f":"IF(EE8651+$AM8651+$BH8651+SUM($BH8652)<Maxbatteri*minpctbatteri,Maxbatteri*minpctbatteri,IF(EE8651+$AM8651+$BH8651+SUM($BH8652)>Maxbatteri*maxpctbatteri,Maxbatteri*maxpctbatteri,EE8651+$AM8651+$BH8651+SUM($BH8652)))","v":6},{"$f":"IF(EE8651+$AM8651+$BH8651+SUM($BH8652:$BH8653)<Maxbatteri*minpctbatteri,Maxbatteri*minpctbatteri,IF(EE8651+$AM8651+$BH8651+SUM($BH8652:$BH8653)>Maxbatteri*maxpctbatteri,Maxbatteri*maxpctbatteri,EE8651+$AM8651+$BH8651+SUM($BH8652:$BH8653)))","v":6},{"$f":"IF(EE8651+$AM8651+$BH8651+SUM($BH8652:$BH8654)<Maxbatteri*minpctbatteri,Maxbatteri*minpctbatteri,IF(EE8651+$AM8651+$BH8651+SUM($BH8652:$BH8654)>Maxbatteri*maxpctbatteri,Maxbatteri*maxpctbatteri,EE8651+$AM8651+$BH8651+SUM($BH8652:$BH8654)))","v":6},{"$f":"IF(EE8651+$AM8651+$BH8651+SUM($BH8652:$BH8655)<Maxbatteri*minpctbatteri,Maxbatteri*minpctbatteri,IF(EE8651+$AM8651+$BH8651+SUM($BH8652:$BH8655)>Maxbatteri*maxpctbatteri,Maxbatteri*maxpctbatteri,EE8651+$AM8651+$BH8651+SUM($BH8652:$BH8655)))","v":6},{"$f":"IF(EE8651+$AM8651+$BH8651+SUM($BH8652:$BH8656)<Maxbatteri*minpctbatteri,Maxbatteri*minpctbatteri,IF(EE8651+$AM8651+$BH8651+SUM($BH8652:$BH8656)>Maxbatteri*maxpctbatteri,Maxbatteri*maxpctbatteri,EE8651+$AM8651+$BH8651+SUM($BH8652:$BH8656)))","v":6},{"$f":"IF(EE8651+$AM8651+$BH8651+SUM($BH8652:$BH8657)<Maxbatteri*minpctbatteri,Maxbatteri*minpctbatteri,IF(EE8651+$AM8651+$BH8651+SUM($BH8652:$BH8657)>Maxbatteri*maxpctbatteri,Maxbatteri*maxpctbatteri,EE8651+$AM8651+$BH8651+SUM($BH8652:$BH8657)))","v":6},{"$f":"IF(EE8651+$AM8651+$BH8651+SUM($BH8652:$BH8658)<Maxbatteri*minpctbatteri,Maxbatteri*minpctbatteri,IF(EE8651+$AM8651+$BH8651+SUM($BH8652:$BH8658)>Maxbatteri*maxpctbatteri,Maxbatteri*maxpctbatteri,EE8651+$AM8651+$BH8651+SUM($BH8652:$BH8658)))","v":6},{"$f":"IF(EE8651+$AM8651+$BH8651+SUM($BH8652:$BH8659)<Maxbatteri*minpctbatteri,Maxbatteri*minpctbatteri,IF(EE8651+$AM8651+$BH8651+SUM($BH8652:$BH8659)>Maxbatteri*maxpctbatteri,Maxbatteri*maxpctbatteri,EE8651+$AM8651+$BH8651+SUM($BH8652:$BH8659)))","v":6},{"$f":"IF(EE8651+$AM8651+$BH8651+SUM($BH8652:$BH8660)<Maxbatteri*minpctbatteri,Maxbatteri*minpctbatteri,IF(EE8651+$AM8651+$BH8651+SUM($BH8652:$BH8660)>Maxbatteri*maxpctbatteri,Maxbatteri*maxpctbatteri,EE8651+$AM8651+$BH8651+SUM($BH8652:$BH8660)))","v":6},{"$f":"IF(EE8651+$AM8651+$BH8651+SUM($BH8652:$BH8661)<Maxbatteri*minpctbatteri,Maxbatteri*minpctbatteri,IF(EE8651+$AM8651+$BH8651+SUM($BH8652:$BH8661)>Maxbatteri*maxpctbatteri,Maxbatteri*maxpctbatteri,EE8651+$AM8651+$BH8651+SUM($BH8652:$BH8661)))","v":6},{"$f":"IF(EE8651+$AM8651+$BH8651+SUM($BH8652:$BH8662)<Maxbatteri*minpctbatteri,Maxbatteri*minpctbatteri,IF(EE8651+$AM8651+$BH8651+SUM($BH8652:$BH8662)>Maxbatteri*maxpctbatteri,Maxbatteri*maxpctbatteri,EE8651+$AM8651+$BH8651+SUM($BH8652:$BH8662)))","v":6},{"$f":"IF($EE8651+$AM8651+$BH8651+SUM($BH8652:$BH8663)<Maxbatteri*minpctbatteri,Maxbatteri*minpctbatteri,IF($EE8651+$AM8651+$BH8651+SUM($BH8652:$BH8663)>Maxbatteri*maxpctbatteri,Maxbatteri*maxpctbatteri,$EE8651+$AM8651+$BH8651+SUM($BH8652:$BH8663)))","v":6},{"$f":"IF($EE8651+$AM8651+$BH8651+SUM($BH8652:$BH8664)<Maxbatteri*minpctbatteri,Maxbatteri*minpctbatteri,IF($EE8651+$AM8651+$BH8651+SUM($BH8652:$BH8664)>Maxbatteri*maxpctbatteri,Maxbatteri*maxpctbatteri,$EE8651+$AM8651+$BH8651+SUM($BH8652:$BH8664)))","v":6},{"$f":"IF($EE8651+$AM8651+$BH8651+SUM($BH8652:$BH8665)<Maxbatteri*minpctbatteri,Maxbatteri*minpctbatteri,IF($EE8651+$AM8651+$BH8651+SUM($BH8652:$BH8665)>Maxbatteri*maxpctbatteri,Maxbatteri*maxpctbatteri,$EE8651+$AM8651+$BH8651+SUM($BH8652:$BH8665)))","v":6},{"$f":"IF($EE8651+$AM8651+$BH8651+SUM($BH8652:$BH8666)<Maxbatteri*minpctbatteri,Maxbatteri*minpctbatteri,IF($EE8651+$AM8651+$BH8651+SUM($BH8652:$BH8666)>Maxbatteri*maxpctbatteri,Maxbatteri*maxpctbatteri,$EE8651+$AM8651+$BH8651+SUM($BH8652:$BH8666)))","v":6},{"$f":"BN8651*EV$10","v":39.6},{"$f":"IF(EV8651+$AM8651+$BH8651<Maxbatteri*minpctbatteri,Maxbatteri*minpctbatteri,IF(EV8651+$AM8651+$BH8651>Maxbatteri*maxpctbatteri,Maxbatteri*maxpctbatteri,EV8651+$AM8651+$BH8651))","v":25.59567987313045},{"$f":"IF(EV8651+$AM8651+$BH8651+SUM($BH8652)<Maxbatteri*minpctbatteri,Maxbatteri*minpctbatteri,IF(EV8651+$AM8651+$BH8651+SUM($BH8652)>Maxbatteri*maxpctbatteri,Maxbatteri*maxpctbatteri,EV8651+$AM8651+$BH8651+SUM($BH8652)))","v":7.8776911929565507},{"$f":"IF(EV8651+$AM8651+$BH8651+SUM($BH8652:$BH8653)<Maxbatteri*minpctbatteri,Maxbatteri*minpctbatteri,IF(EV8651+$AM8651+$BH8651+SUM($BH8652:$BH8653)>Maxbatteri*maxpctbatteri,Maxbatteri*maxpctbatteri,EV8651+$AM8651+$BH8651+SUM($BH8652:$BH8653)))","v":6},{"$f":"IF(EV8651+$AM8651+$BH8651+SUM($BH8652:$BH8654)<Maxbatteri*minpctbatteri,Maxbatteri*minpctbatteri,IF(EV8651+$AM8651+$BH8651+SUM($BH8652:$BH8654)>Maxbatteri*maxpctbatteri,Maxbatteri*maxpctbatteri,EV8651+$AM8651+$BH8651+SUM($BH8652:$BH8654)))","v":6},{"$f":"IF(EV8651+$AM8651+$BH8651+SUM($BH8652:$BH8655)<Maxbatteri*minpctbatteri,Maxbatteri*minpctbatteri,IF(EV8651+$AM8651+$BH8651+SUM($BH8652:$BH8655)>Maxbatteri*maxpctbatteri,Maxbatteri*maxpctbatteri,EV8651+$AM8651+$BH8651+SUM($BH8652:$BH8655)))","v":6},{"$f":"IF(EV8651+$AM8651+$BH8651+SUM($BH8652:$BH8656)<Maxbatteri*minpctbatteri,Maxbatteri*minpctbatteri,IF(EV8651+$AM8651+$BH8651+SUM($BH8652:$BH8656)>Maxbatteri*maxpctbatteri,Maxbatteri*maxpctbatteri,EV8651+$AM8651+$BH8651+SUM($BH8652:$BH8656)))","v":6},{"$f":"IF(EV8651+$AM8651+$BH8651+SUM($BH8652:$BH8657)<Maxbatteri*minpctbatteri,Maxbatteri*minpctbatteri,IF(EV8651+$AM8651+$BH8651+SUM($BH8652:$BH8657)>Maxbatteri*maxpctbatteri,Maxbatteri*maxpctbatteri,EV8651+$AM8651+$BH8651+SUM($BH8652:$BH8657)))","v":6},{"$f":"IF(EV8651+$AM8651+$BH8651+SUM($BH8652:$BH8658)<Maxbatteri*minpctbatteri,Maxbatteri*minpctbatteri,IF(EV8651+$AM8651+$BH8651+SUM($BH8652:$BH8658)>Maxbatteri*maxpctbatteri,Maxbatteri*maxpctbatteri,EV8651+$AM8651+$BH8651+SUM($BH8652:$BH8658)))","v":6},{"$f":"IF(EV8651+$AM8651+$BH8651+SUM($BH8652:$BH8659)<Maxbatteri*minpctbatteri,Maxbatteri*minpctbatteri,IF(EV8651+$AM8651+$BH8651+SUM($BH8652:$BH8659)>Maxbatteri*maxpctbatteri,Maxbatteri*maxpctbatteri,EV8651+$AM8651+$BH8651+SUM($BH8652:$BH8659)))","v":6},{"$f":"IF(EV8651+$AM8651+$BH8651+SUM($BH8652:$BH8660)<Maxbatteri*minpctbatteri,Maxbatteri*minpctbatteri,IF(EV8651+$AM8651+$BH8651+SUM($BH8652:$BH8660)>Maxbatteri*maxpctbatteri,Maxbatteri*maxpctbatteri,EV8651+$AM8651+$BH8651+SUM($BH8652:$BH8660)))","v":6},{"$f":"IF(EV8651+$AM8651+$BH8651+SUM($BH8652:$BH8661)<Maxbatteri*minpctbatteri,Maxbatteri*minpctbatteri,IF(EV8651+$AM8651+$BH8651+SUM($BH8652:$BH8661)>Maxbatteri*maxpctbatteri,Maxbatteri*maxpctbatteri,EV8651+$AM8651+$BH8651+SUM($BH8652:$BH8661)))","v":6},{"$f":"IF(EV8651+$AM8651+$BH8651+SUM($BH8652:$BH8662)<Maxbatteri*minpctbatteri,Maxbatteri*minpctbatteri,IF(EV8651+$AM8651+$BH8651+SUM($BH8652:$BH8662)>Maxbatteri*maxpctbatteri,Maxbatteri*maxpctbatteri,EV8651+$AM8651+$BH8651+SUM($BH8652:$BH8662)))","v":6},{"$f":"IF($EV8651+$AM8651+$BH8651+SUM($BH8652:$BH8663)<Maxbatteri*minpctbatteri,Maxbatteri*minpctbatteri,IF($EV8651+$AM8651+$BH8651+SUM($BH8652:$BH8663)>Maxbatteri*maxpctbatteri,Maxbatteri*maxpctbatteri,$EV8651+$AM8651+$BH8651+SUM($BH8652:$BH8663)))","v":6},{"$f":"IF($EV8651+$AM8651+$BH8651+SUM($BH8652:$BH8664)<Maxbatteri*minpctbatteri,Maxbatteri*minpctbatteri,IF($EV8651+$AM8651+$BH8651+SUM($BH8652:$BH8664)>Maxbatteri*maxpctbatteri,Maxbatteri*maxpctbatteri,$EV8651+$AM8651+$BH8651+SUM($BH8652:$BH8664)))","v":6},{"$f":"IF($EV8651+$AM8651+$BH8651+SUM($BH8652:$BH8665)<Maxbatteri*minpctbatteri,Maxbatteri*minpctbatteri,IF($EV8651+$AM8651+$BH8651+SUM($BH8652:$BH8665)>Maxbatteri*maxpctbatteri,Maxbatteri*maxpctbatteri,$EV8651+$AM8651+$BH8651+SUM($BH8652:$BH8665)))","v":6},{"$f":"IF($EV8651+$AM8651+$BH8651+SUM($BH8652:$BH8666)<Maxbatteri*minpctbatteri,Maxbatteri*minpctbatteri,IF($EV8651+$AM8651+$BH8651+SUM($BH8652:$BH8666)>Maxbatteri*maxpctbatteri,Maxbatteri*maxpctbatteri,$EV8651+$AM8651+$BH8651+SUM($BH8652:$BH8666)))","v":6},6,6,6,9.7556798731304539,17.675679873130456,25.59567987313045,{"$f":"IF(FM8651=Maxbatteri*maxpctbatteri,0,IF(FN8651=Maxbatteri*maxpctbatteri,0,IF(FO8651=Maxbatteri*maxpctbatteri,0.2,IF(FP8651=Maxbatteri*maxpctbatteri,0.4,IF(FQ8651=Maxbatteri*maxpctbatteri,0.6,IF(FR8651=Maxbatteri*maxpctbatteri,0.8,1))))))","v":1},null,{"$f":"FS8651*BN8651","v":39.6},{"$f":"MIN(Maxbatteri*maxpctbatteri-BA8651,FS8651*BN8651)","v":39.6},null,null,{"$f":"IF(batstyr1=1,\"ja\",\"nej\")","v":"nej"},{"$f":"IF(GA8651<Elpriskøb,\"ja\",\"nej\")","v":"nej"},{"$f":"IF(elpristype=1,HJ8651*Elpriskøb,IF(elpristype=2,HO8651,\"elpristype ikke defineret\"))","v":2.2749999999999999},0,39.6,null,{"$f":"IF(batstyr1=1,GB8651,IF(batstyr1=2,GC8651,IF(batstyr1=0,0,\"error\")))","v":0},null,{"$f":"BA8651+GE8651","v":6.666666666666667},0,{"$f":"IF(GG8651-GG8650>Maxbatteri*0.01,\"stiger\",IF(-GG8651+GG8650>Maxbatteri*0.01,\"falder\",GI8650))","v":"falder"},{"$f":"IF(AND(GI8650=\"stiger\",GI8651=\"falder\"),\"cyclus\",\"---\")","v":"---"},{"$f":"IF(AND(GI8650=\"falder\",GI8651=\"stiger\"),\"cyclus\",\"---\")","v":"---"},"-","-",{"$f":"M8651-AQ8651-AT8651-AX8651","v":0},{"$f":"MIN(AK8651-AZ8651-AQ8651,maxelsalg*INDEX(fakelsalg,D8651+1))","v":0},{"$f":"AK8651-AQ8651-AZ8651-GO8651","v":0},{"$f":"AK8651-AZ8651-GP8651-GO8651-AQ8651","v":0},{"$f":"M8651-AQ8651-AT8651-GN8651-AX8651","v":0},{"$f":"-AN8651+AZ8651-AT8651-AU8651+GE8651","v":0},{"$f":"(AK8651-GP8651)/M8651","v":0},null,null,null,null,null,null,null,null,null,null,null,null,null,null,{"$f":"AX8651+GE8651","v":20.670986793536215},{"$f":"INDEX(ID!$K$153:$K$176,D8651+1)*INDEX(ID!$K$180:$K$191,$B8651)","v":1},{"$f":"INDEX(ID!$L$153:$L$176,D8651+1)*INDEX(ID!$K$180:$K$191,$B8651)","v":1},{"$f":"HJ8651*HI8651*Elpriskøb","v":47.026494955294886},47.026494955294886,{"$f":"ID!K8859","v":0.22541},{"$f":"Elpriskøb-$HN$9+HN8651","v":2.2607495753424658},46.731924615396714,{"$f":"ID!I8859","v":1.2},null,null,{"$f":"IF(elpristype=1,HM8651,IF(elpristype=2,HP8651,IF(elpristype=3,HQ8651,\"elpristype ikke defineret\")))","v":47.026494955294886},{"$f":"AX8651+GE8651-GO8651","v":20.670986793536215},{"$f":"IF(elpristype=1,HI8651*CO2el1,IF(elpristype=2,HI8651*HI8651*CO2el2,IF(elpristype=3,HI8651*HI8651*CO2el3,\"type ikke valgt endnu\")))/1000","v":5.9532441965384297},{"$f":"IF(elsalgtype=1,HK8651*(GO8651)*Elprissalg,IF(elsalgtype=2,ID!J8859,\"elsalgtype ikke defineret\"))","v":0},null,null,null,0,0,0,0,0,0,0,0,0,0,0,0,0,0,0,0,0,0,0,0,0,0,0,0,0]
[8686,12,28,21,362,52,0,1.03,0.7,{"$f":"IF(ID!$W$4=2,0,FBR!P8696+FBR!Q8696)","v":29.529981133623163},{"$f":"IF(ID!$W$4=2,0,FBR!R8696+FBR!S8696)","v":0},{"$f":"ID!H8904","v":1},{"$f":"IF(ID!$Y$4=1,J8696+K8696,IF(ID!$Y$4=2,model!L8696,\"error\"))","v":29.529981133623163},null,0,0,0,0,0,0,{"$f":"(1-ID!$AB$64)*O8696*PV1W/1000000","v":0},{"$f":"(1-ID!$AB$65)*P8696*PV2W/1000000","v":0},{"$f":"(1-ID!$AB$66)*Q8696*PV3W/1000000","v":0},{"$f":"(1-ID!$AB$67)*R8696*PV4W/1000000","v":0},{"$f":"(1-ID!$AB$68)*S8696*PV5W/1000000","v":0},{"$f":"(1-ID!$AB$69)*T8696*PV6W/1000000","v":0},null,null,null,null,null,null,null,null,null,{"$f":"ID!L8904","v":0},{"$f":"IF(ID!$K$70=\"ja\",AJ8696,SUM(U8696:Z8696))","v":0},null,6.666666666666667,0,6.666666666666667,null,0,29.529981133623163,6,0,0,6.666666666666667,29.529981133623163,29.529981133623163,0,0,6.666666666666667,null,null,null,null,0,29.529981133623163,-29.529981133623163,99,69.470018866376833,39.6,39.6,null,39.6,0,6,6,6,6,6,6,6,6,6,6,6,6,6,6,6,6,7.9200000000000008,6,6,6,6,6,6,6,6,6,6,6,6,6,6,6,6,15.840000000000002,6,6,6,6,6,6,6,6,6,6,6,6,6,6,6,6,23.76,6,6,6,6,6,6,6,6,6,6,6,6,6,6,6,6,31.680000000000003,8.8166855330435077,6,6,6,6,6,6,6,6,6,6,6,6,6,6,6,39.6,16.736685533043502,6,6,6,6,6,6,6,6,6,6,6,6,6,6,6,6,6,6,6,8.8166855330435077,16.736685533043502,1,null,39.6,39.6,null,null,"nej","nej",2.2749999999999999,0,39.6,null,0,null,6.666666666666667,0,"falder","---","---","-","-",0,0,0,0,0,0,0,null,null,null,null,null,null,null,null,null,null,null,null,null,null,29.529981133623163,{"$f":"INDEX(ID!$K$153:$K$176,D8696+1)*INDEX(ID!$K$180:$K$191,$B8696)","v":1},{"$f":"INDEX(ID!$L$153:$L$176,D8696+1)*INDEX(ID!$K$180:$K$191,$B8696)","v":1},67.180707078992697,67.180707078992697,{"$f":"ID!K8904","v":0.25813999999999998},2.2934795753424657,67.726408590213083,{"$f":"ID!I8904","v":1.2},null,null,67.180707078992697,29.529981133623163,8.504634566483471,{"$f":"IF(elsalgtype=1,HK8696*(GO8696)*Elprissalg,IF(elsalgtype=2,ID!J8904,\"elsalgtype ikke defineret\"))","v":0},null,null,null,0,0,0,0,0,0,0,0,0,0,0,0,0,0,0,0,0,0,0,0,0,0,0,0,0]
[8744,12,31,7,365,53,0,9.25,-0.5,{"$f":"IF(ID!$W$4=2,0,FBR!P8754+FBR!Q8754)","v":18.899187925518824},{"$f":"IF(ID!$W$4=2,0,FBR!R8754+FBR!S8754)","v":0},{"$f":"ID!H8962","v":1},{"$f":"IF(ID!$Y$4=1,J8754+K8754,IF(ID!$Y$4=2,model!L8754,\"error\"))","v":18.899187925518824},null,0,0,0,0,0,0,{"$f":"(1-ID!$AB$64)*O8754*PV1W/1000000","v":0},{"$f":"(1-ID!$AB$65)*P8754*PV2W/1000000","v":0},{"$f":"(1-ID!$AB$66)*Q8754*PV3W/1000000","v":0},{"$f":"(1-ID!$AB$67)*R8754*PV4W/1000000","v":0},{"$f":"(1-ID!$AB$68)*S8754*PV5W/1000000","v":0},{"$f":"(1-ID!$AB$69)*T8754*PV6W/1000000","v":0},null,null,null,null,null,null,null,null,null,{"$f":"ID!L8962","v":0},{"$f":"IF(ID!$K$70=\"ja\",AJ8754,SUM(U8754:Z8754))","v":0},null,6.666666666666667,0,6.666666666666667,null,0,18.899187925518824,6,0,0,6.666666666666667,18.899187925518824,18.899187925518824,0,0,6.666666666666667,null,null,null,null,0,18.899187925518824,-18.899187925518824,99,80.100812074481183,39.6,39.6,null,39.6,0,6,6,6,6,6,6,6,6,6,6,6,6,6,6,6,6,7.9200000000000008,6,6,6,6,6,6,6,6,6,6,6,6,6,6,6,6,15.840000000000002,6,6,6,6,6,6,6,6,6,6,6,6,6,6,6,6,23.76,11.527478741147846,6,6,6,6,6,6,6,6,6,6,6,6,6,6,6,31.680000000000003,19.447478741147847,6,6,6,6,6,6,6,6,6,6,6,6,6,6,6,39.6,27.367478741147842,6.6964919476116265,6,6,6,6,6,6,6,6,6,6,6,6,6,6,6,6,6,11.527478741147846,19.447478741147847,27.367478741147842,1,null,39.6,39.6,null,null,"nej","nej",2.2749999999999999,0,39.6,null,0,null,6.666666666666667,0,"falder","---","---","-","-",0,0,0,0,0,0,0,null,null,null,null,null,null,null,null,null,null,null,null,null,null,18.899187925518824,{"$f":"INDEX(ID!$K$153:$K$176,D8754+1)*INDEX(ID!$K$180:$K$191,$B8754)","v":1},{"$f":"INDEX(ID!$L$153:$L$176,D8754+1)*INDEX(ID!$K$180:$K$191,$B8754)","v":1},42.995652530555326,42.995652530555326,{"$f":"ID!K8962","v":0.21065},2.2459895753424659,42.447379063153484,{"$f":"ID!I8962","v":1.2},null,null,42.995652530555326,18.899187925518824,5.4429661225494206,{"$f":"IF(elsalgtype=1,HK8754*(GO8754)*Elprissalg,IF(elsalgtype=2,ID!J8962,\"elsalgtype ikke defineret\"))","v":0},null,null,null,0,0,0,0,0,0,0,0,0,0,0,0,0,0,0,0,0,0,0,0,0,0,0,0,0]
["Minimum",null,{"$f":"MIN(C11:C8770)","v":1},0,null,1,0,0,-21.1,15.94618981215651,0,{"$f":"MIN(L11:L8770)","v":1},15.94618981215651,{"$f":"MIN(N11:N8770)","v":0},0,0,0,0,{"$f":"MIN(S11:S8770)","v":0},{"$f":"MIN(T11:T8770)","v":0},0,0,0,0,0,0,0,0,0,0,0,0,0,0,0,0,0,0,6,0,6,0,0,0,5.4,0,0,{"$f":"MIN(AV11:AV8770)","v":6},{"$f":"MIN(AW11:AW8770)","v":0},{"$f":"MIN(AX11:AX8770)","v":0},null,{"$f":"MIN(AZ11:AZ8770)","v":0},null,null,null,null,{"$f":"MIN(BE11:BE8770)","v":0},{"$f":"MIN(BF11:BF8770)","v":0},15.94618981215651,{"$f":"MIN(BH11:BH8770)","v":-38.388975473710111},{"$f":"MIN(BI11:BI8770)","v":99},60.611024526289889,39.6,39.6,0,39.6,{"$f":"MIN(BO11:BO8770)","v":0},null,null,null,null,null,null,null,null,null,null,null,null,null,null,null,null,null,null,null,null,null,null,null,null,null,null,null,null,null,null,null,null,null,null,null,null,null,null,null,null,null,null,null,null,null,null,null,null,null,null,null,null,null,null,null,null,null,null,null,null,null,null,null,null,null,null,null,null,null,null,null,null,null,null,null,null,null,null,null,null,null,null,null,null,null,null,null,null,null,null,null,null,null,null,null,null,null,null,null,null,null,null,null,null,null,null,null,0,null,{"$f":"MIN(FU11:FU8770)","v":0},0,null,null,{"$f":"MIN(FY11:FY8770)","v":0},{"$f":"MIN(FZ11:FZ8770)","v":0},{"$f":"MIN(GA11:GA8770)","v":2.2749999999999999},null,null,{"$f":"MIN(GD11:GD8770)","v":0},0,null,{"$f":"MIN(GG11:GG8770)","v":6},0,0,{"$f":"MIN(GJ11:GJ8770)","v":0},0,{"$f":"MIN(GL11:GL8770)","v":1.0897251551691411E-2},{"$f":"MIN(GM11:GM8770)","v":0},-1.7763568394002505E-15,0,{"$f":"MIN(GP11:GP8770)","v":-1.7763568394002505E-15},{"$f":"MIN(GQ11:GQ8770)","v":0},{"$f":"MIN(GR11:GR8770)","v":0},{"$f":"MIN(GS11:GS8770)","v":-26.4},{"$f":"MIN(GT11:GT8770)","v":0},null,null,null,null,{"$f":"MIN(GY11:GY8770)","v":0},0,0,0,0,0,0,0,0,0,{"$f":"MIN(HI11:HI8770)","v":0},1,1,{"$f":"MIN(HL11:HL8770)","v":0},{"$f":"MIN(HM11:HM8770)","v":0},-0.44969999999999999,{"$f":"MIN(HO11:HO8770)","v":1.5856395753424657},0,1.2,0,0,0,{"$f":"MIN(HU11:HU8770)","v":-99},{"$f":"MIN(HV11:HV8770)","v":0},0,null,null,{"$f":"MIN(HZ11:HZ8770)","v":0},{"$f":"MIN(IA11:IA8770)","v":0},0,0,0,0,0,0,0,0,0,0,0,0,0,0,0,0,0,0,0,0,0,0,0,0,null,null,{"$f":"AQ8791","v":0},{"$f":"MIN(HZ11:HZ8770)","v":0},0,0,0,0,0,0,0,0,0,0,0,0,0,0,0]
["Maximum",null,{"$f":"MAX(C11:C8770)","v":31},23,null,53,1,20.56,32.1,38.388975473710111,0,{"$f":"MAX(L11:L8770)","v":1},38.388975473710111,{"$f":"MAX(N11:N8770)","v":0},944.6,927.2,826,828.4,{"$f":"MAX(S11:S8770)","v":828.4},{"$f":"MAX(T11:T8770)","v":828.4},125.6318,56.373759999999997,0,0,0,0,0,0,0,0,0,0,0,0,0,0,162.19083999999998,0,54,0,54,0,36.617176605692727,38.388975473710111,48.6,24,2.3999999999999995,{"$f":"MAX(AV11:AV8770)","v":54},{"$f":"MAX(AW11:AW8770)","v":38.388975473710111},{"$f":"MAX(AX11:AX8770)","v":38.388975473710111},null,{"$f":"MAX(AZ11:AZ8770)","v":24},null,null,null,null,{"$f":"MAX(BE11:BE8770)","v":0},{"$f":"MAX(BF11:BF8770)","v":162.19083999999998},38.388975473710111,{"$f":"MAX(BH11:BH8770)","v":138.56685509310145},{"$f":"MAX(BI11:BI8770)","v":99},99,39.6,39.6,0,39.6,{"$f":"MAX(BO11:BO8770)","v":0},null,null,null,null,null,null,null,null,null,null,null,null,null,null,null,null,null,null,null,null,null,null,null,null,null,null,null,null,null,null,null,null,null,null,null,null,null,null,null,null,null,null,null,null,null,null,null,null,null,null,null,null,null,null,null,null,null,null,null,null,null,null,null,null,null,null,null,null,null,null,null,null,null,null,null,null,null,null,null,null,null,null,null,null,null,null,null,null,null,null,null,null,null,null,null,null,null,null,null,null,null,null,null,null,null,null,null,1,null,{"$f":"MAX(FU11:FU8770)","v":39.6},39.6,null,null,{"$f":"MAX(FY11:FY8770)","v":0},{"$f":"MAX(FZ11:FZ8770)","v":0},{"$f":"MAX(GA11:GA8770)","v":2.2749999999999999},null,null,{"$f":"MAX(GD11:GD8770)","v":0},0,null,{"$f":"MAX(GG11:GG8770)","v":54},44,0,{"$f":"MAX(GJ11:GJ8770)","v":0},0,{"$f":"MAX(GL11:GL8770)","v":77.429803226241589},{"$f":"MAX(GM11:GM8770)","v":78.8888888888889},1.7763568394002505E-15,99,{"$f":"MAX(GP11:GP8770)","v":39.566855093101452},{"$f":"MAX(GQ11:GQ8770)","v":0},{"$f":"MAX(GR11:GR8770)","v":0},{"$f":"MAX(GS11:GS8770)","v":24},{"$f":"MAX(GT11:GT8770)","v":5.9973821348148153},null,null,null,null,{"$f":"MAX(GY11:GY8770)","v":0},0,0,0,0,0,0,0,0,0,{"$f":"MAX(HI11:HI8770)","v":38.388975473710111},1,1,{"$f":"MAX(HL11:HL8770)","v":87.3349192026905},{"$f":"MAX(HM11:HM8770)","v":87.3349192026905},0.78655999999999993,{"$f":"MAX(HO11:HO8770)","v":2.8218995753424654},102.16027998158546,1.2,0,0,87.3349192026905,{"$f":"MAX(HU11:HU8770)","v":38.388975473710111},{"$f":"MAX(HV11:HV8770)","v":11.056024936428512},73.260000000000005,null,null,{"$f":"MAX(HZ11:HZ8770)","v":0},{"$f":"MAX(IA11:IA8770)","v":8284},8923,9637,10214,10102,8080,8816,9272,9607,9550,8291,9128,9446,9850,9881,7485,7775,8260,8562,7902,7485,7775,8260,8562,7902,null,null,{"$f":"AQ8792","v":36.617176605692727},{"$f":"MAX(HZ11:HZ8770)","v":0},8284,8923,9637,10214,10102,8080,8816,9272,9607,9550,8291,9128,9446,9850,9881]
["Middel ",null,{"$f":"AVERAGE(C11:C8770)","v":15.72054794520548},11.5,null,26.572602739726026,0.11381757990867569,4.3961461187214654,{"$f":"AVERAGE(I11:I8770)","v":7.7559703196346987},{"$f":"AVERAGE(J11:J8770)","v":24.657534246573892},{"$f":"AVERAGE(K11:K8770)","v":0},{"$f":"AVERAGE(L11:L8770)","v":1},{"$f":"AVERAGE(M11:M8770)","v":24.657534246573892},{"$f":"AVERAGE(N11:N8770)","v":{"$error":"#DIV/0!"}},112.78310022831077,111.42765296803685,91.623662671232779,113.54726415525117,{"$f":"AVERAGE(S11:S8770)","v":113.54726415525117},{"$f":"AVERAGE(T11:T8770)","v":113.54726415525117},15.000152330365275,6.7748013004566117,0,0,0,0,{"$error":"#DIV/0!"},{"$error":"#DIV/0!"},{"$error":"#DIV/0!"},{"$error":"#DIV/0!"},{"$error":"#DIV/0!"},{"$error":"#DIV/0!"},{"$error":"#DIV/0!"},{"$error":"#DIV/0!"},{"$error":"#DIV/0!"},0,21.774953630821848,{"$error":"#DIV/0!"},19.701441532558135,0,19.701441532558135,{"$error":"#DIV/0!"},9.0290476934676231,15.628486553107598,17.731297379304475,1.3986515686445935,0.13986515686445949,{"$f":"AVERAGE(AV11:AV8770)","v":18.162924807049286},{"$f":"AVERAGE(AW11:AW8770)","v":14.229834984463068},{"$f":"AVERAGE(AX11:AX8770)","v":14.229834984463068},null,{"$f":"AVERAGE(AZ11:AZ8770)","v":1.538592829009819},null,null,null,null,{"$f":"AVERAGE(BE11:BE8770)","v":{"$error":"#DIV/0!"}},{"$f":"AVERAGE(BF11:BF8770)","v":21.774953630821848},24.657534246573892,{"$f":"AVERAGE(BH11:BH8770)","v":-2.8825806157534384},{"$f":"AVERAGE(BI11:BI8770)","v":99},84.770165015535696,39.599999999997415,39.599999999997415,{"$error":"#DIV/0!"},39.599999999997415,{"$f":"AVERAGE(BO11:BO8770)","v":0},null,null,null,null,null,null,null,null,null,null,null,null,null,null,null,null,null,null,null,null,null,null,null,null,null,null,null,null,null,null,null,null,null,null,null,null,null,null,null,null,null,null,null,null,null,null,null,null,null,null,null,null,null,null,null,null,null,null,null,null,null,null,null,null,null,null,null,null,null,null,null,null,null,null,null,null,null,null,null,null,null,null,null,null,null,null,null,null,null,null,null,null,null,null,null,null,null,null,null,null,null,null,null,null,null,null,null,0.40974885844748871,null,{"$f":"AVERAGE(FU11:FU8770)","v":16.226054794521428},16.215504812112467,null,null,{"$f":"AVERAGE(FY11:FY8770)","v":{"$error":"#DIV/0!"}},{"$f":"AVERAGE(FZ11:FZ8770)","v":{"$error":"#DIV/0!"}},{"$f":"AVERAGE(GA11:GA8770)","v":2.2750000000000479},null,null,{"$f":"AVERAGE(GD11:GD8770)","v":{"$error":"#DIV/0!"}},0,null,{"$f":"AVERAGE(GG11:GG8770)","v":19.701517636058895},5.1296870856331847,{"$error":"#DIV/0!"},{"$f":"AVERAGE(GJ11:GJ8770)","v":{"$error":"#DIV/0!"}},{"$error":"#DIV/0!"},{"$f":"AVERAGE(GL11:GL8770)","v":22.69075452917852},{"$f":"AVERAGE(GM11:GM8770)","v":25.556164729027575},3.0417069167812508E-19,10.911717452978815,{"$f":"AVERAGE(GP11:GP8770)","v":0.29559565536563076},{"$f":"AVERAGE(GQ11:GQ8770)","v":0},{"$f":"AVERAGE(GR11:GR8770)","v":0},{"$f":"AVERAGE(GS11:GS8770)","v":7.6103500761007977E-5},{"$f":"AVERAGE(GT11:GT8770)","v":0.88534167472270031},null,null,null,null,{"$f":"AVERAGE(GY11:GY8770)","v":{"$error":"#DIV/0!"}},{"$error":"#DIV/0!"},{"$error":"#DIV/0!"},{"$error":"#DIV/0!"},{"$error":"#DIV/0!"},{"$error":"#DIV/0!"},{"$error":"#DIV/0!"},{"$error":"#DIV/0!"},{"$error":"#DIV/0!"},{"$error":"#DIV/0!"},{"$f":"AVERAGE(HI11:HI8770)","v":14.229834984463068},1,1,{"$f":"AVERAGE(HL11:HL8770)","v":32.372874589652888},{"$f":"AVERAGE(HM11:HM8770)","v":32.372874589652888},0.23966042465753512,{"$f":"AVERAGE(HO11:HO8770)","v":2.2750000000000061},32.324863336326509,1.2000000000000606,{"$error":"#DIV/0!"},{"$error":"#DIV/0!"},32.372874589652888,{"$f":"AVERAGE(HU11:HU8770)","v":3.3181175314842668},{"$f":"AVERAGE(HV11:HV8770)","v":4.0981924755254138},8.0746709152043259,null,null,{"$f":"AVERAGE(HZ11:HZ8770)","v":{"$error":"#DIV/0!"}},{"$f":"AVERAGE(IA11:IA8770)","v":1135.4726415525097},1194.5876118721453,1195.1178938356165,1135.0455091324222,862.51486415524892,1097.1187534246558,1128.9486700913226,1114.2765296803682,1052.8280901826486,812.25878767123174,1102.4520445205465,1139.2840799086732,1127.8310022831072,1066.406883561644,826.59961301369685,1005.0812431506857,968.81415525114267,916.23662671232876,845.16373059360853,651.70464041095772,1005.0812431506857,968.81415525114267,916.23662671232876,845.16373059360853,651.70464041095772,null,null,{"$f":"AQ8793","v":9.0290476934676231},{"$f":"AVERAGE(HZ11:HZ8770)","v":{"$error":"#DIV/0!"}},1135.4726415525097,1194.5876118721453,1195.1178938356165,1135.0455091324222,862.51486415524892,1097.1187534246558,1128.9486700913226,1114.2765296803682,1052.8280901826486,812.25878767123174,1102.4520445205465,1139.2840799086732,1127.8310022831072,1066.406883561644,826.59961301369685]
[]
[null,null,null,null,null,null,null,null,null,null,null,null,null,null,null,null,null,null,null,null,null,null,null,null,null,null,null,null,null,null,null,null,null,null,null,null,null,null,null,null,null,null,null,null,null,null,null,null,null,null,null,null,null,null,null,null,null,null,null,null,null,null,null,null,null,null,null,null,null,null,null,null,null,null,null,null,null,null,null,null,null,null,null,null,null,null,null,null,null,null,null,null,null,null,null,null,null,null,null,null,null,null,null,null,null,null,null,null,null,null,null,null,null,null,null,null,null,null,null,null,null,null,null,null,null,null,null,null,null,null,null,null,null,null,null,null,null,null,null,null,null,null,null,null,null,null,null,null,null,null,null,null,null,null,null,null,null,null,null,null,null,null,null,null,null,null,null,null,null,null,null,null,null,null,null,null,null,null,null,null,null,null,null,null,null,null,null,null,null,null,null,null,">0",{"$f":"COUNTIF(GL$11:GL$8770,\">0\")","v":368},{"$f":"COUNTIF(GM$11:GM$8770,\">0\")","v":364}]
["Antal større end nul ",null,null,null,null,null,null,null,null,null,null,null,null,null,null,null,null,null,null,null,null,null,null,null,null,null,null,null,null,null,null,null,null,null,null,null,null,null,null,null,null,null,null,null,null,null,null,null,null,null,null,null,null,null,null,null,null,null,null,null,null,null,null,null,null,null,null,null,null,null,null,null,null,null,null,null,null,null,null,null,null,null,null,null,null,null,null,null,null,null,null,null,null,null,null,null,null,null,null,null,null,null,null,null,null,null,null,null,null,null,null,null,null,null,null,null,null,null,null,null,null,null,null,null,null,null,null,null,null,null,null,null,null,null,null,null,null,null,null,null,null,null,null,null,null,null,null,null,null,null,null,null,null,null,null,null,null,null,null,null,null,null,null,null,null,null,null,null,null,null,null,null,null,null,null,null,null,null,null,null,null,null,null,null,null,null,null,null,null,null,null,null,"<0",{"$f":"COUNTIF(GL$11:GL$8770,\"<0\")","v":0},{"$f":"COUNTIF(GM$11:GM$8770,\"<0\")","v":0}]
[null,null,null,null,null,null,null,null,null,null,null,null,null,null,null,null,null,null,null,null,null,null,null,null,null,null,null,null,null,null,null,null,null,null,null,null,null,null,null,null,null,null,null,null,null,null,null,null,null,null,null,null,null,null,null,null,null,null,null,null,null,null,null,null,null,null,null,null,null,null,null,null,null,null,null,null,null,null,null,null,null,null,null,null,null,null,null,null,null,null,null,null,null,null,null,null,null,null,null,null,null,null,null,null,null,null,null,null,null,null,null,null,null,null,null,null,null,null,null,null,null,null,null,null,null,null,null,null,null,null,null,null,null,null,null,null,null,null,null,null,null,null,null,null,null,null,null,null,null,null,null,null,null,null,null,null,null,null,null,null,null,null,null,null,null,null,null,null,null,null,null,null,null,null,null,null,null,null,null,null,null,null,null,null,null,null,null,null,null,null,null,null," = -",{"$f":"COUNTIF(GL$11:GL$8770,\"-\")","v":8392},{"$f":"COUNTIF(GM$11:GM$8770,\"-\")","v":8393}]
[null,null,null,null,null,null,null,null,null,null,null,null,null,null,null,null,null,null,null,null,null,null,null,null,null,null,null,null,null,null,null,null,null,null,null,null,null,null,null,null,null,null,null,null,null,null,null,null,null,null,null,null,null,null,null,null,null,null,null,null,null,null,null,null,null,null,null,null,null,null,null,null,null,null,null,null,null,null,null,null,null,null,null,null,null,null,null,null,null,null,null,null,null,null,null,null,null,null,null,null,null,null,null,null,null,null,null,null,null,null,null,null,null,null,null,null,null,null,null,null,null,null,null,null,null,null,null,null,null,null,null,null,null,null,null,null,null,null,null,null,null,null,null,null,null,null,null,null,null,null,null,null,null,null,null,null,null,null,null,null,null,null,null,null,null,null,null,null,null,null,null,null,null,null,null,null,null,null,null,null,null,null,null,null,null,null,null,null,"op og nedladninger ",null,null,null,null,{"$f":"SUM(GL8795:GL8797)","v":8760},{"$f":"SUM(GM8795:GM8797)","v":8757}]
[null,null,null,null,null,null,null,null,null,null,null,null,null,null,null,null,null,null,null,null,null,null,null,null,null,null,null,null,null,null,null,null,null,null,null,null,null,null,null,null,null,null,null,null,null,null,null,null,null,null,null,null,null,null,null,null,null,null,null,null,null,null,null,null,null,null,null,null,null,null,null,null,null,null,null,null,null,null,null,null,null,null,null,null,null,null,null,null,null,null,null,null,null,null,null,null,null,null,null,null,null,null,null,null,null,null,null,null,null,null,null,null,null,null,null,null,null,null,null,null,null,null,null,null,null,null,null,null,null,null,null,null,null,null,null,null,null,null,null,null,null,null,null,null,null,null,null,null,null,null,null,null,null,null,null,null,null,null,null,null,null,null,null,null,null,null,null,null,null,null,null,null,null,null,null,null,null,null,null,null,null,null,null,null,null,null,null,null,null,null,null,null,"ANTAL cyklus 1 ",null,null,"ANTAL cyklus 2",null,null,"1+2"]
[null,null,null,null,null,null,null,null,null,null,null,null,null,null,null,null,null,null,null,null,null,null,null,null,null,null,null,null,null,null,null,null,null,null,null,null,null,null,null,null,null,null,null,null,null,null,null,null,null,null,null,null,null,null,null,null,null,null,null,null,null,null,null,null,null,null,null,null,null,null,null,null,null,null,null,null,null,null,null,null,null,null,null,null,null,null,null,null,null,null,null,null,null,null,null,null,null,null,null,null,null,null,null,null,null,null,null,null,null,null,null,null,null,null,null,null,null,null,null,null,null,null,null,null,null,null,null,null,null,null,null,null,null,null,null,null,null,null,null,null,null,null,null,null,null,null,null,null,null,null,null,null,null,null,null,null,null,null,null,null,null,null,null,null,null,null,null,null,null,null,null,null,null,null,null,null,null,null,null,null,null,null,null,null,null,null,null,null,null,null,"antal",null,null,null,"antal",null,null,"antal"]
[null,null,null,null,null,null,null,null,null,null,null,null,null,null,null,null,null,null,null,null,null,null,null,null,null,null,null,null,null,null,null,null,null,null,null,null,null,null,null,null,null,null,null,null,null,null,null,null,null,null,null,null,null,null,null,null,null,null,null,null,null,null,null,null,null,null,null,null,null,null,null,null,null,null,null,null,null,null,null,null,null,null,null,null,null,null,null,null,null,null,null,null,null,null,null,null,null,null,null,null,null,null,null,null,null,null,null,null,null,null,null,null,null,null,null,null,null,null,null,null,null,null,null,null,null,null,null,null,null,null,null,null,null,null,null,null,null,null,null,null,null,null,null,null,null,null,null,null,null,null,null,null,null,null,null,null,null,null,null,null,null,null,null,null,null,null,null,null,null,null,null,null,null,null,null,null,null,null,null,null,null,null,null,null,null,null,null,null," 1 - 10",{"$f":"COUNTIF(GH$11:GH$8770,\">2\")","v":1763},{"$f":"GH8801-GH8802","v":345},null," 1 - 10",{"$f":"COUNTIF(GL$11:GL$8770,\">2\")","v":328},{"$f":"GL8801-GL8802","v":75}," 1 - 10",{"$f":"COUNTIF(GM$11:GM$8770,\">2\")","v":347},{"$f":"GO8801-GO8802","v":70},{"$f":"GM8801+GP8801","v":145}]
[null,null,null,null,null,null,null,null,null,null,null,null,null,null,null,null,null,null,null,null,null,null,null,null,null,null,null,null,null,null,null,null,null,null,null,null,null,null,null,null,null,null,null,null,null,null,null,null,null,null,null,null,null,null,null,null,null,null,null,null,null,null,null,null,null,null,null,null,null,null,null,null,null,null,null,null,null,null,null,null,null,null,null,null,null,null,null,null,null,null,null,null,null,null,null,null,null,null,null,null,null,null,null,null,null,null,null,null,null,null,null,null,null,null,null,null,null,null,null,null,null,null,null,null,null,null,null,null,null,null,null,null,null,null,null,null,null,null,null,null,null,null,null,null,null,null,null,null,null,null,null,null,null,null,null,null,null,null,null,null,null,null,null,null,null,null,null,null,null,null,null,null,null,null,null,null,null,null,null,null,null,null,null,null,null,null,null,null," 10-25",{"$f":"COUNTIF(GH$11:GH$8770,\">10\")","v":1418},{"$f":"GH8802-GH8803","v":483},null," 10-25",{"$f":"COUNTIF(GL$11:GL$8770,\">10\")","v":253},{"$f":"GL8802-GL8803","v":108}," 10-25",{"$f":"COUNTIF(GM$11:GM$8770,\">10\")","v":277},{"$f":"GO8802-GO8803","v":102},210]
[null,null,null,null,null,null,null,null,null,null,null,null,null,null,null,null,null,null,null,null,null,null,null,null,null,null,null,null,null,null,null,null,null,null,null,null,null,null,null,null,null,null,null,null,null,null,null,null,null,null,null,null,null,null,null,null,null,null,null,null,null,null,null,null,null,null,null,null,null,null,null,null,null,null,null,null,null,null,null,null,null,null,null,null,null,null,null,null,null,null,null,null,null,null,null,null,null,null,null,null,null,null,null,null,null,null,null,null,null,null,null,null,null,null,null,null,null,null,null,null,null,null,null,null,null,null,null,null,null,null,null,null,null,null,null,null,null,null,null,null,null,null,null,null,null,null,null,null,null,null,null,null,null,null,null,null,null,null,null,null,null,null,null,null,null,null,null,null,null,null,null,null,null,null,null,null,null,null,null,null,null,null,null,null,null,null,null,null,"  25 -50",{"$f":"COUNTIF(GH$11:GH$8770,\">25\")","v":935},{"$f":"GH8803-GH8804","v":935},null,"  25 -50",{"$f":"COUNTIF(GL$11:GL$8770,\">25\")","v":145},{"$f":"GL8803-GL8804","v":109},"  25 -50",{"$f":"COUNTIF(GM$11:GM$8770,\">25\")","v":175},{"$f":"GO8803-GO8804","v":151},260]
[null,null,null,null,null,null,null,null,null,null,null,null,null,null,null,null,null,null,null,null,null,null,null,null,null,null,null,null,null,null,null,null,null,null,null,null,null,null,null,null,null,null,null,null,null,null,null,null,null,null,null,null,null,null,null,null,null,null,null,null,null,null,null,null,null,null,null,null,null,null,null,null,null,null,null,null,null,null,null,null,null,null,null,null,null,null,null,null,null,null,null,null,null,null,null,null,null,null,null,null,null,null,null,null,null,null,null,null,null,null,null,null,null,null,null,null,null,null,null,null,null,null,null,null,null,null,null,null,null,null,null,null,null,null,null,null,null,null,null,null,null,null,null,null,null,null,null,null,null,null,null,null,null,null,null,null,null,null,null,null,null,null,null,null,null,null,null,null,null,null,null,null,null,null,null,null,null,null,null,null,null,null,null,null,null,null,null,null,"50 - 75",{"$f":"COUNTIF(GH$11:GH$8770,\">50\")","v":0},{"$f":"GH8804-GH8805","v":0},null,"50 - 75",{"$f":"COUNTIF(GL$11:GL$8770,\">50\")","v":36},{"$f":"GL8804-GL8805","v":33},"50 - 75",{"$f":"COUNTIF(GM$11:GM$8770,\">50\")","v":24},{"$f":"GO8804-GO8805","v":12},45]
[null,null,null,null,null,null,null,null,null,null,null,null,null,null,null,null,null,null,null,null,null,null,null,null,null,null,null,null,null,null,null,null,null,null,null,null,null,null,null,null,null,null,null,null,null,null,null,null,null,null,null,null,null,null,null,null,null,null,null,null,null,null,null,null,null,null,null,null,null,null,null,null,null,null,null,null,null,null,null,null,null,null,null,null,null,null,null,null,null,null,null,null,null,null,null,null,null,null,null,null,null,null,null,null,null,null,null,null,null,null,null,null,null,null,null,null,null,null,null,null,null,null,null,null,null,null,null,null,null,null,null,null,null,null,null,null,null,null,null,null,null,null,null,null,null,null,null,null,null,null,null,null,null,null,null,null,null,null,null,null,null,null,null,null,null,null,null,null,null,null,null,null,null,null,null,null,null,null,null,null,null,null,null,null,null,null,null,null," 75-95",{"$f":"COUNTIF(GH$11:GH$8770,\">75\")","v":0},{"$f":"GH8805-GH8806","v":0},null," 75-95",{"$f":"COUNTIF(GL$11:GL$8770,\">75\")","v":3},{"$f":"GL8805-GL8806","v":3}," 75-95",{"$f":"COUNTIF(GM$11:GM$8770,\">75\")","v":12},{"$f":"GO8805-GO8806","v":12},15]
[null,null,null,null,null,null,null,null,null,null,null,null,null,null,null,null,null,null,null,null,null,null,null,null,null,null,null,null,null,null,null,null,null,null,null,null,null,null,null,null,null,null,null,null,null,null,null,null,null,null,null,null,null,null,null,null,null,null,null,null,null,null,null,null,null,null,null,null,null,null,null,null,null,null,null,null,null,null,null,null,null,null,null,null,null,null,null,null,null,null,null,null,null,null,null,null,null,null,null,null,null,null,null,null,null,null,null,null,null,null,null,null,null,null,null,null,null,null,null,null,null,null,null,null,null,null,null,null,null,null,null,null,null,null,null,null,null,null,null,null,null,null,null,null,null,null,null,null,null,null,null,null,null,null,null,null,null,null,null,null,null,null,null,null,null,null,null,null,null,null,null,null,null,null,null,null,null,null,null,null,null,null,null,null,null,null,null,null,"> 95",{"$f":"COUNTIF(GH$11:GH$8770,\">90\")","v":0},{"$f":"GH8806","v":0},null,"> 95",{"$f":"COUNTIF(GL$11:GL$8770,\">90\")","v":0},{"$f":"GL8806","v":0},"> 95",{"$f":"COUNTIF(GM$11:GM$8770,\">90\")","v":0},{"$f":"GO8806","v":0},0]
[null,null,null,null,null,null,null,null,null,null,null,null,null,null,null,null,null,null,null,null,null,null,null,null,null,null,null,null,null,null,null,null,null,null,null,null,null,null,null,null,null,null,null,null,null,null,null,null,null,null,null,null,null,null,null,null,null,null,null,null,null,null,null,null,null,null,null,null,null,null,null,null,null,null,null,null,null,null,null,null,null,null,null,null,null,null,null,null,null,null,null,null,null,null,null,null,null,null,null,null,null,null,null,null,null,null,null,null,null,null,null,null,null,null,null,null,null,null,null,null,null,null,null,null,null,null,null,null,null,null,null,null,null,null,null,null,null,null,null,null,null,null,null,null,null,null,null,null,null,null,null,null,null,null,null,null,null,null,null,null,null,null,null,null,null,null,null,null,null,null,null,null,null,null,null,null,null,null,null,null,null,null,null,null,null,null,null,null,null,null,null,null,null,{"$f":"SUM(GL8801:GL8806)","v":765},{"$f":"SUM(GM8801:GM8806)","v":328},null,null,null,{"$f":"SUM(GQ8801:GQ8806)","v":675}]
[]
[null,null,null,null,null,null,null,null,null,null,null,null,null,null,null,null,null,null,null,null,null,null,null,null,null,null,null,null,null,null,null,null,null,null,null,null,null,null,null,null,null,null,null,null,null,null,null,null,null,null,null,null,null,null,null,null,null,null,null,null,null,null,null,null,null,null,null,null,null,null,null,null,null,null,null,null,null,null,null,null,null,null,null,null,null,null,null,null,null,null,null,null,null,null,null,null,null,null,null,null,null,null,null,null,null,null,null,null,null,null,null,null,null,null,null,null,null,null,null,null,null,null,null,null,null,null,null,null,null,null,null,null,null,null,null,null,null,null,null,null,null,null,null,null,null,null,null,null,null,null,null,null,null,null,null,null,null,null,null,null,null,null,null,null,null,null,null,null,null,null,null,null,null,null,null,null,null,null,null,null,null,null,null,null,null,null,null,null,null,null,null,null,">0",63,95]
[null,null,null,null,null,null,null,null,null,null,null,null,null,null,null,null,null,null,null,null,null,null,null,null,null,null,null,null,null,null,null,null,null,null,null,null,null,null,null,null,null,null,null,null,null,null,null,null,null,null,null,null,null,null,null,null,null,null,null,null,null,null,null,null,null,null,null,null,null,null,null,null,null,null,null,null,null,null,null,null,null,null,null,null,null,null,null,null,null,null,null,null,null,null,null,null,null,null,null,null,null,null,null,null,null,null,null,null,null,null,null,null,null,null,null,null,null,null,null,null,null,null,null,null,null,null,null,null,null,null,null,null,null,null,null,null,null,null,null,null,null,null,null,null,null,null,null,null,null,null,null,null,null,null,null,null,null,null,null,null,null,null,null,null,null,null,null,null,null,null,null,null,null,null,null,null,null,null,null,null,null,null,null,null,null,null,null,null,null,null,null,null,"<0",617,581]
[null,null,null,null,null,null,null,null,null,null,null,null,null,null,null,null,null,null,null,null,null,null,null,null,null,null,null,null,null,null,null,null,null,null,null,null,null,null,null,null,null,null,null,null,null,null,null,null,null,null,null,null,null,null,null,null,null,null,null,null,null,null,null,null,null,null,null,null,null,null,null,null,null,null,null,null,null,null,null,null,null,null,null,null,null,null,null,null,null,null,null,null,null,null,null,null,null,null,null,null,null,null,null,null,null,null,null,null,null,null,null,null,null,null,null,null,null,null,null,null,null,null,null,null,null,null,null,null,null,null,null,null,null,null,null,null,null,null,null,null,null,null,null,null,null,null,null,null,null,null,null,null,null,null,null,null,null,null,null,null,null,null,null,null,null,null,null,null,null,null,null,null,null,null,null,null,null,null,null,null,null,null,null,null,null,null,null,null,null,null,null,null," = -",8080,8080]
[null,null,null,null,null,null,null,null,null,null,null,null,null,null,null,null,null,null,null,null,null,null,null,null,null,null,null,null,null,null,null,null,null,null,null,null,null,null,null,null,null,null,null,null,null,null,null,null,null,null,null,null,null,null,null,null,null,null,null,null,null,null,null,null,null,null,null,null,null,null,null,null,null,null,null,null,null,null,null,null,null,null,null,null,null,null,null,null,null,null,null,null,null,null,null,null,null,null,null,null,null,null,null,null,null,null,null,null,null,null,null,null,null,null,null,null,null,null,null,null,null,null,null,null,null,null,null,null,null,null,null,null,null,null,null,null,null,null,null,null,null,null,null,null,null,null,null,null,null,null,null,null,null,null,null,null,null,null,null,null,null,null,null,null,null,null,null,null,null,null,null,null,null,null,null,null,null,null,null,null,null,null,null,null,null,null,null,null,"op og nedladninger ",null,null,null,null,8760,8756]
[null,null,null,null,null,null,null,null,null,null,null,null,null,null,null,null,null,null,null,null,null,null,null,null,null,null,null,null,null,null,null,null,null,null,null,null,null,null,null,null,null,null,null,null,null,null,null,null,null,null,null,null,null,null,null,null,null,null,null,null,null,null,null,null,null,null,null,null,null,null,null,null,null,null,null,null,null,null,null,null,null,null,null,null,null,null,null,null,null,null,null,null,null,null,null,null,null,null,null,null,null,null,null,null,null,null,null,null,null,null,null,null,null,null,null,null,null,null,null,null,null,null,null,null,null,null,null,null,null,null,null,null,null,null,null,null,null,null,null,null,null,null,null,null,null,null,null,null,null,null,null,null,null,null,null,null,null,null,null,null,null,null,null,null,null,null,null,null,null,null,null,null,null,null,null,null,null,null,null,null,null,null,null,null,null,null,null,null,null,null,null,null,"ANTAL cyklus 1 ",null,null,"ANTAL cyklus 12",null,null,"1+2"]
[null,null,null,null,null,null,null,null,null,null,null,null,null,null,null,null,null,null,null,null,null,null,null,null,null,null,null,null,null,null,null,null,null,null,null,null,null,null,null,null,null,null,null,null,null,null,null,null,null,null,null,null,null,null,null,null,null,null,null,null,null,null,null,null,null,null,null,null,null,null,null,null,null,null,null,null,null,null,null,null,null,null,null,null,null,null,null,null,null,null,null,null,null,null,null,null,null,null,null,null,null,null,null,null,null,null,null,null,null,null,null,null,null,null,null,null,null,null,null,null,null,null,null,null,null,null,null,null,null,null,null,null,null,null,null,null,null,null,null,null,null,null,null,null,null,null,null,null,null,null,null,null,null,null,null,null,null,null,null,null,null,null,null,null,null,null,null,null,null,null,null,null,null,null,null,null,null,null,null,null,null,null,null,null,null,null,null,null,null,null,"antal",null,null,null,"antal",null,null,"antal"]
[null,null,null,null,null,null,null,null,null,null,null,null,null,null,null,null,null,null,null,null,null,null,null,null,null,null,null,null,null,null,null,null,null,null,null,null,null,null,null,null,null,null,null,null,null,null,null,null,null,null,null,null,null,null,null,null,null,null,null,null,null,null,null,null,null,null,null,null,null,null,null,null,null,null,null,null,null,null,null,null,null,null,null,null,null,null,null,null,null,null,null,null,null,null,null,null,null,null,null,null,null,null,null,null,null,null,null,null,null,null,null,null,null,null,null,null,null,null,null,null,null,null,null,null,null,null,null,null,null,null,null,null,null,null,null,null,null,null,null,null,null,null,null,null,null,null,null,null,null,null,null,null,null,null,null,null,null,null,null,null,null,null,null,null,null,null,null,null,null,null,null,null,null,null,null,null,null,null,null,null,null,null,null,null,null,null,null,null," 1 - 10",3383,1448,null," 1 - 10",50,22," 1 - 10",81,41,63]
[null,null,null,null,null,null,null,null,null,null,null,null,null,null,null,null,null,null,null,null,null,null,null,null,null,null,null,null,null,null,null,null,null,null,null,null,null,null,null,null,null,null,null,null,null,null,null,null,null,null,null,null,null,null,null,null,null,null,null,null,null,null,null,null,null,null,null,null,null,null,null,null,null,null,null,null,null,null,null,null,null,null,null,null,null,null,null,null,null,null,null,null,null,null,null,null,null,null,null,null,null,null,null,null,null,null,null,null,null,null,null,null,null,null,null,null,null,null,null,null,null,null,null,null,null,null,null,null,null,null,null,null,null,null,null,null,null,null,null,null,null,null,null,null,null,null,null,null,null,null,null,null,null,null,null,null,null,null,null,null,null,null,null,null,null,null,null,null,null,null,null,null,null,null,null,null,null,null,null,null,null,null,null,null,null,null,null,null," 10-25",1935,1651,null," 10-25",28,13," 10-25",40,28,41]
[null,null,null,null,null,null,null,null,null,null,null,null,null,null,null,null,null,null,null,null,null,null,null,null,null,null,null,null,null,null,null,null,null,null,null,null,null,null,null,null,null,null,null,null,null,null,null,null,null,null,null,null,null,null,null,null,null,null,null,null,null,null,null,null,null,null,null,null,null,null,null,null,null,null,null,null,null,null,null,null,null,null,null,null,null,null,null,null,null,null,null,null,null,null,null,null,null,null,null,null,null,null,null,null,null,null,null,null,null,null,null,null,null,null,null,null,null,null,null,null,null,null,null,null,null,null,null,null,null,null,null,null,null,null,null,null,null,null,null,null,null,null,null,null,null,null,null,null,null,null,null,null,null,null,null,null,null,null,null,null,null,null,null,null,null,null,null,null,null,null,null,null,null,null,null,null,null,null,null,null,null,null,null,null,null,null,null,null,"  25 -50",284,284,null,"  25 -50",15,12,"  25 -50",12,11,23]
[null,null,null,null,null,null,null,null,null,null,null,null,null,null,null,null,null,null,null,null,null,null,null,null,null,null,null,null,null,null,null,null,null,null,null,null,null,null,null,null,null,null,null,null,null,null,null,null,null,null,null,null,null,null,null,null,null,null,null,null,null,null,null,null,null,null,null,null,null,null,null,null,null,null,null,null,null,null,null,null,null,null,null,null,null,null,null,null,null,null,null,null,null,null,null,null,null,null,null,null,null,null,null,null,null,null,null,null,null,null,null,null,null,null,null,null,null,null,null,null,null,null,null,null,null,null,null,null,null,null,null,null,null,null,null,null,null,null,null,null,null,null,null,null,null,null,null,null,null,null,null,null,null,null,null,null,null,null,null,null,null,null,null,null,null,null,null,null,null,null,null,null,null,null,null,null,null,null,null,null,null,null,null,null,null,null,null,null,"50 - 75",0,0,null,"50 - 75",3,3,"50 - 75",1,1,4]
[null,null,null,null,null,null,null,null,null,null,null,null,null,null,null,null,null,null,null,null,null,null,null,null,null,null,null,null,null,null,null,null,null,null,null,null,null,null,null,null,null,null,null,null,null,null,null,null,null,null,null,null,null,null,null,null,null,null,null,null,null,null,null,null,null,null,null,null,null,null,null,null,null,null,null,null,null,null,null,null,null,null,null,null,null,null,null,null,null,null,null,null,null,null,null,null,null,null,null,null,null,null,null,null,null,null,null,null,null,null,null,null,null,null,null,null,null,null,null,null,null,null,null,null,null,null,null,null,null,null,null,null,null,null,null,null,null,null,null,null,null,null,null,null,null,null,null,null,null,null,null,null,null,null,null,null,null,null,null,null,null,null,null,null,null,null,null,null,null,null,null,null,null,null,null,null,null,null,null,null,null,null,null,null,null,null,null,null," 75-95",0,0,null," 75-95",0,0," 75-95",0,0,0]
[null,null,null,null,null,null,null,null,null,null,null,null,null,null,null,null,null,null,null,null,null,null,null,null,null,null,null,null,null,null,null,null,null,null,null,null,null,null,null,null,null,null,null,null,null,null,null,null,null,null,null,null,null,null,null,null,null,null,null,null,null,null,null,null,null,null,null,null,null,null,null,null,null,null,null,null,null,null,null,null,null,null,null,null,null,null,null,null,null,null,null,null,null,null,null,null,null,null,null,null,null,null,null,null,null,null,null,null,null,null,null,null,null,null,null,null,null,null,null,null,null,null,null,null,null,null,null,null,null,null,null,null,null,null,null,null,null,null,null,null,null,null,null,null,null,null,null,null,null,null,null,null,null,null,null,null,null,null,null,null,null,null,null,null,null,null,null,null,null,null,null,null,null,null,null,null,null,null,null,null,null,null,null,null,null,null,null,null,"> 95",0,0,null,"> 95",0,0,"> 95",0,0,0]
[null,null,null,null,null,null,null,null,null,null,null,null,null,null,null,null,null,null,null,null,null,null,null,null,null,null,null,null,null,null,null,null,null,null,null,null,null,null,null,null,null,null,null,null,null,null,null,null,null,null,null,null,null,null,null,null,null,null,null,null,null,null,null,null,null,null,null,null,null,null,null,null,null,null,null,null,null,null,null,null,null,null,null,null,null,null,null,null,null,null,null,null,null,null,null,null,null,null,null,null,null,null,null,null,null,null,null,null,null,null,null,null,null,null,null,null,null,null,null,null,null,null,null,null,null,null,null,null,null,null,null,null,null,null,null,null,null,null,null,null,null,null,null,null,null,null,null,null,null,null,null,null,null,null,null,null,null,null,null,null,null,null,null,null,null,null,null,null,null,null,null,null,null,null,null,null,null,null,null,null,null,null,null,null,null,null,null,null,null,null,null,null,null,null,null,null,null,null,131]